## List of Locations
Location | Description | Sort Fields | Type | Status | Bus. Area | Main Craft | Cost Center | Priority | Site
SNR-H | Srinagarind Hydro |  | OPERATING | OPERATING | E070 |  | F40300000 |  | SNR0
SNR-H00 | Srinagarind Hydro Common 00 |  | OPERATING | OPERATING | E070 |  | F40300000 |  | SNR0
SNR-H00A | Grid and Distribution Systems |  | OPERATING | OPERATING | E070 | SNR0-2E0 | F40300000 |  | SNR0
SNR-H00AD | 220-245 kV systems |  | OPERATING | OPERATING | E070 | SNR0-2E0 | F40300000 |  | SNR0
SNR-H00ADA | 230 kV systems |  | OPERATING | OPERATING | E070 | SNR0-2E0 | F40300000 |  | SNR0
SNR-H00ADA10 | 230KV. Tie Bus |  | OPERATING | OPERATING | E070 | SNR0-2E0 | F40300000 |  | SNR0
SNR-H00ADA10GS100 | Tie BUS Breaker 80002 |  | OPERATING | OPERATING | E070 | SNR0-2E0 | F40300000 |  | SNR0
SNR-H00ADA10GS200 | Tie BUS DS 80006 |  | OPERATING | OPERATING | E070 | SNR0-2E0 | F40300000 |  | SNR0
SNR-H00ADA10GS201 | Tie BUS DS 80007 |  | OPERATING | OPERATING | E070 | SNR0-2E0 | F40300000 |  | SNR0
SNR-H00ADA30 | 230KV. Line Kanchanaburi 2 |  | OPERATING | OPERATING | E070 | SNR0-2E0 | F40300000 |  | SNR0
SNR-H00ADA30GS100 | Breaker 80132(Kanchanaburi 2) |  | OPERATING | OPERATING | E070 | SNR0-2E0 | F40300000 |  | SNR0
SNR-H00ADA30GS200 | DS 80133(Kanchanaburi 2) |  | OPERATING | OPERATING | E070 | SNR0-2E0 | F40300000 |  | SNR0
SNR-H00ADA30GS201 | DS 80134(Kanchanaburi 2) |  | OPERATING | OPERATING | E070 | SNR0-2E0 | F40300000 |  | SNR0
SNR-H00ADA30GS202 | DS 80135(Kanchanaburi 2) |  | OPERATING | OPERATING | E070 | SNR0-2E0 | F40300000 |  | SNR0
SNR-H00ADA30GS203 | DS 80136(Kanchanaburi 2) |  | OPERATING | OPERATING | E070 | SNR0-2E0 | F40300000 |  | SNR0
SNR-H00ADA30GS204 | DS 80137(Kanchanaburi 2) |  | OPERATING | OPERATING | E070 | SNR0-2E0 | F40300000 |  | SNR0
SNR-H00ADA30GS205 | DS 80134G(Kanchanaburi 2) |  | OPERATING | OPERATING | E070 | SNR0-2E0 | F40300000 |  | SNR0
SNR-H00ADA40 | 230KV. Line BP2 # 2 |  | OPERATING | OPERATING | E070 | SNR0-2E0 | F40300000 |  | SNR0
SNR-H00ADA40GS100 | Breaker 80122(Banpong 2 Line2) |  | OPERATING | OPERATING | E070 | SNR0-2E0 | F40300000 |  | SNR0
SNR-H00ADA40GS200 | DS 80123(Banpong 2 Line2) |  | OPERATING | OPERATING | E070 | SNR0-2E0 | F40300000 |  | SNR0
SNR-H00ADA40GS201 | DS 80124(Banpong 2 Line2) |  | OPERATING | OPERATING | E070 | SNR0-2E0 | F40300000 |  | SNR0
SNR-H00ADA40GS202 | DS 80125(Banpong 2 Line2) |  | OPERATING | OPERATING | E070 | SNR0-2E0 | F40300000 |  | SNR0
SNR-H00ADA40GS203 | DS 80126(Banpong 2 Line2) |  | OPERATING | OPERATING | E070 | SNR0-2E0 | F40300000 |  | SNR0
SNR-H00ADA40GS204 | DS 80127(Banpong 2 Line2) |  | OPERATING | OPERATING | E070 | SNR0-2E0 | F40300000 |  | SNR0
SNR-H00ADA40GS205 | DS 80124G(Banpong 2 Line2) |  | OPERATING | OPERATING | E070 | SNR0-2E0 | F40300000 |  | SNR0
SNR-H00ADA50 | 230KV. Line BP2 # 3 |  | OPERATING | OPERATING | E070 | SNR0-2E0 | F40300000 |  | SNR0
SNR-H00ADA50GS100 | Breaker 80112(Banpong 2 Line3) |  | OPERATING | OPERATING | E070 | SNR0-2E0 | F40300000 |  | SNR0
SNR-H00ADA50GS200 | DS 80113(Banpong 2 Line3) |  | OPERATING | OPERATING | E070 | SNR0-2E0 | F40300000 |  | SNR0
SNR-H00ADA50GS201 | DS 80114(Banpong 2 Line3) |  | OPERATING | OPERATING | E070 | SNR0-2E0 | F40300000 |  | SNR0
SNR-H00ADA50GS202 | DS 80115(Banpong 2 Line3) |  | OPERATING | OPERATING | E070 | SNR0-2E0 | F40300000 |  | SNR0
SNR-H00ADA50GS203 | DS 80116(Banpong 2 Line3) |  | OPERATING | OPERATING | E070 | SNR0-2E0 | F40300000 |  | SNR0
SNR-H00ADA50GS204 | DS 80117(Banpong 2 Line3) |  | OPERATING | OPERATING | E070 | SNR0-2E0 | F40300000 |  | SNR0
SNR-H00ADA50GS205 | DS 80114G(Banpong 2 Line3) |  | OPERATING | OPERATING | E070 | SNR0-2E0 | F40300000 |  | SNR0
SNR-H00ADA60 | 230KV. Line BP2 # 4 |  | OPERATING | OPERATING | E070 | SNR0-2E0 | F40300000 |  | SNR0
SNR-H00ADA60GS100 | Breaker 80102(Banpong 2 Line4) |  | OPERATING | OPERATING | E070 | SNR0-2E0 | F40300000 |  | SNR0
SNR-H00ADA60GS200 | DS 80103(Banpong 2 Line4) |  | OPERATING | OPERATING | E070 | SNR0-2E0 | F40300000 |  | SNR0
SNR-H00ADA60GS201 | DS 80104(Banpong 2 Line4) |  | OPERATING | OPERATING | E070 | SNR0-2E0 | F40300000 |  | SNR0
SNR-H00ADA60GS202 | DS 80105(Banpong 2 Line4) |  | OPERATING | OPERATING | E070 | SNR0-2E0 | F40300000 |  | SNR0
SNR-H00ADA60GS203 | DS 80106(Banpong 2 Line4) |  | OPERATING | OPERATING | E070 | SNR0-2E0 | F40300000 |  | SNR0
SNR-H00ADA60GS204 | DS 80107(Banpong 2 Line4) |  | OPERATING | OPERATING | E070 | SNR0-2E0 | F40300000 |  | SNR0
SNR-H00ADA60GS205 | DS 80104G(Banpong 2 Line4) |  | OPERATING | OPERATING | E070 | SNR0-2E0 | F40300000 |  | SNR0
SNR-H00ADA70 | 230KV. Line VRK # 1 |  | OPERATING | OPERATING | E070 | SNR0-2E0 | F40300000 |  | SNR0
SNR-H00ADA70GS100 | Breaker 80162(Vajiralongkorn Line1) |  | OPERATING | OPERATING | E070 | SNR0-2E0 | F40300000 |  | SNR0
SNR-H00ADA70GS200 | DS 80163(Vajiralongkorn Line1) |  | OPERATING | OPERATING | E070 | SNR0-2E0 | F40300000 |  | SNR0
SNR-H00ADA70GS201 | DS 80164(Vajiralongkorn Line1) |  | OPERATING | OPERATING | E070 | SNR0-2E0 | F40300000 |  | SNR0
SNR-H00ADA70GS202 | DS 80165(Vajiralongkorn Line1) |  | OPERATING | OPERATING | E070 | SNR0-2E0 | F40300000 |  | SNR0
SNR-H00ADA70GS203 | DS 80166(Vajiralongkorn Line1) |  | OPERATING | OPERATING | E070 | SNR0-2E0 | F40300000 |  | SNR0
SNR-H00ADA70GS204 | DS 80167(Vajiralongkorn Line1) |  | OPERATING | OPERATING | E070 | SNR0-2E0 | F40300000 |  | SNR0
SNR-H00ADA70GS205 | DS 80164G(Vajiralongkorn Line1) |  | OPERATING | OPERATING | E070 | SNR0-2E0 | F40300000 |  | SNR0
SNR-H00ADA80 | 230KV. Line VRK # 2 |  | OPERATING | OPERATING | E070 | SNR0-2E0 | F40300000 |  | SNR0
SNR-H00ADA80GS100 | Breaker 80152(Vajiralongkorn Line2) |  | OPERATING | OPERATING | E070 | SNR0-2E0 | F40300000 |  | SNR0
SNR-H00ADA80GS200 | DS 80153(Vajiralongkorn Line2) |  | OPERATING | OPERATING | E070 | SNR0-2E0 | F40300000 |  | SNR0
SNR-H00ADA80GS201 | DS 80154(Vajiralongkorn Line2) |  | OPERATING | OPERATING | E070 | SNR0-2E0 | F40300000 |  | SNR0
SNR-H00ADA80GS202 | DS 80155(Vajiralongkorn Line2) |  | OPERATING | OPERATING | E070 | SNR0-2E0 | F40300000 |  | SNR0
SNR-H00ADA80GS203 | DS 80156(Vajiralongkorn Line2) |  | OPERATING | OPERATING | E070 | SNR0-2E0 | F40300000 |  | SNR0
SNR-H00ADA80GS204 | DS 80157(Vajiralongkorn Line2) |  | OPERATING | OPERATING | E070 | SNR0-2E0 | F40300000 |  | SNR0
SNR-H00ADA80GS205 | DS 80154G(Vajiralongkorn Line2) |  | OPERATING | OPERATING | E070 | SNR0-2E0 | F40300000 |  | SNR0
SNR-H00ADA90 | 230KV. Tie Line |  | OPERATING | OPERATING | E070 | SNR0-2E0 | F40300000 |  | SNR0
SNR-H00ADA90GS100 | Breaker 80072(230 kV Line Tie Trans) |  | OPERATING | OPERATING | E070 | SNR0-2E0 | F40300000 |  | SNR0
SNR-H00ADA90GS200 | DS 80076(230 kV Line Tie Transformer) |  | OPERATING | OPERATING | E070 | SNR0-2E0 | F40300000 |  | SNR0
SNR-H00ADA90GS201 | DS 80077(230 kV Line Tie Transformer) |  | OPERATING | OPERATING | E070 | SNR0-2E0 | F40300000 |  | SNR0
SNR-H00AE | 110-150 kV systems |  | OPERATING | OPERATING | E070 | SNR0-2E0 | F40300000 |  | SNR0
SNR-H00AEA | 115 kV systems |  | OPERATING | OPERATING | E070 | SNR0-2E0 | F40300000 |  | SNR0
SNR-H00AEA10 | 115 kV Bus |  | OPERATING | OPERATING | E070 | SNR0-2E0 | F40300000 |  | SNR0
SNR-H00AEA10GS100 | Tie BUS Breaker 7002 |  | OPERATING | OPERATING | E070 | SNR0-2E0 | F40300000 |  | SNR0
SNR-H00AEA10GS200 | Tie BUS DS 7003 |  | OPERATING | OPERATING | E070 | SNR0-2E0 | F40300000 |  | SNR0
SNR-H00AEA10GS201 | Tie BUS DS 7005 |  | OPERATING | OPERATING | E070 | SNR0-2E0 | F40300000 |  | SNR0
SNR-H00AEA20 | 115 kV Tie Line |  | OPERATING | OPERATING | E070 | SNR0-2E0 | F40300000 |  | SNR0
SNR-H00AEA20GS100 | Breaker 7052 |  | OPERATING | OPERATING | E070 | SNR0-2E0 | F40300000 |  | SNR0
SNR-H00AEA20GS200 | DS 7053 |  | OPERATING | OPERATING | E070 | SNR0-2E0 | F40300000 |  | SNR0
SNR-H00AEA20GS201 | DS 7054 |  | OPERATING | OPERATING | E070 | SNR0-2E0 | F40300000 |  | SNR0
SNR-H00AEA20GS202 | DS 7055 |  | OPERATING | OPERATING | E070 | SNR0-2E0 | F40300000 |  | SNR0
SNR-H00AEA30 | 115 kV Line TN |  | OPERATING | OPERATING | E070 | SNR0-2E0 | F40300000 |  | SNR0
SNR-H00AEA30GS100 | Breaker 7032 |  | OPERATING | OPERATING | E070 | SNR0-2E0 | F40300000 |  | SNR0
SNR-H00AEA30GS200 | DS 7011 |  | OPERATING | OPERATING | E070 | SNR0-2E0 | F40300000 |  | SNR0
SNR-H00AEA30GS201 | Breaker 7012 |  | OPERATING | OPERATING | E070 | SNR0-2E0 | F40300000 |  | SNR0
SNR-H00AEA30GS202 | DS 7033 |  | OPERATING | OPERATING | E070 | SNR0-2E0 | F40300000 |  | SNR0
SNR-H00AEA30GS203 | DS 7034 |  | OPERATING | OPERATING | E070 | SNR0-2E0 | F40300000 |  | SNR0
SNR-H00AEA30GS204 | DS 7035 |  | OPERATING | OPERATING | E070 | SNR0-2E0 | F40300000 |  | SNR0
SNR-H00AEA30GS205 | DS 7034G |  | OPERATING | OPERATING | E070 | SNR0-2E0 | F40300000 |  | SNR0
SNR-H00AEA40 | 115 kV Line to PEA |  | OPERATING | OPERATING | E070 | SNR0-2E0 | F40300000 |  | SNR0
SNR-H00AEA40GS100 | BRK 7062 |  | OPERATING | OPERATING | E070 | SNR0-2E0 | F40300000 |  | SNR0
SNR-H00AEA40GS200 | DS 7063 |  | OPERATING | OPERATING | E070 | SNR0-2E0 | F40300000 |  | SNR0
SNR-H00AEA40GS201 | DS 7064 |  | OPERATING | OPERATING | E070 | SNR0-2E0 | F40300000 |  | SNR0
SNR-H00AEA40GS202 | DS 7065 |  | OPERATING | OPERATING | E070 | SNR0-2E0 | F40300000 |  | SNR0
SNR-H00AJ | 20-25 kV systems |  | OPERATING | OPERATING | E070 | SNR0-2E0 | F40300000 |  | SNR0
SNR-H00AJA | 22 kV systems |  | OPERATING | OPERATING | E070 | SNR0-2E0 | F40300000 |  | SNR0
SNR-H00AJA10 | 22kV System |  | OPERATING | OPERATING | E070 | SNR0-2E0 | F40300000 |  | SNR0
SNR-H00AJA10GS100 | Breaker 2212A |  | OPERATING | OPERATING | E070 | SNR0-2E0 | F40300000 |  | SNR0
SNR-H00AJA10GS200 | Breaker 2222A |  | OPERATING | OPERATING | E070 | SNR0-2E0 | F40300000 |  | SNR0
SNR-H00AJA10GS201 | DS 2217 |  | OPERATING | OPERATING | E070 | SNR0-2E0 | F40300000 |  | SNR0
SNR-H00AJA10GS202 | DS 2213A |  | OPERATING | OPERATING | E070 | SNR0-2E0 | F40300000 |  | SNR0
SNR-H00AJA10GS203 | DS 2214A |  | OPERATING | OPERATING | E070 | SNR0-2E0 | F40300000 |  | SNR0
SNR-H00AJA10GS204 | DS 2215A |  | OPERATING | OPERATING | E070 | SNR0-2E0 | F40300000 |  | SNR0
SNR-H00AJA10GS205 | DS 2221F |  | OPERATING | OPERATING | E070 | SNR0-2E0 | F40300000 |  | SNR0
SNR-H00AJA10GS206 | DS 2223A |  | OPERATING | OPERATING | E070 | SNR0-2E0 | F40300000 |  | SNR0
SNR-H00AJA10GS207 | DS 2224A |  | OPERATING | OPERATING | E070 | SNR0-2E0 | F40300000 |  | SNR0
SNR-H00AJA10GS208 | DS 2264 |  | OPERATING | OPERATING | E070 | SNR0-2E0 | F40300000 |  | SNR0
SNR-H00AJA10GS300 | LBS 2282 |  | OPERATING | OPERATING | E070 | SNR0-2E0 | F40300000 |  | SNR0
SNR-H00AJA10GS301 | 2281F |  | OPERATING | OPERATING | E070 | SNR0-2E0 | F40300000 |  | SNR0
SNR-H00AJA10GS302 | 2261F(A) |  | OPERATING | OPERATING | E070 | SNR0-2E0 | F40300000 |  | SNR0
SNR-H00AJA10GS303 | LBS 2262 |  | OPERATING | OPERATING | E070 | SNR0-2E0 | F40300000 |  | SNR0
SNR-H00AK | 10-15 kV systems |  | OPERATING | OPERATING | E070 | SNR0-2E0 | F40300000 |  | SNR0
SNR-H00AKA | 11 kV systems |  | OPERATING | OPERATING | E070 | SNR0-2E0 | F40300000 |  | SNR0
SNR-H00AKA10 | 11kV System |  | OPERATING | OPERATING | E070 | SNR0-2E0 | F40300000 |  | SNR0
SNR-H00AKA10GS100 | Breaker 1212 (MBB1) |  | OPERATING | OPERATING | E070 | SNR0-2E0 | F40300000 |  | SNR0
SNR-H00AKA10GS101 | Breaker 1222 (MBB6) |  | OPERATING | OPERATING | E070 | SNR0-2E0 | F40300000 |  | SNR0
SNR-H00AKA10GS102 | Breaker 1232 (MBB5) |  | OPERATING | OPERATING | E070 | SNR0-2E0 | F40300000 |  | SNR0
SNR-H00AKA10GS103 | Breaker 1242 (MBB4) |  | OPERATING | OPERATING | E070 | SNR0-2E0 | F40300000 |  | SNR0
SNR-H00AKA10GS104 | Breaker 1252 (MBB3) |  | OPERATING | OPERATING | E070 | SNR0-2E0 | F40300000 |  | SNR0
SNR-H00AKA10GS105 | Breaker 1262 (MBB2) |  | OPERATING | OPERATING | E070 | SNR0-2E0 | F40300000 |  | SNR0
SNR-H00AKA10GS106 | Breaker 1272 (MBB7) |  | OPERATING | OPERATING | E070 | SNR0-2E0 | F40300000 |  | SNR0
SNR-H00AKA10GS107 | Breaker 1282 (MBB8) |  | OPERATING | OPERATING | E070 | SNR0-2E0 | F40300000 |  | SNR0
SNR-H00AKA10GS200 | DS 1213 |  | OPERATING | OPERATING | E070 | SNR0-2E0 | F40300000 |  | SNR0
SNR-H00AKA10GS201 | DS 1223 |  | OPERATING | OPERATING | E070 | SNR0-2E0 | F40300000 |  | SNR0
SNR-H00AKA10GS202 | DS 1225 |  | OPERATING | OPERATING | E070 | SNR0-2E0 | F40300000 |  | SNR0
SNR-H00AKA10GS203 | DS 1233 |  | OPERATING | OPERATING | E070 | SNR0-2E0 | F40300000 |  | SNR0
SNR-H00AKA10GS204 | DS 1243 |  | OPERATING | OPERATING | E070 | SNR0-2E0 | F40300000 |  | SNR0
SNR-H00AKA10GS207 | DS 1253 |  | OPERATING | OPERATING | E070 | SNR0-2E0 | F40300000 |  | SNR0
SNR-H00AKA10GS208 | DS 1263 |  | OPERATING | OPERATING | E070 | SNR0-2E0 | F40300000 |  | SNR0
SNR-H00AKA10GS209 | DS 1264 |  | OPERATING | OPERATING | E070 | SNR0-2E0 | F40300000 |  | SNR0
SNR-H00AKA10GS210 | DS 1273A |  | OPERATING | OPERATING | E070 | SNR0-2E0 | F40300000 |  | SNR0
SNR-H00AKA10GS211 | DS 1273B |  | OPERATING | OPERATING | E070 | SNR0-2E0 | F40300000 |  | SNR0
SNR-H00AKA10GS212 | DS 1283 |  | OPERATING | OPERATING | E070 | SNR0-2E0 | F40300000 |  | SNR0
SNR-H00AKA10GS213 | DS 1261 |  | OPERATING | OPERATING | E070 | SNR0-2E0 | F40300000 |  | SNR0
SNR-H00AKA10GS214 | DS 1261F |  | OPERATING | OPERATING | E070 | SNR0-2E0 | F40300000 |  | SNR0
SNR-H00AKA10GS215 | DS 1261F(A) |  | OPERATING | OPERATING | E070 | SNR0-2E0 | F40300000 |  | SNR0
SNR-H00AKA10GS216 | DS 1281F |  | OPERATING | OPERATING | E070 | SNR0-2E0 | F40300000 |  | SNR0
SNR-H00AKA10GS217 | DS 1291F |  | OPERATING | OPERATING | E070 | SNR0-2E0 | F40300000 |  | SNR0
SNR-H00AT | Transformer equipment |  | OPERATING | OPERATING | E070 | SNR0-2E0 | F40300000 |  | SNR0
SNR-H00ATA | Transformer |  | OPERATING | OPERATING | E070 | SNR0-2E0 | F40300000 |  | SNR0
SNR-H00ATA10 | Transformer |  | OPERATING | OPERATING | E070 | SNR0-2E0 | F40300000 |  | SNR0
SNR-H00ATA10GT100 | 230/115/11KV.Tie Transformer KT1A |  | OPERATING | OPERATING | E070 | SNR0-2E0 | F40300000 |  | SNR0
SNR-H00ATA10GT101 | 115/22KV. Transformer KT2A |  | OPERATING | OPERATING | E070 | SNR0-2E0 | F40300000 |  | SNR0
SNR-H00ATA10GT102 | 22/11KV. Transformer KT3A |  | OPERATING | OPERATING | E070 | SNR0-2E0 | F40300000 |  | SNR0
SNR-H00ATA10GT103 | 11/22 KV. Transformer KT4A |  | OPERATING | OPERATING | E070 | SNR0-2E0 | F40300000 |  | SNR0
SNR-H00B | Station Service |  | OPERATING | OPERATING | E070 | SNR0-2E0 | F40300000 |  | SNR0
SNR-H00BB | Station Service TR. |  | OPERATING | OPERATING | E070 | SNR0-2E0 | F40300000 |  | SNR0
SNR-H00BBT | Station Service TR. & Aux. |  | OPERATING | OPERATING | E070 | SNR0-2E0 | F40300000 |  | SNR0
SNR-H00BBT10 | Station Service Transformers |  | OPERATING | OPERATING | E070 | SNR0-2E0 | F40300000 |  | SNR0
SNR-H00BBT10GT100 | Transformers KW1A(switchyard) |  | OPERATING | OPERATING | E070 | SNR0-2E0 | F40300000 |  | SNR0
SNR-H00BBT10GT101 | Transformers KW1B(SSTR1) (SNR-H00BBT10GT001) |  | OPERATING | OPERATING | E070 | SNR0-2E0 | F40300000 |  | SNR0
SNR-H00BBT10GT102 | Transformers KW2A |  | OPERATING | OPERATING | E070 | SNR0-2E0 | F40300000 |  | SNR0
SNR-H00BBT10GT103 | Transformers KW2B(SSTR2) |  | OPERATING | OPERATING | E070 | SNR0-2E0 | F40300000 |  | SNR0
SNR-H00BBT10GT104 | Transformers KW3A |  | OPERATING | OPERATING | E070 | SNR0-2E0 | F40300000 |  | SNR0
SNR-H00BBT10GT105 | Transformers KW3B(SSTR3) |  | OPERATING | OPERATING | E070 | SNR0-2E0 | F40300000 |  | SNR0
SNR-H00BBT10GT106 | Transformers KW4B(SSTR4) |  | OPERATING | OPERATING | E070 | SNR0-2E0 | F40300000 |  | SNR0
SNR-H00BBT10GT107 | Transformers KW5B(AirCondition) |  | OPERATING | OPERATING | E070 | SNR0-2E0 | F40300000 |  | SNR0
SNR-H00BBT10GT108 | CT of 51ST1 (SNR-H00BBY10CE111) |  | OPERATING | OPERATING | E070 | SNR0-2E0 | F40300000 |  | SNR0
SNR-H00BBT10GT109 | CT of 51STN1 (SNR-H00BBT10CE111) |  | OPERATING | OPERATING | E070 | SNR0-2E0 | F40300000 |  | SNR0
SNR-H00BBT20 | Station Service Transformers (SSTR) |  | OPERATING | OPERATING | E070 | SNR0-2E0 | F40300000 |  | SNR0
SNR-H00BBT20GH100 | PT Cubile for SSTR |  | OPERATING | OPERATING | E070 | SNR0-2E0 | F40300000 |  | SNR0
SNR-H00BBT20GS100 | 52.SST1 (Vacuum Breaker) |  | OPERATING | OPERATING | E070 | SNR0-2E0 | F40300000 |  | SNR0
SNR-H00BBT20GS101 | 52.SST2 (Vacuum Breaker) |  | OPERATING | OPERATING | E070 | SNR0-2E0 | F40300000 |  | SNR0
SNR-H00BBT20GS102 | 52.SST3 (Vacuum Breaker) |  | OPERATING | OPERATING | E070 | SNR0-2E0 | F40300000 |  | SNR0
SNR-H00BBT20GT100 | Station Service Transformers (SSTR) |  | OPERATING | OPERATING | E070 | SNR0-2E0 | F40300000 |  | SNR0
SNR-H00BBT20GT102 | Station Service Transformer (ยกเลิก) |  | OPERATING | OPERATING | E070 | SNR0-2E0 | F40300000 |  | SNR0
SNR-H00BBT30 | Dam Appurtenant LV AC Supply |  | OPERATING | OPERATING | E070 | SNR0-2E0 | F40300000 |  | SNR0
SNR-H00BBT30GT100 | New Dam Transformer Cubicle |  | OPERATING | OPERATING | E070 | SNR0-2E0 | F40300000 |  | SNR0
SNR-H00BBT30GT100-Q01 | New Dam Transformer DS |  | OPERATING | OPERATING | E070 | SNR0-2E0 | F40300000 |  | SNR0
SNR-H00BBT30GT100-T01 | New Dam Transformer 11kV/416V |  | OPERATING | OPERATING | E070 | SNR0-2E0 | F40300000 |  | SNR0
SNR-H00BBT31 | River Outlet |  | OPERATING | OPERATING | E070 | SNR0-2E0 | F40300000 |  | SNR0
SNR-H00BBT31GT100 | River Outlet Transformer Cubicle |  | OPERATING | OPERATING | E070 | SNR0-2E0 | F40300000 |  | SNR0
SNR-H00BBT31GT100-Q01 | River Outlet Transformer DS |  | OPERATING | OPERATING | E070 | SNR0-2E0 | F40300000 |  | SNR0
SNR-H00BBT31GT100-T01 | River Outlet Transformer 11kV/416V |  | OPERATING | OPERATING | E070 | SNR0-2E0 | F40300000 |  | SNR0
SNR-H00BBT32 | Grouting Gallery |  | OPERATING | OPERATING | E070 | SNR0-2E0 | F40300000 |  | SNR0
SNR-H00BBT32GT100 | Grouting GalleryTransformer Cubible |  | OPERATING | OPERATING | E070 | SNR0-2E0 | F40300000 |  | SNR0
SNR-H00BBT32GT100KJ01 | No Fuse Breaker |  | OPERATING | OPERATING | E070 | SNR0-2E0 | F40300000 |  | SNR0
SNR-H00BBT33 | Air 286 Tons |  | OPERATING | OPERATING | E070 | SNR0-2E0 | F40300000 |  | SNR0
SNR-H00BBT33GT100 | Transformer Cubicle |  | OPERATING | OPERATING | E070 | SNR0-2E0 | F40300000 |  | SNR0
SNR-H00BBT33GT100-Q01 | Fuse 11 kV. |  | OPERATING | OPERATING | E070 | SNR0-2E0 | F40300000 |  | SNR0
SNR-H00BBT33GT100-T01 | Transformer 11kV/416V |  | OPERATING | OPERATING | E070 | SNR0-2E0 | F40300000 |  | SNR0
SNR-H00BD | MV. Emergency Dist board & Trans System |  | OPERATING | OPERATING | E070 | SNR0-2E0 | F40300000 |  | SNR0
SNR-H00BDY | Emergency Diesel and protection equp. |  | OPERATING | OPERATING | E070 | SNR0-2E0 | F40300000 |  | SNR0
SNR-H00BDY10 | Emergency Diesel Generator |  | OPERATING | OPERATING | E070 | SNR0-2E0 | F40300000 |  | SNR0
SNR-H00BDY10GH100 | Diesel Generator Control PNL. |  | OPERATING | OPERATING | E070 | SNR0-2E0 | F40300000 |  | SNR0
SNR-H00BF | LV. Dist board & Trans Normal System |  | OPERATING | OPERATING | E070 | SNR0-2E0 | F40300000 |  | SNR0
SNR-H00BFA | LV.Distribution Board |  | OPERATING | OPERATING | E070 | SNR0-2E0 | F40300000 |  | SNR0
SNR-H00BFA10 | ACB-1 (SNR-H00BHA12GS100) |  | OPERATING | OPERATING | E070 | SNR0-2E0 | F40300000 |  | SNR0
SNR-H00BFA10GS100 | LOW VOLTAGE 416 V (ACB-1)&Incoming BUS |  | OPERATING | OPERATING | E070 | SNR0-2E0 | F40300000 |  | SNR0
SNR-H00BFA10GS100-P01 | LOW VOLTAGE 416 V (ACB-1) AMPMETER |  | OPERATING | OPERATING | E070 | SNR0-2E0 | F40300000 |  | SNR0
SNR-H00BFA10GS100-Q01 | LOW VOLTAGE 416 V (ACB-1)BKR |  | OPERATING | OPERATING | E070 | SNR0-2E0 | F40300000 |  | SNR0
SNR-H00BFA10GS100-T01 | LOW VOLTAGE 416 V (ACB-1) CT |  | OPERATING | OPERATING | E070 | SNR0-2E0 | F40300000 |  | SNR0
SNR-H00BFA10GS100-T02 | LOW VOLTAGE 416 V (ACB-1) PT (SNR-H00BHA12CE210A,B-T21,22) |  | OPERATING | OPERATING | E070 | SNR0-2E0 | F40300000 |  | SNR0
SNR-H00BFA10GS100-T03 | CT Core1 in 416V AC ACB-1 (SNR-H00BHA11CE110A) |  | OPERATING | OPERATING | E070 | SNR0-2E0 | F40300000 |  | SNR0
SNR-H00BFA10GS100-T04 | CT Core2 in 416V AC ACB-1 (SNR-H00BHA12CE110B) |  | OPERATING | OPERATING | E070 | SNR0-2E0 | F40300000 |  | SNR0
SNR-H00BFA10GS100-T05 | CT Core3 in 416V AC ACB-1 (SNR-H00BHA12CE110C) |  | OPERATING | OPERATING | E070 | SNR0-2E0 | F40300000 |  | SNR0
SNR-H00BFA10GS100-T06 | PT in 416V AC Bus A (SNR-H00BHA10CE200) |  | OPERATING | OPERATING | E070 | SNR0-2E0 | F40300000 |  | SNR0
SNR-H00BFA11 | ACB-2 (SNR-H00BHA13GS100) |  | OPERATING | OPERATING | E070 | SNR0-2E0 | F40300000 |  | SNR0
SNR-H00BFA11GS100 | LOW VOLTAGE 416 V (ACB-2)&Incoming BUS |  | OPERATING | OPERATING | E070 | SNR0-2E0 | F40300000 |  | SNR0
SNR-H00BFA11GS100-P01 | LOW VOLTAGE 416 V (ACB-2) AMPMETER |  | OPERATING | OPERATING | E070 | SNR0-2E0 | F40300000 |  | SNR0
SNR-H00BFA11GS100-Q01 | LOW VOLTAGE 416 V (ACB-2)BKR |  | OPERATING | OPERATING | E070 | SNR0-2E0 | F40300000 |  | SNR0
SNR-H00BFA11GS100-T01 | LOW VOLTAGE 416 V (ACB-2) CT |  | OPERATING | OPERATING | E070 | SNR0-2E0 | F40300000 |  | SNR0
SNR-H00BFA11GS100-T02 | LOW VOLTAGE 416 V (ACB-2) PT (SNR-H00BHA13CE220A,B-T21,22) |  | OPERATING | OPERATING | E070 | SNR0-2E0 | F40300000 |  | SNR0
SNR-H00BFA11GS100-T03 | CT Core1 in 416V AC ACB-2 (SNR-H00BHA12CE120A) |  | OPERATING | OPERATING | E070 | SNR0-2E0 | F40300000 |  | SNR0
SNR-H00BFA11GS100-T04 | CT Core2 in 416V AC ACB-2 (SNR-H00BHA13CE120B) |  | OPERATING | OPERATING | E070 | SNR0-2E0 | F40300000 |  | SNR0
SNR-H00BFA11GS100-T05 | CT Core3 in 416V AC ACB-2 (SNR-H00BHA13CE120C) |  | OPERATING | OPERATING | E070 | SNR0-2E0 | F40300000 |  | SNR0
SNR-H00BFA11GS100-T06 | PT in 416V AC Bus B (SNR-H00BHA20CE200) |  | OPERATING | OPERATING | E070 | SNR0-2E0 | F40300000 |  | SNR0
SNR-H00BFA12 | ACB-3 (SNR-H00BHA10GS100) |  | OPERATING | OPERATING | E070 | SNR0-2E0 | F40300000 |  | SNR0
SNR-H00BFA12GS100 | LOW VOLTAGE 416 V (ACB-3) PNL |  | OPERATING | OPERATING | E070 | SNR0-2E0 | F40300000 |  | SNR0
SNR-H00BFA12GS100-P01 | LOW VOLTAGE 416 V (ACB-3) AMPMETER |  | OPERATING | OPERATING | E070 | SNR0-2E0 | F40300000 |  | SNR0
SNR-H00BFA12GS100-Q01 | LOW VOLTAGE 416 V (ACB-3) BKR |  | OPERATING | OPERATING | E070 | SNR0-2E0 | F40300000 |  | SNR0
SNR-H00BFA12GS100-T01 | LOW VOLTAGE 416 V (ACB-3) CT |  | OPERATING | OPERATING | E070 | SNR0-2E0 | F40300000 |  | SNR0
SNR-H00BFA13 | ACB-4 (SNR-H00BHA14GS100) |  | OPERATING | OPERATING | E070 | SNR0-2E0 | F40300000 |  | SNR0
SNR-H00BFA13GS100 | LOW VOLTAGE 416 V (ACB-4) |  | OPERATING | OPERATING | E070 | SNR0-2E0 | F40300000 |  | SNR0
SNR-H00BFA13GS100-P01 | LOW VOLTAGE 416 V (ACB-4) AMPMETER |  | OPERATING | OPERATING | E070 | SNR0-2E0 | F40300000 |  | SNR0
SNR-H00BFA13GS100-Q01 | LOW VOLTAGE 416 V (ACB-4)BKR |  | OPERATING | OPERATING | E070 | SNR0-2E0 | F40300000 |  | SNR0
SNR-H00BFA13GS100-T01 | LOW VOLTAGE 416 V (ACB-4) CT |  | OPERATING | OPERATING | E070 | SNR0-2E0 | F40300000 |  | SNR0
SNR-H00BFA13GS100-T02 | CT Core1 in 416V AC ACB-4 (SNR-H00BHA14CE111A) |  | OPERATING | OPERATING | E070 | SNR0-2E0 | F40300000 |  | SNR0
SNR-H00BFA13GS100-T03 | CT Core2 in 416V AC ACB-4 (SNR-H00BHA14CE111B) |  | OPERATING | OPERATING | E070 | SNR0-2E0 | F40300000 |  | SNR0
SNR-H00BFA14 | ACB-5 (SNR-H00BHA15GS100) |  | OPERATING | OPERATING | E070 | SNR0-2E0 | F40300000 |  | SNR0
SNR-H00BFA14GS100 | LOW VOLTAGE 416 V (ACB-5) |  | OPERATING | OPERATING | E070 | SNR0-2E0 | F40300000 |  | SNR0
SNR-H00BFA14GS100-P01 | LOW VOLTAGE 416 V (ACB-5 AMPMETER |  | OPERATING | OPERATING | E070 | SNR0-2E0 | F40300000 |  | SNR0
SNR-H00BFA14GS100-Q01 | LOW VOLTAGE 416 V (ACB-5)BKR |  | OPERATING | OPERATING | E070 | SNR0-2E0 | F40300000 |  | SNR0
SNR-H00BFA14GS100-T01 | LOW VOLTAGE 416 V (ACB-5) CT |  | OPERATING | OPERATING | E070 | SNR0-2E0 | F40300000 |  | SNR0
SNR-H00BFA14GS100-T02 | CT Core1 in 416V AC ACB-5 (SNR-H00BHA15CE111A) |  | OPERATING | OPERATING | E070 | SNR0-2E0 | F40300000 |  | SNR0
SNR-H00BFA14GS100-T03 | CT Core2 in 416V AC ACB-5 (SNR-H00BHA15CE111B) |  | OPERATING | OPERATING | E070 | SNR0-2E0 | F40300000 |  | SNR0
SNR-H00BFA15 | ACB-6 (SNR-H00BHA16GS100) |  | OPERATING | OPERATING | E070 | SNR0-2E0 | F40300000 |  | SNR0
SNR-H00BFA15GS100 | LOW VOLTAGE 416 V (ACB-6) |  | OPERATING | OPERATING | E070 | SNR0-2E0 | F40300000 |  | SNR0
SNR-H00BFA15GS100-P01 | LOW VOLTAGE 416 V (ACB-6) AMPMETER |  | OPERATING | OPERATING | E070 | SNR0-2E0 | F40300000 |  | SNR0
SNR-H00BFA15GS100-Q01 | LOW VOLTAGE 416 V (ACB-6)BKR |  | OPERATING | OPERATING | E070 | SNR0-2E0 | F40300000 |  | SNR0
SNR-H00BFA15GS100-T01 | LOW VOLTAGE 416 V (ACB-6) CT |  | OPERATING | OPERATING | E070 | SNR0-2E0 | F40300000 |  | SNR0
SNR-H00BFA15GS100-T02 | CT Core1 in 416V AC ACB-6 (SNR-H00BHA16CE111A) |  | OPERATING | OPERATING | E070 | SNR0-2E0 | F40300000 |  | SNR0
SNR-H00BFA15GS100-T03 | CT Core2 in 416V AC ACB-6 (SNR-H00BHA16CE111B) |  | OPERATING | OPERATING | E070 | SNR0-2E0 | F40300000 |  | SNR0
SNR-H00BFA16 | ACB-7 (SNR-H00BHA17GS100) |  | OPERATING | OPERATING | E070 | SNR0-2E0 | F40300000 |  | SNR0
SNR-H00BFA16GS100 | LOW VOLTAGE 416 V (ACB-7) |  | OPERATING | OPERATING | E070 | SNR0-2E0 | F40300000 |  | SNR0
SNR-H00BFA16GS100-P01 | LOW VOLTAGE 416 V (ACB-7) AMP METER |  | OPERATING | OPERATING | E070 | SNR0-2E0 | F40300000 |  | SNR0
SNR-H00BFA16GS100-Q01 | LOW VOLTAGE 416 V (ACB-7) BKR |  | OPERATING | OPERATING | E070 | SNR0-2E0 | F40300000 |  | SNR0
SNR-H00BFA16GS100-T01 | LOW VOLTAGE 416 V (ACB-7) CT |  | OPERATING | OPERATING | E070 | SNR0-2E0 | F40300000 |  | SNR0
SNR-H00BFA16GS100-T02 | CT Core1 in 416V AC ACB-7 (SNR-H00BHA17CE111A) |  | OPERATING | OPERATING | E070 | SNR0-2E0 | F40300000 |  | SNR0
SNR-H00BFA16GS100-T03 | CT Core2 in 416V AC ACB-7 (SNR-H00BHA17CE111B) |  | OPERATING | OPERATING | E070 | SNR0-2E0 | F40300000 |  | SNR0
SNR-H00BFA17 | ACB-8 (SNR-H00BHA18GS100) |  | OPERATING | OPERATING | E070 | SNR0-2E0 | F40300000 |  | SNR0
SNR-H00BFA17GS100 | LOW VOLTAGE 416 V (ACB-8) |  | OPERATING | OPERATING | E070 | SNR0-2E0 | F40300000 |  | SNR0
SNR-H00BFA17GS100-P01 | LOW VOLTAGE 416 V (ACB-8) AMP METER |  | OPERATING | OPERATING | E070 | SNR0-2E0 | F40300000 |  | SNR0
SNR-H00BFA17GS100-Q01 | LOW VOLTAGE 416 V (ACB-8) BKR |  | OPERATING | OPERATING | E070 | SNR0-2E0 | F40300000 |  | SNR0
SNR-H00BFA17GS100-T01 | LOW VOLTAGE 416 V (ACB-8) CT |  | OPERATING | OPERATING | E070 | SNR0-2E0 | F40300000 |  | SNR0
SNR-H00BFA17GS100-T02 | CT Core1 in 416V AC ACB-8 (SNR-H00BHA18CE111A) |  | OPERATING | OPERATING | E070 | SNR0-2E0 | F40300000 |  | SNR0
SNR-H00BFA17GS100-T03 | CT Core2 in 416V AC ACB-8 (SNR-H00BHA18CE111B) |  | OPERATING | OPERATING | E070 | SNR0-2E0 | F40300000 |  | SNR0
SNR-H00BFA18 | ACB-9 |  | OPERATING | OPERATING | E070 | SNR0-2E0 | F40300000 |  | SNR0
SNR-H00BFA18GS100 | LOW VOLTAGE 416 V (ACB-9) |  | OPERATING | OPERATING | E070 | SNR0-2E0 | F40300000 |  | SNR0
SNR-H00BFA18GS100-P01 | LOW VOLTAGE 416 V (ACB-9) AMP METER |  | OPERATING | OPERATING | E070 | SNR0-2E0 | F40300000 |  | SNR0
SNR-H00BFA18GS100-Q01 | LOW VOLTAGE 416 V (ACB-9) BKR |  | OPERATING | OPERATING | E070 | SNR0-2E0 | F40300000 |  | SNR0
SNR-H00BFA18GS100-T01 | LOW VOLTAGE 416 V (ACB-9) CT |  | OPERATING | OPERATING | E070 | SNR0-2E0 | F40300000 |  | SNR0
SNR-H00BFA19 | ACB-10 |  | OPERATING | OPERATING | E070 | SNR0-2E0 | F40300000 |  | SNR0
SNR-H00BFA19GS100 | LOW VOLTAGE 416 V (ACB-10) |  | OPERATING | OPERATING | E070 | SNR0-2E0 | F40300000 |  | SNR0
SNR-H00BFA19GS100-P01 | LOW VOLTAGE 416 V (ACB-10) AMP METER |  | OPERATING | OPERATING | E070 | SNR0-2E0 | F40300000 |  | SNR0
SNR-H00BFA19GS100-P02 | LOW VOLTAGE 416 V (ACB-10) VOLT METER |  | OPERATING | OPERATING | E070 | SNR0-2E0 | F40300000 |  | SNR0
SNR-H00BFA19GS100-Q01 | LOW VOLTAGE 416 V (ACB-10) BKR |  | OPERATING | OPERATING | E070 | SNR0-2E0 | F40300000 |  | SNR0
SNR-H00BFA19GS100-T01 | LOW VOLTAGE 416 V (ACB-10) CT |  | OPERATING | OPERATING | E070 | SNR0-2E0 | F40300000 |  | SNR0
SNR-H00BFA19GS100-T02 | LOW VOLTAGE 416 V (ACB-10) PT |  | OPERATING | OPERATING | E070 | SNR0-2E0 | F40300000 |  | SNR0
SNR-H00BFA20 | ACB-11 |  | OPERATING | OPERATING | E070 | SNR0-2E0 | F40300000 |  | SNR0
SNR-H00BFA20GS100 | LOW VOLTAGE 416 V (ACB-11) |  | OPERATING | OPERATING | E070 | SNR0-2E0 | F40300000 |  | SNR0
SNR-H00BFA20GS100-P01 | LOW VOLTAGE 416 V (ACB-11) AMP METER |  | OPERATING | OPERATING | E070 | SNR0-2E0 | F40300000 |  | SNR0
SNR-H00BFA20GS100-P02 | LOW VOLTAGE 416 V (ACB-11) VOLT METER |  | OPERATING | OPERATING | E070 | SNR0-2E0 | F40300000 |  | SNR0
SNR-H00BFA20GS100-Q01 | LOW VOLTAGE 416 V (ACB-11) BKR |  | OPERATING | OPERATING | E070 | SNR0-2E0 | F40300000 |  | SNR0
SNR-H00BFA20GS100-T01 | LOW VOLTAGE 416 V (ACB-11) CT |  | OPERATING | OPERATING | E070 | SNR0-2E0 | F40300000 |  | SNR0
SNR-H00BFA20GS100-T02 | LOW VOLTAGE 416 V (ACB-11) PT |  | OPERATING | OPERATING | E070 | SNR0-2E0 | F40300000 |  | SNR0
SNR-H00BFA21 | ACB-12 |  | OPERATING | OPERATING | E070 | SNR0-2E0 | F40300000 |  | SNR0
SNR-H00BFA21GS100 | LOW VOLTAGE 416 V (ACB-12) |  | OPERATING | OPERATING | E070 | SNR0-2E0 | F40300000 |  | SNR0
SNR-H00BFA21GS100-P01 | LOW VOLTAGE 416 V (ACB-12) AMP METER |  | OPERATING | OPERATING | E070 | SNR0-2E0 | F40300000 |  | SNR0
SNR-H00BFA21GS100-Q01 | LOW VOLTAGE 416 V (ACB-12) BKR |  | OPERATING | OPERATING | E070 | SNR0-2E0 | F40300000 |  | SNR0
SNR-H00BFA21GS100-T01 | LOW VOLTAGE 416 V (ACB-12) CT |  | OPERATING | OPERATING | E070 | SNR0-2E0 | F40300000 |  | SNR0
SNR-H00BFA22 | ACB-13 |  | OPERATING | OPERATING | E070 | SNR0-2E0 | F40300000 |  | SNR0
SNR-H00BFA22GS100 | LOW VOLTAGE 416 V (ACB-13) |  | OPERATING | OPERATING | E070 | SNR0-2E0 | F40300000 |  | SNR0
SNR-H00BFA22GS100-P01 | LOW VOLTAGE 416 V (ACB-13) AMP METER |  | OPERATING | OPERATING | E070 | SNR0-2E0 | F40300000 |  | SNR0
SNR-H00BFA22GS100-Q01 | LOW VOLTAGE 416 V (ACB-13) BKR |  | OPERATING | OPERATING | E070 | SNR0-2E0 | F40300000 |  | SNR0
SNR-H00BFA22GS100-T01 | LOW VOLTAGE 416 V (ACB-13) CT |  | OPERATING | OPERATING | E070 | SNR0-2E0 | F40300000 |  | SNR0
SNR-H00BFA23 | ACB-14 |  | OPERATING | OPERATING | E070 | SNR0-2E0 | F40300000 |  | SNR0
SNR-H00BFA23GS100 | LOW VOLTAGE 416 V (ACB-14) |  | OPERATING | OPERATING | E070 | SNR0-2E0 | F40300000 |  | SNR0
SNR-H00BFA23GS100-P01 | LOW VOLTAGE 416 V (ACB-14) AMP METER |  | OPERATING | OPERATING | E070 | SNR0-2E0 | F40300000 |  | SNR0
SNR-H00BFA23GS100-Q01 | LOW VOLTAGE 416 V (ACB-14) BKR |  | OPERATING | OPERATING | E070 | SNR0-2E0 | F40300000 |  | SNR0
SNR-H00BFA23GS100-T01 | LOW VOLTAGE 416 V (ACB-14) CT |  | OPERATING | OPERATING | E070 | SNR0-2E0 | F40300000 |  | SNR0
SNR-H00BFA24 | ACB-15 |  | OPERATING | OPERATING | E070 | SNR0-2E0 | F40300000 |  | SNR0
SNR-H00BFA24GS100 | LOW VOLTAGE 416 V (ACB-15) |  | OPERATING | OPERATING | E070 | SNR0-2E0 | F40300000 |  | SNR0
SNR-H00BFA24GS100-P01 | LOW VOLTAGE 416 V (ACB-15) AMP METER |  | OPERATING | OPERATING | E070 | SNR0-2E0 | F40300000 |  | SNR0
SNR-H00BFA24GS100-Q01 | LOW VOLTAGE 416 V (ACB-15) BKR |  | OPERATING | OPERATING | E070 | SNR0-2E0 | F40300000 |  | SNR0
SNR-H00BFA24GS100-T01 | LOW VOLTAGE 416 V (ACB-15) CT |  | OPERATING | OPERATING | E070 | SNR0-2E0 | F40300000 |  | SNR0
SNR-H00BFA25 | ACB-16 |  | OPERATING | OPERATING | E070 | SNR0-2E0 | F40300000 |  | SNR0
SNR-H00BFA25GS100 | LOW VOLTAGE 416 V (ACB-16) |  | OPERATING | OPERATING | E070 | SNR0-2E0 | F40300000 |  | SNR0
SNR-H00BFA25GS100-P01 | LOW VOLTAGE 416 V (ACB-16) AMP METER |  | OPERATING | OPERATING | E070 | SNR0-2E0 | F40300000 |  | SNR0
SNR-H00BFA25GS100-Q01 | LOW VOLTAGE 416 V (ACB-16) BKR |  | OPERATING | OPERATING | E070 | SNR0-2E0 | F40300000 |  | SNR0
SNR-H00BFA25GS100-T01 | LOW VOLTAGE 416 V (ACB-16) CT |  | OPERATING | OPERATING | E070 | SNR0-2E0 | F40300000 |  | SNR0
SNR-H00BFA26 | 10-52D (SNR-H00BHA11GS100) |  | OPERATING | OPERATING | E070 | SNR0-2E0 | F40300000 |  | SNR0
SNR-H00BFA26GS100 | LOW VOLTAGE 416V (10-52D) |  | OPERATING | OPERATING | E070 | SNR0-2E0 | F40300000 |  | SNR0
SNR-H00BFA26GS100-P01 | LOW VOLTAGE 416V (10-52D) AMP METER |  | OPERATING | OPERATING | E070 | SNR0-2E0 | F40300000 |  | SNR0
SNR-H00BFA26GS100-Q01 | LOW VOLTAGE 416V (10-52D) BRK |  | OPERATING | OPERATING | E070 | SNR0-2E0 | F40300000 |  | SNR0
SNR-H00BFA26GS100-T01 | LOW VOLTAGE 416V (10-52D) CT |  | OPERATING | OPERATING | E070 | SNR0-2E0 | F40300000 |  | SNR0
SNR-H00BFA30 | SNR-H00BFA30 |  | OPERATING | OPERATING | E070 | SNR0-2E0 | F40300000 |  | SNR0
SNR-H00BFA30GA100 | 416V Bus Cubicle of MCB-4 |  | OPERATING | OPERATING | E070 | SNR0-2E0 | F40300000 |  | SNR0
SNR-H00BFB | LV.Distribution Board |  | OPERATING | OPERATING | E070 | SNR0-2E0 | F40300000 |  | SNR0
SNR-H00BFB10 | MCB Board |  | OPERATING | OPERATING | E070 | SNR0-2E0 | F40300000 |  | SNR0
SNR-H00BFB10GS100 | Low Voltage 416V MCB-1 Cubicle |  | OPERATING | OPERATING | E070 | SNR0-2E0 | F40300000 |  | SNR0
SNR-H00BFB10GS100-Q01 | LV 416V MCB-1(8AC1-1) BRK TO WATER PUMP |  | OPERATING | OPERATING | E070 | SNR0-2E0 | F40300000 |  | SNR0
SNR-H00BFB10GS100-Q02 | LV 416V MCB-1(8AC1-2) BRK TO AIR COMP. |  | OPERATING | OPERATING | E070 | SNR0-2E0 | F40300000 |  | SNR0
SNR-H00BFB10GS100-Q03 | LV 416V MCB-1(8AC1-3) BRK TO M.TR COOLER |  | OPERATING | OPERATING | E070 | SNR0-2E0 | F40300000 |  | SNR0
SNR-H00BFB10GS100-Q04 | LV 416V MCB-1(8AC1-4)BRK TO GOV.OIL PUMP |  | OPERATING | OPERATING | E070 | SNR0-2E0 | F40300000 |  | SNR0
SNR-H00BFB10GS100-Q05 | LV 416V MCB-1(8AC1-5) BRK TO IV & DT |  | OPERATING | OPERATING | E070 | SNR0-2E0 | F40300000 |  | SNR0
SNR-H00BFB10GS100-Q06 | LV 416V MCB-1(8AC1-6) BRK TO OIL RETURN |  | OPERATING | OPERATING | E070 | SNR0-2E0 | F40300000 |  | SNR0
SNR-H00BFB10GS100-Q07 | LV 416V MCB-1(8AC1-7)BRK TO HEATER&LIGHT |  | OPERATING | OPERATING | E070 | SNR0-2E0 | F40300000 |  | SNR0
SNR-H00BFB10GS100-Q08 | LV 416V MCB-1(8AC1-8) BRK TO GREASE PUMP |  | OPERATING | OPERATING | E070 | SNR0-2E0 | F40300000 |  | SNR0
SNR-H00BFB10GS100-Q09 | LV416V MCB-1(8AC1-9)BRK TO OIL LIFT PUMP |  | OPERATING | OPERATING | E070 | SNR0-2E0 | F40300000 |  | SNR0
SNR-H00BFB10GS100-Q10 | LV 416V MCB-1(8AC1-10) BRK TO TRAINER |  | OPERATING | OPERATING | E070 | SNR0-2E0 | F40300000 |  | SNR0
SNR-H00BFB10GS100-Q11 | LV416V MCB-1(8AC1-11)BRK TO SPACE HEATER |  | OPERATING | OPERATING | E070 | SNR0-2E0 | F40300000 |  | SNR0
SNR-H00BFB10GS100-Q12 | LV 416V MCB-1(8AC1-12) BRK TO THYRISTER |  | OPERATING | OPERATING | E070 | SNR0-2E0 | F40300000 |  | SNR0
SNR-H00BFB10GS100-Q13 | LV416V MCB-1(8AC1-13)BRK TO BRG OIL PUMP |  | OPERATING | OPERATING | E070 | SNR0-2E0 | F40300000 |  | SNR0
SNR-H00BFB10GS100-Q14 | LV 416V MCB-1(8AC1-14) BRK TO DRAINAGE |  | OPERATING | OPERATING | E070 | SNR0-2E0 | F40300000 |  | SNR0
SNR-H00BFB10GS100-Q15 | LV 416V MCB-1(8AC1-15) BRK TO SPARE |  | OPERATING | OPERATING | E070 | SNR0-2E0 | F40300000 |  | SNR0
SNR-H00BFB10GS100-Q16 | LV 416V MCB-1(8AC1-16) BRK TO SPARE |  | OPERATING | OPERATING | E070 | SNR0-2E0 | F40300000 |  | SNR0
SNR-H00BFB10GS100-Q17 | LV416V MCB-1(8AC1-17)BRK TO GOV.OIL PUMP |  | OPERATING | OPERATING | E070 | SNR0-2E0 | F40300000 |  | SNR0
SNR-H00BFB10GS100-Q18 | LV 416V MCB-1(8AC1-18)BRK TO STRAINER(B) |  | OPERATING | OPERATING | E070 | SNR0-2E0 | F40300000 |  | SNR0
SNR-H00BFB10GS100-Q19 | LV 416V MCB-1(8AC1-19) BRK TO SPARE |  | OPERATING | OPERATING | E070 | SNR0-2E0 | F40300000 |  | SNR0
SNR-H00BFB10GS100-Q20 | LV416V MCB-1(8AC1-20)BRK TO BRG OIL PUMP |  | OPERATING | OPERATING | E070 | SNR0-2E0 | F40300000 |  | SNR0
SNR-H00BFB10GS100-Q21 | LV416VMCB-1(8AC1-21)BRK TO OIL LIFT PUMP |  | OPERATING | OPERATING | E070 | SNR0-2E0 | F40300000 |  | SNR0
SNR-H00BFB10GS100-Q22 | LV 416V MCB-1(8AC1-22) BRK TO SPARE |  | OPERATING | OPERATING | E070 | SNR0-2E0 | F40300000 |  | SNR0
SNR-H00BFB11 | SNR-H00BFB11 |  | OPERATING | OPERATING | E070 | SNR0-2E0 | F40300000 |  | SNR0
SNR-H00BFB11GS100 | Low Voltage 416V MCB-2 Cubicle |  | OPERATING | OPERATING | E070 | SNR0-2E0 | F40300000 |  | SNR0
SNR-H00BFB11GS100-Q01 | LV 416V MCB-2(8AC2-1) BRK TO WATER PUMP |  | OPERATING | OPERATING | E070 | SNR0-2E0 | F40300000 |  | SNR0
SNR-H00BFB11GS100-Q02 | LV 416V MCB-2(8AC2-2) BRK TO AIR COMP(2) |  | OPERATING | OPERATING | E070 | SNR0-2E0 | F40300000 |  | SNR0
SNR-H00BFB11GS100-Q03 | LV 416V MCB-2(8AC2-3) BRK TO M.TR COOLER |  | OPERATING | OPERATING | E070 | SNR0-2E0 | F40300000 |  | SNR0
SNR-H00BFB11GS100-Q04 | LV416V MCB-2(8AC2-4)BRK TO GOV. OIL PUMP |  | OPERATING | OPERATING | E070 | SNR0-2E0 | F40300000 |  | SNR0
SNR-H00BFB11GS100-Q05 | LV 416V MCB-2(8AC2-5) BRK TO IV OIL PUMP |  | OPERATING | OPERATING | E070 | SNR0-2E0 | F40300000 |  | SNR0
SNR-H00BFB11GS100-Q06 | LV 416V MCB-2(8AC2-6) BRK TO OIL RETURN |  | OPERATING | OPERATING | E070 | SNR0-2E0 | F40300000 |  | SNR0
SNR-H00BFB11GS100-Q07 | LV 416V MCB-2(8AC2-7)BRK TO HEATER&LIGHT |  | OPERATING | OPERATING | E070 | SNR0-2E0 | F40300000 |  | SNR0
SNR-H00BFB11GS100-Q08 | LV 416V MCB-2(8AC2-8) BRK TO GREASE PUMP |  | OPERATING | OPERATING | E070 | SNR0-2E0 | F40300000 |  | SNR0
SNR-H00BFB11GS100-Q09 | LV416V MCB-2(8AC2-9)BRK TO OIL LIFT PUMP |  | OPERATING | OPERATING | E070 | SNR0-2E0 | F40300000 |  | SNR0
SNR-H00BFB11GS100-Q10 | LV 416V MCB-2(8AC2-10) BRK TO STRAINER |  | OPERATING | OPERATING | E070 | SNR0-2E0 | F40300000 |  | SNR0
SNR-H00BFB11GS100-Q11 | LV416V MCB-2(8AC2-11)BRK TO SPACE HEATER |  | OPERATING | OPERATING | E070 | SNR0-2E0 | F40300000 |  | SNR0
SNR-H00BFB11GS100-Q12 | LV 416V MCB-2(8AC2-12) BRK TO THYRISTER |  | OPERATING | OPERATING | E070 | SNR0-2E0 | F40300000 |  | SNR0
SNR-H00BFB11GS100-Q13 | LV416V MCB-2(8AC2-13)BRK TO BRG OIL PUMP |  | OPERATING | OPERATING | E070 | SNR0-2E0 | F40300000 |  | SNR0
SNR-H00BFB11GS100-Q14 | LV 416V MCB-2(8AC2-14) BRK TO DRAINAGE |  | OPERATING | OPERATING | E070 | SNR0-2E0 | F40300000 |  | SNR0
SNR-H00BFB11GS100-Q15 | LV 416V MCB-2(8AC2-15) BRK TO SPARE |  | OPERATING | OPERATING | E070 | SNR0-2E0 | F40300000 |  | SNR0
SNR-H00BFB11GS100-Q16 | LV 416V MCB-2(8AC2-16) BRK TO SPARE |  | OPERATING | OPERATING | E070 | SNR0-2E0 | F40300000 |  | SNR0
SNR-H00BFB11GS100-Q17 | LV416VMCB-2(8AC2-17)BRK TO LIGHTING(III) |  | OPERATING | OPERATING | E070 | SNR0-2E0 | F40300000 |  | SNR0
SNR-H00BFB11GS100-Q18 | LV 416V MCB-2(8AC2-18) BRK TO BATTERY |  | OPERATING | OPERATING | E070 | SNR0-2E0 | F40300000 |  | SNR0
SNR-H00BFB11GS100-Q19 | LV 416V MCB-2(8AC2-19) BRK TO NO1 S.TR |  | OPERATING | OPERATING | E070 | SNR0-2E0 | F40300000 |  | SNR0
SNR-H00BFB11GS100-Q20 | LV 416V MCB-2(8AC2-20) BRK TO SUMP PUMP |  | OPERATING | OPERATING | E070 | SNR0-2E0 | F40300000 |  | SNR0
SNR-H00BFB11GS100-Q21 | LV 416V MCB-2(8AC2-21) BRK TO SPARE |  | OPERATING | OPERATING | E070 | SNR0-2E0 | F40300000 |  | SNR0
SNR-H00BFB11GS100-Q22 | LV416V MCB-2(8AC2-22)BRK TO HEATER&LIGHT |  | OPERATING | OPERATING | E070 | SNR0-2E0 | F40300000 |  | SNR0
SNR-H00BFB12 | SNR-H00BFB12 |  | OPERATING | OPERATING | E070 | SNR0-2E0 | F40300000 |  | SNR0
SNR-H00BFB12GS100 | Low Voltage 416V MCB-3 Cubicle |  | OPERATING | OPERATING | E070 | SNR0-2E0 | F40300000 |  | SNR0
SNR-H00BFB12GS100-Q01 | LV.416V (8AC3-1) BRK TO WATER PUMP |  | OPERATING | OPERATING | E070 | SNR0-2E0 | F40300000 |  | SNR0
SNR-H00BFB12GS100-Q02 | LV.416V (8AC3-2) BRK TO AIR COM.(III) |  | OPERATING | OPERATING | E070 | SNR0-2E0 | F40300000 |  | SNR0
SNR-H00BFB12GS100-Q03 | LV.416V (8AC3-3) BRK TO M.TR COOLER |  | OPERATING | OPERATING | E070 | SNR0-2E0 | F40300000 |  | SNR0
SNR-H00BFB12GS100-Q04 | LV.416V (8AC3-4) BRK TO GOV.OIL PUMP (A) |  | OPERATING | OPERATING | E070 | SNR0-2E0 | F40300000 |  | SNR0
SNR-H00BFB12GS100-Q05 | LV.416V (8AC3-5) BRK TO I/V OIL PUMP |  | OPERATING | OPERATING | E070 | SNR0-2E0 | F40300000 |  | SNR0
SNR-H00BFB12GS100-Q06 | LV 416V MCB-3(8AC3-6) BRK TO OIL RETURN |  | OPERATING | OPERATING | E070 | SNR0-2E0 | F40300000 |  | SNR0
SNR-H00BFB12GS100-Q07 | LV 416V MCB-3(8AC3-7)BRK TO HEATER&LIGHT |  | OPERATING | OPERATING | E070 | SNR0-2E0 | F40300000 |  | SNR0
SNR-H00BFB12GS100-Q08 | LV 416V MCB-3(8AC3-8) BRK TO GREASE PUMP |  | OPERATING | OPERATING | E070 | SNR0-2E0 | F40300000 |  | SNR0
SNR-H00BFB12GS100-Q09 | LV416V MCB-3(8AC3-9)BRK TO OIL LIFT PUMP |  | OPERATING | OPERATING | E070 | SNR0-2E0 | F40300000 |  | SNR0
SNR-H00BFB12GS100-Q10 | LV 416V MCB-3(8AC3-10)BRK TO STRAINER(A) |  | OPERATING | OPERATING | E070 | SNR0-2E0 | F40300000 |  | SNR0
SNR-H00BFB12GS100-Q11 | LV416V MCB-3(8AC3-11)BRK TO SPACE HEATER |  | OPERATING | OPERATING | E070 | SNR0-2E0 | F40300000 |  | SNR0
SNR-H00BFB12GS100-Q12 | LV 416V MCB-3(8AC3-12) BRK TO THYRISTER |  | OPERATING | OPERATING | E070 | SNR0-2E0 | F40300000 |  | SNR0
SNR-H00BFB12GS100-Q13 | LV416V MCB-3(8AC3-13)BRK TO BRG OIL PUMP |  | OPERATING | OPERATING | E070 | SNR0-2E0 | F40300000 |  | SNR0
SNR-H00BFB12GS100-Q14 | LV 416V MCB-3(8AC3-14) BRK TO SPARE |  | OPERATING | OPERATING | E070 | SNR0-2E0 | F40300000 |  | SNR0
SNR-H00BFB12GS100-Q15 | LV 416V MCB-3(8AC3-15) BRK TO SPARE |  | OPERATING | OPERATING | E070 | SNR0-2E0 | F40300000 |  | SNR0
SNR-H00BFB12GS100-Q16 | LV 416V MCB-3(8AC3-16) BRK TO SPARE |  | OPERATING | OPERATING | E070 | SNR0-2E0 | F40300000 |  | SNR0
SNR-H00BFB12GS100-Q17 | LV416V MCB-3(8AC3-17)BRK TO GOV.OIL PUMP |  | OPERATING | OPERATING | E070 | SNR0-2E0 | F40300000 |  | SNR0
SNR-H00BFB12GS100-Q18 | LV 416V MCB-3(8AC3-18)BRK TO STRAINER(B) |  | OPERATING | OPERATING | E070 | SNR0-2E0 | F40300000 |  | SNR0
SNR-H00BFB12GS100-Q19 | LV 416V MCB-3(8AC3-19) BRK TO SPARE |  | OPERATING | OPERATING | E070 | SNR0-2E0 | F40300000 |  | SNR0
SNR-H00BFB12GS100-Q20 | LV416V MCB-3(8AC3-20)BRK TO BRG OIL PUMP |  | OPERATING | OPERATING | E070 | SNR0-2E0 | F40300000 |  | SNR0
SNR-H00BFB12GS100-Q21 | LV416VMCB-3(8AC3-21)BRK TO OIL LIFT PUMP |  | OPERATING | OPERATING | E070 | SNR0-2E0 | F40300000 |  | SNR0
SNR-H00BFB12GS100-Q22 | LV 416V MCB-3(8AC3-22) BRK TO SPARE |  | OPERATING | OPERATING | E070 | SNR0-2E0 | F40300000 |  | SNR0
SNR-H00BFB13 | SNR-H00BFB13 |  | OPERATING | OPERATING | E070 | SNR0-2E0 | F40300000 |  | SNR0
SNR-H00BFB13GS100 | Low Voltage 416V MCB-4 Cubicle |  | OPERATING | OPERATING | E070 | SNR0-2E0 | F40300000 |  | SNR0
SNR-H00BFB13GS100-Q01 | LV.416V(8AC4-1) BRK TO CRANE |  | OPERATING | OPERATING | E070 | SNR0-2E0 | F40300000 |  | SNR0
SNR-H00BFB13GS100-Q02 | LV.416V(8AC4-2) BRK TO INDOOR LIGHT (I) |  | OPERATING | OPERATING | E070 | SNR0-2E0 | F40300000 |  | SNR0
SNR-H00BFB13GS100-Q03 | LV.416V(8AC4-3) BRK TO INDOOR LIGHT (II) |  | OPERATING | OPERATING | E070 | SNR0-2E0 | F40300000 |  | SNR0
SNR-H00BFB13GS100-Q04 | LV.416V(8AC4-4) BRK TO INDOOR LIGHT(III) |  | OPERATING | OPERATING | E070 | SNR0-2E0 | F40300000 |  | SNR0
SNR-H00BFB13GS100-Q05 | LV.416V(8AC4-5) BRK TO AIR CONDITIONER |  | OPERATING | OPERATING | E070 | SNR0-2E0 | F40300000 |  | SNR0
SNR-H00BFB13GS100-Q06 | LV.416V(8AC4-6) BRK TO VENTILATION |  | OPERATING | OPERATING | E070 | SNR0-2E0 | F40300000 |  | SNR0
SNR-H00BFB13GS100-Q07 | LV.416V(8AC4-7) BRK TO WATER PUMP |  | OPERATING | OPERATING | E070 | SNR0-2E0 | F40300000 |  | SNR0
SNR-H00BFB13GS100-Q08 | LV.416V(8AC4-8) BRK TO TAILRACE GATE |  | OPERATING | OPERATING | E070 | SNR0-2E0 | F40300000 |  | SNR0
SNR-H00BFB13GS100-Q09 | LV.416V(8AC4-9) BRK TO COMMUNICATION |  | OPERATING | OPERATING | E070 | SNR0-2E0 | F40300000 |  | SNR0
SNR-H00BFB13GS100-Q10 | LV.416V(8AC4-10) BRK TO ELEVATOR |  | OPERATING | OPERATING | E070 | SNR0-2E0 | F40300000 |  | SNR0
SNR-H00BFB13GS100-Q11 | LV.416V(8AC4-11) BRK TO WORKSHOP MACHINE |  | OPERATING | OPERATING | E070 | SNR0-2E0 | F40300000 |  | SNR0
SNR-H00BFB13GS100-Q12 | LV.416V(8AC4-12) BRK WORKING POWER SOURC |  | OPERATING | OPERATING | E070 | SNR0-2E0 | F40300000 |  | SNR0
SNR-H00BFB13GS100-Q13 | LV.416V(8AC4-13) BRK NO.2 STR TAP CHANG |  | OPERATING | OPERATING | E070 | SNR0-2E0 | F40300000 |  | SNR0
SNR-H00BFB13GS100-Q14 | LV.416V(8AC4-14) BRK TO BAT.CHARGER (A) |  | OPERATING | OPERATING | E070 | SNR0-2E0 | F40300000 |  | SNR0
SNR-H00BFB13GS100-Q15 | LV.416V MCB-4(8AC4-15) BRK TO AC CONTROL |  | OPERATING | OPERATING | E070 | SNR0-2E0 | F40300000 |  | SNR0
SNR-H00BFB13GS100-Q16 | LV.416V MCB-4(8AC4-16) BRK TO SPARE |  | OPERATING | OPERATING | E070 | SNR0-2E0 | F40300000 |  | SNR0
SNR-H00BFB13GS100-Q17 | LV.416V(8AC4-17) BRK TO GOV. OIL PUMP(B) |  | OPERATING | OPERATING | E070 | SNR0-2E0 | F40300000 |  | SNR0
SNR-H00BFB13GS100-Q18 | LV.416V (8AC4-18) TO WASHING STRAINER(B) |  | OPERATING | OPERATING | E070 | SNR0-2E0 | F40300000 |  | SNR0
SNR-H00BFB13GS100-Q19 | LV.416V MCB-4(8AC4-19) BRK TO SPARE |  | OPERATING | OPERATING | E070 | SNR0-2E0 | F40300000 |  | SNR0
SNR-H00BFB13GS100-Q20 | LV.416V(8AC4-20)TO BEARING OIL PUMP(B) |  | OPERATING | OPERATING | E070 | SNR0-2E0 | F40300000 |  | SNR0
SNR-H00BFB13GS100-Q21 | LV.416V(8AC4-21) TO OIL LIFTING PUMP(B) |  | OPERATING | OPERATING | E070 | SNR0-2E0 | F40300000 |  | SNR0
SNR-H00BFB13GS100-Q22 | LV.416V MCB-4(8AC4-22) BRK TO SPARE |  | OPERATING | OPERATING | E070 | SNR0-2E0 | F40300000 |  | SNR0
SNR-H00BFB14 | SNR-H00BFB14 |  | OPERATING | OPERATING | E070 | SNR0-2E0 | F40300000 |  | SNR0
SNR-H00BFB14GS100 | Low Voltage 416V MCB-5 Cubicle |  | OPERATING | OPERATING | E070 | SNR0-2E0 | F40300000 |  | SNR0
SNR-H00BFB14GS100-Q01 | LV.416V (8AC5-1) BRK NO.1 TIE TR COOLER |  | OPERATING | OPERATING | E070 | SNR0-2E0 | F40300000 |  | SNR0
SNR-H00BFB14GS100-Q02 | LV.416V (8AC5-2) BRK NO.2 TIE TR COOLER |  | OPERATING | OPERATING | E070 | SNR0-2E0 | F40300000 |  | SNR0
SNR-H00BFB14GS100-Q03 | LV.416V(8AC5-3) BRK TO POWER SOURCE NO.1 |  | OPERATING | OPERATING | E070 | SNR0-2E0 | F40300000 |  | SNR0
SNR-H00BFB14GS100-Q04 | LV.416V(8AC5-4) BRK TO POWER SOURCE NO.2 |  | OPERATING | OPERATING | E070 | SNR0-2E0 | F40300000 |  | SNR0
SNR-H00BFB14GS100-Q05 | LV.416V(8AC5-5) BRK TO POWER SOURCE NO.3 |  | OPERATING | OPERATING | E070 | SNR0-2E0 | F40300000 |  | SNR0
SNR-H00BFB14GS100-Q06 | LV.416V(8AC5-6) BRK TO POWER SOURCE NO.4 |  | OPERATING | OPERATING | E070 | SNR0-2E0 | F40300000 |  | SNR0
SNR-H00BFB14GS100-Q07 | LV.416V(8AC5-7) BRK TO POWER SOURCE NO.5 |  | OPERATING | OPERATING | E070 | SNR0-2E0 | F40300000 |  | SNR0
SNR-H00BFB14GS100-Q08 | LV.416V(8AC5-8) BRK TO POWER SOURCE NO.6 |  | OPERATING | OPERATING | E070 | SNR0-2E0 | F40300000 |  | SNR0
SNR-H00BFB14GS100-Q09 | LV.416V(8AC5-9) BRK TO POWER SOURCE NO.7 |  | OPERATING | OPERATING | E070 | SNR0-2E0 | F40300000 |  | SNR0
SNR-H00BFB14GS100-Q10 | LV.416V(8AC5-10) BRK TO POWER SOURC NO.8 |  | OPERATING | OPERATING | E070 | SNR0-2E0 | F40300000 |  | SNR0
SNR-H00BFB14GS100-Q11 | LV.416V(8AC5-11) BRK TO POWER SOURC NO.9 |  | OPERATING | OPERATING | E070 | SNR0-2E0 | F40300000 |  | SNR0
SNR-H00BFB14GS100-Q12 | LV.416V(8AC5-12) BRK TO POWER SOUR NO.10 |  | OPERATING | OPERATING | E070 | SNR0-2E0 | F40300000 |  | SNR0
SNR-H00BFB14GS100-Q13 | LV.416V (8AC5-13) BRK TO OUTDOOR LIGHT |  | OPERATING | OPERATING | E070 | SNR0-2E0 | F40300000 |  | SNR0
SNR-H00BFB14GS100-Q14 | LV.416V(8AC5-14) BRK TO WORKING SOURCE |  | OPERATING | OPERATING | E070 | SNR0-2E0 | F40300000 |  | SNR0
SNR-H00BFB14GS100-Q15 | LV.416V(8AC5-15) BRK SUMP PUMP GROUTING |  | OPERATING | OPERATING | E070 | SNR0-2E0 | F40300000 |  | SNR0
SNR-H00BFB14GS100-Q16 | Low Voltage 416V(8AC5-16) BRK TO SPARE |  | OPERATING | OPERATING | E070 | SNR0-2E0 | F40300000 |  | SNR0
SNR-H00BFB14GS100-Q17 | LV.416V MCB-5(8AC5-17) BRK TO SPARE |  | OPERATING | OPERATING | E070 | SNR0-2E0 | F40300000 |  | SNR0
SNR-H00BFB14GS100-Q18 | LV.416V MCB-5(8AC5-18) BRK TO SPARE |  | OPERATING | OPERATING | E070 | SNR0-2E0 | F40300000 |  | SNR0
SNR-H00BFB15 | SNR-H00BFB15 |  | OPERATING | OPERATING | E070 | SNR0-2E0 | F40300000 |  | SNR0
SNR-H00BFB15GS100 | Low Voltage 416V MCB-6 Cubicle |  | OPERATING | OPERATING | E070 | SNR0-2E0 | F40300000 |  | SNR0
SNR-H00BFB15GS100-Q01 | LV.416V MCB-6 BRK INDOOR LIGHT (I) LA&LB |  | OPERATING | OPERATING | E070 | SNR0-2E0 | F40300000 |  | SNR0
SNR-H00BFB15GS100-Q02 | LV.416V MCB-6 BRK INDOOR LIGHT (II) LC |  | OPERATING | OPERATING | E070 | SNR0-2E0 | F40300000 |  | SNR0
SNR-H00BFB15GS100-Q03 | LV.416V MCB-6 BRK TO NO.3 S.TR TAP-CHANG |  | OPERATING | OPERATING | E070 | SNR0-2E0 | F40300000 |  | SNR0
SNR-H00BFB15GS100-Q04 | LV.416V MCB-6 BRK TO NO.4 S.TR TAP-CHANG |  | OPERATING | OPERATING | E070 | SNR0-2E0 | F40300000 |  | SNR0
SNR-H00BFB15GS100-Q05 | LV. 416V MCB-6 BRK TO NO.4 M.TR |  | OPERATING | OPERATING | E070 | SNR0-2E0 | F40300000 |  | SNR0
SNR-H00BFB15GS100-Q06 | LV. 416V MCB-6 BRK TO NO.5 M.TR |  | OPERATING | OPERATING | E070 | SNR0-2E0 | F40300000 |  | SNR0
SNR-H00BFB15GS100-Q07 | LV.416V MCB-6 BRK VENTILATION BLOWER |  | OPERATING | OPERATING | E070 | SNR0-2E0 | F40300000 |  | SNR0
SNR-H00BFB15GS100-Q08 | LV.416V MCB-6 WORKING POWER SOURCE (I) |  | OPERATING | OPERATING | E070 | SNR0-2E0 | F40300000 |  | SNR0
SNR-H00BFB15GS100-Q09 | LV.416V MCB-6 WORKING POWER SOURCE (II) |  | OPERATING | OPERATING | E070 | SNR0-2E0 | F40300000 |  | SNR0
SNR-H00BFB15GS100-Q10 | LV.416V MCB-6 CUB HEATER & LIGHTING (I) |  | OPERATING | OPERATING | E070 | SNR0-2E0 | F40300000 |  | SNR0
SNR-H00BFB15GS100-Q11 | LV.416V MCB-6 CUB HEATER & LIGHTING (II) |  | OPERATING | OPERATING | E070 | SNR0-2E0 | F40300000 |  | SNR0
SNR-H00BFB15GS100-Q12 | LV.416V MCB-6 TO AC 3 PHASE POWER SOURCE |  | OPERATING | OPERATING | E070 | SNR0-2E0 | F40300000 |  | SNR0
SNR-H00BFB15GS100-Q13 | LV.416V MCB-6 BRK TO SPARE No.1 |  | OPERATING | OPERATING | E070 | SNR0-2E0 | F40300000 |  | SNR0
SNR-H00BFB15GS100-Q14 | LV.416V MCB-6 BRK TO SPARE No.2 |  | OPERATING | OPERATING | E070 | SNR0-2E0 | F40300000 |  | SNR0
SNR-H00BFB15GS100-Q15 | LV.416V MCB-6 BRK TO SPARE No.3 |  | OPERATING | OPERATING | E070 | SNR0-2E0 | F40300000 |  | SNR0
SNR-H00BFB15GS100-Q16 | LV.416V MCB-6 BRK DS.(57DB) & GEN/MOTOR |  | OPERATING | OPERATING | E070 | SNR0-2E0 | F40300000 |  | SNR0
SNR-H00BFB16 | SNR-H00BFB16 |  | OPERATING | OPERATING | E070 | SNR0-2E0 | F40300000 |  | SNR0
SNR-H00BFB16GS100 | LV.416V Dam Distribution Board Cubicle |  | OPERATING | OPERATING | E070 | SNR0-2E0 | F40300000 |  | SNR0
SNR-H00BFB16GS100-Q01 | LV.416V Dam Dist Board BRK TO 416 FEEDER |  | OPERATING | OPERATING | E070 | SNR0-2E0 | F40300000 |  | SNR0
SNR-H00BFB16GS100-Q02 | LV.416V Dam Dist Board BRK TO LIGHTING |  | OPERATING | OPERATING | E070 | SNR0-2E0 | F40300000 |  | SNR0
SNR-H00BFB16GS100-Q03 | LV.416V Dam Dist. BRK TO INTAKE(1-3) |  | OPERATING | OPERATING | E070 | SNR0-2E0 | F40300000 |  | SNR0
SNR-H00BFB16GS100-Q04 | LV.416V Dam Dist BRK TO SPILL WAY No.1 |  | OPERATING | OPERATING | E070 | SNR0-2E0 | F40300000 |  | SNR0
SNR-H00BFB16GS100-Q05 | LV.416V Dam Dist BRK TO SPILL WAY No.2 |  | OPERATING | OPERATING | E070 | SNR0-2E0 | F40300000 |  | SNR0
SNR-H00BFB16GS100-Q06 | LV.416V Dam Dist BRK TO SPILL WAY No.3 |  | OPERATING | OPERATING | E070 | SNR0-2E0 | F40300000 |  | SNR0
SNR-H00BFB16GS100-Q07 | LV. 416V Dam Dist BRK TO LIGHTING PANEL |  | OPERATING | OPERATING | E070 | SNR0-2E0 | F40300000 |  | SNR0
SNR-H00BFB16GS100-Q08 | LV.416V Dam Dist Board BRK TO SPARE |  | OPERATING | OPERATING | E070 | SNR0-2E0 | F40300000 |  | SNR0
SNR-H00BFB17 | SNR-H00BFB17 |  | OPERATING | OPERATING | E070 | SNR0-2E0 | F40300000 |  | SNR0
SNR-H00BFB17GS100 | LV.416V River Outlet Dist Board Cubicle |  | OPERATING | OPERATING | E070 | SNR0-2E0 | F40300000 |  | SNR0
SNR-H00BFB17GS100-Q01 | LV.416V River Outlet Dist BRK LIGHTING |  | OPERATING | OPERATING | E070 | SNR0-2E0 | F40300000 |  | SNR0
SNR-H00BFB17GS100-Q02 | LV.416V River Outlet Dist BRK HOWELL |  | OPERATING | OPERATING | E070 | SNR0-2E0 | F40300000 |  | SNR0
SNR-H00BFB17GS100-Q03 | LV.416V River Outlet Dist. BRK No.1 |  | OPERATING | OPERATING | E070 | SNR0-2E0 | F40300000 |  | SNR0
SNR-H00BFB17GS100-Q04 | LV.416V River Outlet Dist. BRK No.2 |  | OPERATING | OPERATING | E070 | SNR0-2E0 | F40300000 |  | SNR0
SNR-H00BR | Low voltage distribution boards, Uninterruptible (converter) Power supply |  | OPERATING | OPERATING | E070 | SNR0-2E0 | F40300000 |  | SNR0
SNR-H00BRA | 230V Safe AC |  | OPERATING | OPERATING | E070 | SNR0-2E0 | F40300000 |  | SNR0
SNR-H00BRA10GH200 | 230V Safe AC Distribution (SNR-H00BRA20GH001) |  | OPERATING | OPERATING | E070 | SNR0-2E0 | F40300000 |  | SNR0
SNR-H00BRA10GU100 | Inverter No.1&2 (SNR-H00BRA10GH001) |  | OPERATING | OPERATING | E070 | SNR0-2E0 | F40300000 |  | SNR0
SNR-H00BT | Battery Systems |  | OPERATING | OPERATING | E070 | SNR0-2E0 | F40300000 |  | SNR0
SNR-H00BTA | Batteries |  | OPERATING | OPERATING | E070 | SNR0-2E0 | F40300000 |  | SNR0
SNR-H00BTA10 | Battery set |  | OPERATING | OPERATING | E070 | SNR0-2E0 | F40300000 |  | SNR0
SNR-H00BTA10GR101 | Battery 125 VDC set No. 1 |  | OPERATING | OPERATING | E070 | SNR0-2E0 | F40300000 |  | SNR0
SNR-H00BTA10GR102 | Battery 125 VDC set No. 2 |  | OPERATING | OPERATING | E070 | SNR0-2E0 | F40300000 |  | SNR0
SNR-H00BTL | Battery Chargers |  | OPERATING | OPERATING | E070 | SNR0-2E0 | F40300000 |  | SNR0
SNR-H00BTL10 | Battery Chargers Equipment |  | OPERATING | OPERATING | E070 | SNR0-2E0 | F40300000 |  | SNR0
SNR-H00BTL10GU101 | 125 VDC Battery Charger No.1 |  | OPERATING | OPERATING | E070 | SNR0-2E0 | F40300000 |  | SNR0
SNR-H00BTL10GU102 | 125 VDC Battery Charger No.2 |  | OPERATING | OPERATING | E070 | SNR0-2E0 | F40300000 |  | SNR0
SNR-H00BTL10GU103 | 125 VDC Inverter |  | OPERATING | OPERATING | E070 | SNR0-2E0 | F40300000 |  | SNR0
SNR-H00BTL10GU104 | 125 VDC MCB-DC PNL. (Load Selector) |  | OPERATING | OPERATING | E070 | SNR0-2E0 | F40300000 |  | SNR0
SNR-H00BU | DC. Distribution Board , Normal System |  | OPERATING | OPERATING | E070 | SNR0-2E0 | F40300000 |  | SNR0
SNR-H00BUA | 125VDC Distribution Board |  | OPERATING | OPERATING | E070 | SNR0-2E0 | F40300000 |  | SNR0
SNR-H00BUA10GH100 | 125VDC Main Distribution Board (SNR-H00BUA10GH001) |  | OPERATING | OPERATING | E070 | SNR0-2E0 | F40300000 |  | SNR0
SNR-H00BUA10GH100-Q01 | Incoming 1 Existing Battery Charger No.1 |  | OPERATING | OPERATING | E070 | SNR0-2E0 | F40300000 |  | SNR0
SNR-H00BUA10GH100-Q02 | Feeder for Existing No.4 Unit Control |  | OPERATING | OPERATING | E070 | SNR0-2E0 | F40300000 |  | SNR0
SNR-H00BUA10GH100-Q03 | Feeder for Existing No.5 Unit Control |  | OPERATING | OPERATING | E070 | SNR0-2E0 | F40300000 |  | SNR0
SNR-H00BUA10GH100-Q04 | Feeder for Existing Initial Excitation (No.4 Unit) |  | OPERATING | OPERATING | E070 | SNR0-2E0 | F40300000 |  | SNR0
SNR-H00BUA10GH100-Q05 | Feeder for Existing Initial Excitation (No.5 Unit) |  | OPERATING | OPERATING | E070 | SNR0-2E0 | F40300000 |  | SNR0
SNR-H00BUA10GH100-Q06 | Feeder for Existing 230 Kv Transmission Line Control 1 |  | OPERATING | OPERATING | E070 | SNR0-2E0 | F40300000 |  | SNR0
SNR-H00BUA10GH100-Q07 | Feeder for Existing 230 Kv Transmission Line Control 2 |  | OPERATING | OPERATING | E070 | SNR0-2E0 | F40300000 |  | SNR0
SNR-H00BUA10GH100-Q08 | Feeder for Existing 115 Kv Transmission Line Control |  | OPERATING | OPERATING | E070 | SNR0-2E0 | F40300000 |  | SNR0
SNR-H00BUA10GH100-Q09 | Feeder for Existing Station Service Control |  | OPERATING | OPERATING | E070 | SNR0-2E0 | F40300000 |  | SNR0
SNR-H00BUA10GH100-Q10 | Feeder for Existing Emergency Light |  | OPERATING | OPERATING | E070 | SNR0-2E0 | F40300000 |  | SNR0
SNR-H00BUA10GH100-Q11 | Feeder for Existing Intake gate emergency drop |  | OPERATING | OPERATING | E070 | SNR0-2E0 | F40300000 |  | SNR0
SNR-H00BUA10GH100-Q12 | Feeder for DC Field Flashing for Unit 1 |  | OPERATING | OPERATING | E070 | SNR0-2E0 | F40300000 |  | SNR0
SNR-H00BUA10GH100-Q13 | Feeder-1 SUB Distribution Board for Unit Auxiliaries |  | OPERATING | OPERATING | E070 | SNR0-2E0 | F40300000 |  | SNR0
SNR-H00BUA10GH100-Q14 | Feeder-1 SUB Distribution Board for Gen for Auxiliaries |  | OPERATING | OPERATING | E070 | SNR0-2E0 | F40300000 |  | SNR0
SNR-H00BUA10GH100-Q15 | Feeder for New Inverters |  | OPERATING | OPERATING | E070 | SNR0-2E0 | F40300000 |  | SNR0
SNR-H00BUA10GH100-Q16 | Feeder-1 for Common Control Board (CCB) |  | OPERATING | OPERATING | E070 | SNR0-2E0 | F40300000 |  | SNR0
SNR-H00BUA10GH100-Q17 | Feeder-1 for Unit Control Board (UCB) Unit 1 |  | OPERATING | OPERATING | E070 | SNR0-2E0 | F40300000 |  | SNR0
SNR-H00BUA10GH100-Q18 | Feeder-1 for Unit Control Board (UCB) Unit 2 |  | OPERATING | OPERATING | E070 | SNR0-2E0 | F40300000 |  | SNR0
SNR-H00BUA10GH100-Q19 | Feeder-1 for Unit Control Board (UCB) Unit 3 |  | OPERATING | OPERATING | E070 | SNR0-2E0 | F40300000 |  | SNR0
SNR-H00BUA10GH100-Q20 | Feeder-1 for Intake Control Board |  | OPERATING | OPERATING | E070 | SNR0-2E0 | F40300000 |  | SNR0
SNR-H00BUA10GH100-Q21 | Feeder-1 for Switchyard Control Board (SWYCB) |  | OPERATING | OPERATING | E070 | SNR0-2E0 | F40300000 |  | SNR0
SNR-H00BUA10GH100-Q22 | Feeder-1 for Communication RTU |  | OPERATING | OPERATING | E070 | SNR0-2E0 | F40300000 |  | SNR0
SNR-H00BUA10GH100-Q23 | Feeder-1 for Offline System |  | OPERATING | OPERATING | E070 | SNR0-2E0 | F40300000 |  | SNR0
SNR-H00BUA10GH100-Q24 | Spare |  | OPERATING | OPERATING | E070 | SNR0-2E0 | F40300000 |  | SNR0
SNR-H00BUA10GH100-Q25 | Spare |  | OPERATING | OPERATING | E070 | SNR0-2E0 | F40300000 |  | SNR0
SNR-H00BUA10GH100-Q26 | Protection System A Unit 3 |  | OPERATING | OPERATING | E070 | SNR0-2E0 | F40300000 |  | SNR0
SNR-H00BUA10GH100-Q27 | Protection System A Unit 1 |  | OPERATING | OPERATING | E070 | SNR0-2E0 | F40300000 |  | SNR0
SNR-H00BUA10GH100-Q28 | Protection System B Unit 3 |  | OPERATING | OPERATING | E070 | SNR0-2E0 | F40300000 |  | SNR0
SNR-H00BUA10GH100-Q29 | Protection System B Unit 1 |  | OPERATING | OPERATING | E070 | SNR0-2E0 | F40300000 |  | SNR0
SNR-H00BUA10GH100-Q30 | Protection System A Unit 2 |  | OPERATING | OPERATING | E070 | SNR0-2E0 | F40300000 |  | SNR0
SNR-H00BUA10GH100-Q31 | Protection System B Unit 2 |  | OPERATING | OPERATING | E070 | SNR0-2E0 | F40300000 |  | SNR0
SNR-H00BUA10GH100-Q32 | Incoming 2 Existing Battery Charger No.1 |  | OPERATING | OPERATING | E070 | SNR0-2E0 | F40300000 |  | SNR0
SNR-H00BUA10GH100-Q33 | Tie Feeder |  | OPERATING | OPERATING | E070 | SNR0-2E0 | F40300000 |  | SNR0
SNR-H00BUA10GH100-Q34 | Feeder for New Inverters |  | OPERATING | OPERATING | E070 | SNR0-2E0 | F40300000 |  | SNR0
SNR-H00BUA10GH100-Q35 | Feeder for DC Field Flashing for Unit 2 |  | OPERATING | OPERATING | E070 | SNR0-2E0 | F40300000 |  | SNR0
SNR-H00BUA10GH100-Q36 | Feeder for DC Field Flashing for Unit 3 |  | OPERATING | OPERATING | E070 | SNR0-2E0 | F40300000 |  | SNR0
SNR-H00BUA10GH100-Q37 | Feeder-2 SUB Distribution Board for Unit Auxiliaries |  | OPERATING | OPERATING | E070 | SNR0-2E0 | F40300000 |  | SNR0
SNR-H00BUA10GH100-Q38 | Feeder-2 SUB Distribution Board for Gen floor Auxiliaries |  | OPERATING | OPERATING | E070 | SNR0-2E0 | F40300000 |  | SNR0
SNR-H00BUA10GH100-Q39 | Feeder-2 for Common Control Board (CCB) |  | OPERATING | OPERATING | E070 | SNR0-2E0 | F40300000 |  | SNR0
SNR-H00BUA10GH100-Q40 | Feeder-2 for Unit Control Board (UCB) Unit 1 |  | OPERATING | OPERATING | E070 | SNR0-2E0 | F40300000 |  | SNR0
SNR-H00BUA10GH100-Q41 | Feeder-2 for Unit Control Board (UCB) Unit 2 |  | OPERATING | OPERATING | E070 | SNR0-2E0 | F40300000 |  | SNR0
SNR-H00BUA10GH100-Q42 | Feeder-2 for Unit Control Board (UCB) Unit 3 |  | OPERATING | OPERATING | E070 | SNR0-2E0 | F40300000 |  | SNR0
SNR-H00BUA10GH100-Q43 | Feeder-2 for Intake Control Board (ICB) |  | OPERATING | OPERATING | E070 | SNR0-2E0 | F40300000 |  | SNR0
SNR-H00BUA10GH100-Q44 | Feeder-2 for Switchyard Control Board (SWYCB) |  | OPERATING | OPERATING | E070 | SNR0-2E0 | F40300000 |  | SNR0
SNR-H00BUA10GH100-Q45 | Feeder-2 for Communication RTU |  | OPERATING | OPERATING | E070 | SNR0-2E0 | F40300000 |  | SNR0
SNR-H00BUA10GH100-Q46 | Feeder-2 for Offline System |  | OPERATING | OPERATING | E070 | SNR0-2E0 | F40300000 |  | SNR0
SNR-H00BUA10GH100-Q47 | Feeder for Existing MBB and ACB Control |  | OPERATING | OPERATING | E070 | SNR0-2E0 | F40300000 |  | SNR0
SNR-H00BUA10GH100-Q48 | Feeder for Existing OSC and REDAC |  | OPERATING | OPERATING | E070 | SNR0-2E0 | F40300000 |  | SNR0
SNR-H00BUA10GH100-Q49 | Feeder for Existing LQY Remote Control |  | OPERATING | OPERATING | E070 | SNR0-2E0 | F40300000 |  | SNR0
SNR-H00BUA10GH100-Q50 | Feeder for Existing Fruedel DC Distribution Panel |  | OPERATING | OPERATING | E070 | SNR0-2E0 | F40300000 |  | SNR0
SNR-H00BUA10GH100-Q51 | Spare |  | OPERATING | OPERATING | E070 | SNR0-2E0 | F40300000 |  | SNR0
SNR-H00BUA10GH100-Q52 | Spare |  | OPERATING | OPERATING | E070 | SNR0-2E0 | F40300000 |  | SNR0
SNR-H00BUA10GH100-Q53 | Protection System A Unit 1 |  | OPERATING | OPERATING | E070 | SNR0-2E0 | F40300000 |  | SNR0
SNR-H00BUA10GH100-Q54 | Protection System A Unit 3 |  | OPERATING | OPERATING | E070 | SNR0-2E0 | F40300000 |  | SNR0
SNR-H00BUA10GH100-Q55 | Protection System B Unit 1 |  | OPERATING | OPERATING | E070 | SNR0-2E0 | F40300000 |  | SNR0
SNR-H00BUA10GH100-Q56 | Protection System B Unit 3 |  | OPERATING | OPERATING | E070 | SNR0-2E0 | F40300000 |  | SNR0
SNR-H00BUA10GH100-Q57 | Protection System A Unit 2 |  | OPERATING | OPERATING | E070 | SNR0-2E0 | F40300000 |  | SNR0
SNR-H00BUA10GH100-Q58 | Protection System B Unit 2 |  | OPERATING | OPERATING | E070 | SNR0-2E0 | F40300000 |  | SNR0
SNR-H00BUA10GH100-Q59 | SST Protection System KW1B & KW2B |  | OPERATING | OPERATING | E070 | SNR0-2E0 | F40300000 |  | SNR0
SNR-H00BUA10GH100-Q60 | SST Protection System KW1B & KW2B |  | OPERATING | OPERATING | E070 | SNR0-2E0 | F40300000 |  | SNR0
SNR-H00BUA10GH200 | 125VDC Sub Distribution Board for Unit Auxiliaries (SNR-H00BUA20GH001) |  | OPERATING | OPERATING | E070 | SNR0-2E0 | F40300000 |  | SNR0
SNR-H00BUA10GH200-Q01 | Incoming -1 Sub Distribution Board For Unit Auxiliaries |  | OPERATING | OPERATING | E070 | SNR0-2E0 | F40300000 |  | SNR0
SNR-H00BUA10GH200-Q02 | Incoming -2 Sub Distribution Board For Unit Auxiliaries |  | OPERATING | OPERATING | E070 | SNR0-2E0 | F40300000 |  | SNR0
SNR-H00BUA10GH200-Q03 | Feeder for Turbine Oil Pressure Unit 1 |  | OPERATING | OPERATING | E070 | SNR0-2E0 | F40300000 |  | SNR0
SNR-H00BUA10GH200-Q04 | Feeder for Turbine Oil Pressure Unit 2 |  | OPERATING | OPERATING | E070 | SNR0-2E0 | F40300000 |  | SNR0
SNR-H00BUA10GH200-Q05 | Feeder for Turbine Oil Pressure Unit 3 |  | OPERATING | OPERATING | E070 | SNR0-2E0 | F40300000 |  | SNR0
SNR-H00BUA10GH200-Q06 | Feeder for MIV Oil Pressure Unit 1 |  | OPERATING | OPERATING | E070 | SNR0-2E0 | F40300000 |  | SNR0
SNR-H00BUA10GH200-Q07 | Feeder for MIV Oil Pressure Unit 2 |  | OPERATING | OPERATING | E070 | SNR0-2E0 | F40300000 |  | SNR0
SNR-H00BUA10GH200-Q08 | Feeder for MIV Oil Pressure Unit 3 |  | OPERATING | OPERATING | E070 | SNR0-2E0 | F40300000 |  | SNR0
SNR-H00BUA10GH200-Q09 | Feeder-1 for 416 VAC Station Service Switchgear |  | OPERATING | OPERATING | E070 | SNR0-2E0 | F40300000 |  | SNR0
SNR-H00BUA10GH200-Q10 | Feeder-1 for Motor Control Centre (MCC-1) |  | OPERATING | OPERATING | E070 | SNR0-2E0 | F40300000 |  | SNR0
SNR-H00BUA10GH200-Q100 | Spare |  | OPERATING | OPERATING | E070 | SNR0-2E0 | F40300000 |  | SNR0
SNR-H00BUA10GH200-Q101 | Spare |  | OPERATING | OPERATING | E070 | SNR0-2E0 | F40300000 |  | SNR0
SNR-H00BUA10GH200-Q102 | Spare |  | OPERATING | OPERATING | E070 | SNR0-2E0 | F40300000 |  | SNR0
SNR-H00BUA10GH200-Q103 | Spare |  | OPERATING | OPERATING | E070 | SNR0-2E0 | F40300000 |  | SNR0
SNR-H00BUA10GH200-Q104 | Spare |  | OPERATING | OPERATING | E070 | SNR0-2E0 | F40300000 |  | SNR0
SNR-H00BUA10GH200-Q105 | Spare |  | OPERATING | OPERATING | E070 | SNR0-2E0 | F40300000 |  | SNR0
SNR-H00BUA10GH200-Q106 | Spare |  | OPERATING | OPERATING | E070 | SNR0-2E0 | F40300000 |  | SNR0
SNR-H00BUA10GH200-Q107 | Spare |  | OPERATING | OPERATING | E070 | SNR0-2E0 | F40300000 |  | SNR0
SNR-H00BUA10GH200-Q108 | Spare |  | OPERATING | OPERATING | E070 | SNR0-2E0 | F40300000 |  | SNR0
SNR-H00BUA10GH200-Q109 | OPU for MIV Control JB Unit 1 |  | OPERATING | OPERATING | E070 | SNR0-2E0 | F40300000 |  | SNR0
SNR-H00BUA10GH200-Q11 | Feeder-1 for Motor Control Centre (MCC-2) |  | OPERATING | OPERATING | E070 | SNR0-2E0 | F40300000 |  | SNR0
SNR-H00BUA10GH200-Q110 | OPU for MIV Control JB Unit 2 |  | OPERATING | OPERATING | E070 | SNR0-2E0 | F40300000 |  | SNR0
SNR-H00BUA10GH200-Q111 | OPU for MIV Control JB Unit 3 |  | OPERATING | OPERATING | E070 | SNR0-2E0 | F40300000 |  | SNR0
SNR-H00BUA10GH200-Q112 | OPU for MIV Control JB Unit 1 |  | OPERATING | OPERATING | E070 | SNR0-2E0 | F40300000 |  | SNR0
SNR-H00BUA10GH200-Q113 | OPU for MIV Control JB Unit 2 |  | OPERATING | OPERATING | E070 | SNR0-2E0 | F40300000 |  | SNR0
SNR-H00BUA10GH200-Q114 | OPU for MIV Control JB Unit 3 |  | OPERATING | OPERATING | E070 | SNR0-2E0 | F40300000 |  | SNR0
SNR-H00BUA10GH200-Q115 | OPU for MIV Control JB Unit 1 |  | OPERATING | OPERATING | E070 | SNR0-2E0 | F40300000 |  | SNR0
SNR-H00BUA10GH200-Q116 | OPU for MIV Control JB Unit 2 |  | OPERATING | OPERATING | E070 | SNR0-2E0 | F40300000 |  | SNR0
SNR-H00BUA10GH200-Q117 | OPU for MIV Control JB Unit 1 |  | OPERATING | OPERATING | E070 | SNR0-2E0 | F40300000 |  | SNR0
SNR-H00BUA10GH200-Q118 | OPU for MIV Control JB Unit 3 |  | OPERATING | OPERATING | E070 | SNR0-2E0 | F40300000 |  | SNR0
SNR-H00BUA10GH200-Q119 | Leakage Unit for MIV OPU JB Unit 1 |  | OPERATING | OPERATING | E070 | SNR0-2E0 | F40300000 |  | SNR0
SNR-H00BUA10GH200-Q12 | Feeder-1 for Motor Control Centre (MCC-3) |  | OPERATING | OPERATING | E070 | SNR0-2E0 | F40300000 |  | SNR0
SNR-H00BUA10GH200-Q120 | Leakage Unit for MIV OPU JB Unit 2 |  | OPERATING | OPERATING | E070 | SNR0-2E0 | F40300000 |  | SNR0
SNR-H00BUA10GH200-Q121 | Leakage Unit for MIV OPU JB Unit 3 |  | OPERATING | OPERATING | E070 | SNR0-2E0 | F40300000 |  | SNR0
SNR-H00BUA10GH200-Q122 | OPU for MIV Control JB Unit 1 |  | OPERATING | OPERATING | E070 | SNR0-2E0 | F40300000 |  | SNR0
SNR-H00BUA10GH200-Q123 | OPU for MIV Control JB Unit 2 |  | OPERATING | OPERATING | E070 | SNR0-2E0 | F40300000 |  | SNR0
SNR-H00BUA10GH200-Q124 | OPU for MIV Control JB Unit 3 |  | OPERATING | OPERATING | E070 | SNR0-2E0 | F40300000 |  | SNR0
SNR-H00BUA10GH200-Q125 | OPU for Turbine Control JB Unit 1 |  | OPERATING | OPERATING | E070 | SNR0-2E0 | F40300000 |  | SNR0
SNR-H00BUA10GH200-Q126 | OPU for Turbine Control JB Unit 2 |  | OPERATING | OPERATING | E070 | SNR0-2E0 | F40300000 |  | SNR0
SNR-H00BUA10GH200-Q127 | OPU for Turbine Control JB Unit 3 |  | OPERATING | OPERATING | E070 | SNR0-2E0 | F40300000 |  | SNR0
SNR-H00BUA10GH200-Q128 | OPU for Turbine Control JB Unit 1 |  | OPERATING | OPERATING | E070 | SNR0-2E0 | F40300000 |  | SNR0
SNR-H00BUA10GH200-Q129 | OPU for Turbine Control JB Unit 2 |  | OPERATING | OPERATING | E070 | SNR0-2E0 | F40300000 |  | SNR0
SNR-H00BUA10GH200-Q13 | Feeder-1 for Motor Control Centre (MCC-4) |  | OPERATING | OPERATING | E070 | SNR0-2E0 | F40300000 |  | SNR0
SNR-H00BUA10GH200-Q130 | OPU for Turbine Control JB Unit 3 |  | OPERATING | OPERATING | E070 | SNR0-2E0 | F40300000 |  | SNR0
SNR-H00BUA10GH200-Q131 | Spare |  | OPERATING | OPERATING | E070 | SNR0-2E0 | F40300000 |  | SNR0
SNR-H00BUA10GH200-Q132 | Air Compressor Unit 1 |  | OPERATING | OPERATING | E070 | SNR0-2E0 | F40300000 |  | SNR0
SNR-H00BUA10GH200-Q133 | 20 PM Unit 1 |  | OPERATING | OPERATING | E070 | SNR0-2E0 | F40300000 |  | SNR0
SNR-H00BUA10GH200-Q134 | Air Compressor Unit 3 |  | OPERATING | OPERATING | E070 | SNR0-2E0 | F40300000 |  | SNR0
SNR-H00BUA10GH200-Q135 | 20 PM Unit 3 |  | OPERATING | OPERATING | E070 | SNR0-2E0 | F40300000 |  | SNR0
SNR-H00BUA10GH200-Q136 | Fire Alarm |  | OPERATING | OPERATING | E070 | SNR0-2E0 | F40300000 |  | SNR0
SNR-H00BUA10GH200-Q137 | Air Compressor Unit 2 |  | OPERATING | OPERATING | E070 | SNR0-2E0 | F40300000 |  | SNR0
SNR-H00BUA10GH200-Q138 | 20 PM Unit 2 |  | OPERATING | OPERATING | E070 | SNR0-2E0 | F40300000 |  | SNR0
SNR-H00BUA10GH200-Q139 | Spare |  | OPERATING | OPERATING | E070 | SNR0-2E0 | F40300000 |  | SNR0
SNR-H00BUA10GH200-Q14 | Feeder-2 for 416 VAC Station Service Switchgear |  | OPERATING | OPERATING | E070 | SNR0-2E0 | F40300000 |  | SNR0
SNR-H00BUA10GH200-Q140 | Spare |  | OPERATING | OPERATING | E070 | SNR0-2E0 | F40300000 |  | SNR0
SNR-H00BUA10GH200-Q141 | Spare |  | OPERATING | OPERATING | E070 | SNR0-2E0 | F40300000 |  | SNR0
SNR-H00BUA10GH200-Q142 | Spare |  | OPERATING | OPERATING | E070 | SNR0-2E0 | F40300000 |  | SNR0
SNR-H00BUA10GH200-Q143 | Spare |  | OPERATING | OPERATING | E070 | SNR0-2E0 | F40300000 |  | SNR0
SNR-H00BUA10GH200-Q15 | Feeder-2 for Motor Control Centre (MCC-1) |  | OPERATING | OPERATING | E070 | SNR0-2E0 | F40300000 |  | SNR0
SNR-H00BUA10GH200-Q16 | Feeder-2 for Motor Control Centre (MCC-2) |  | OPERATING | OPERATING | E070 | SNR0-2E0 | F40300000 |  | SNR0
SNR-H00BUA10GH200-Q17 | Feeder-2 for Motor Control Centre (MCC-3) |  | OPERATING | OPERATING | E070 | SNR0-2E0 | F40300000 |  | SNR0
SNR-H00BUA10GH200-Q18 | Feeder-2 for Motor Control Centre (MCC-4) |  | OPERATING | OPERATING | E070 | SNR0-2E0 | F40300000 |  | SNR0
SNR-H00BUA10GH200-Q19 | Turbine Case Electrical Valve Controller Unit 1 |  | OPERATING | OPERATING | E070 | SNR0-2E0 | F40300000 |  | SNR0
SNR-H00BUA10GH200-Q20 | Turbine Case Electrical Valve Controller Unit 2 |  | OPERATING | OPERATING | E070 | SNR0-2E0 | F40300000 |  | SNR0
SNR-H00BUA10GH200-Q21 | Turbine Case Electrical Valve Controller Unit 3 |  | OPERATING | OPERATING | E070 | SNR0-2E0 | F40300000 |  | SNR0
SNR-H00BUA10GH200-Q22 | Runner Seal Junction Box Unit 1 |  | OPERATING | OPERATING | E070 | SNR0-2E0 | F40300000 |  | SNR0
SNR-H00BUA10GH200-Q23 | Runner Seal Junction Box Unit 2 |  | OPERATING | OPERATING | E070 | SNR0-2E0 | F40300000 |  | SNR0
SNR-H00BUA10GH200-Q24 | Runner Seal Junction Box Unit 3 |  | OPERATING | OPERATING | E070 | SNR0-2E0 | F40300000 |  | SNR0
SNR-H00BUA10GH200-Q25 | Turbine Air Control Valve Supply Unit 1 |  | OPERATING | OPERATING | E070 | SNR0-2E0 | F40300000 |  | SNR0
SNR-H00BUA10GH200-Q26 | Water Depression Unit 2 |  | OPERATING | OPERATING | E070 | SNR0-2E0 | F40300000 |  | SNR0
SNR-H00BUA10GH200-Q27 | Water Depression Unit 3 |  | OPERATING | OPERATING | E070 | SNR0-2E0 | F40300000 |  | SNR0
SNR-H00BUA10GH200-Q28 | Shaft Seal Junction Box Unit 1 |  | OPERATING | OPERATING | E070 | SNR0-2E0 | F40300000 |  | SNR0
SNR-H00BUA10GH200-Q29 | Shaft Seal Junction Box Unit 2 |  | OPERATING | OPERATING | E070 | SNR0-2E0 | F40300000 |  | SNR0
SNR-H00BUA10GH200-Q30 | Shaft Seal Junction Box Unit 3 |  | OPERATING | OPERATING | E070 | SNR0-2E0 | F40300000 |  | SNR0
SNR-H00BUA10GH200-Q31 | Main Cooling Water System Unit 1 |  | OPERATING | OPERATING | E070 | SNR0-2E0 | F40300000 |  | SNR0
SNR-H00BUA10GH200-Q32 | Main Cooling Water System Unit 2 |  | OPERATING | OPERATING | E070 | SNR0-2E0 | F40300000 |  | SNR0
SNR-H00BUA10GH200-Q33 | Main Cooling Water System Unit 3 |  | OPERATING | OPERATING | E070 | SNR0-2E0 | F40300000 |  | SNR0
SNR-H00BUA10GH200-Q34 | 20 PM Unit 3 |  | OPERATING | OPERATING | E070 | SNR0-2E0 | F40300000 |  | SNR0
SNR-H00BUA10GH200-Q35 | 20 PM Unit 2 |  | OPERATING | OPERATING | E070 | SNR0-2E0 | F40300000 |  | SNR0
SNR-H00BUA10GH200-Q36 | 20 PM Unit 1 |  | OPERATING | OPERATING | E070 | SNR0-2E0 | F40300000 |  | SNR0
SNR-H00BUA10GH200-Q37 | Penstock Butterfly Valve Supply Unit 1 |  | OPERATING | OPERATING | E070 | SNR0-2E0 | F40300000 |  | SNR0
SNR-H00BUA10GH200-Q38 | Penstock Butterfly Valve Supply Unit 2 |  | OPERATING | OPERATING | E070 | SNR0-2E0 | F40300000 |  | SNR0
SNR-H00BUA10GH200-Q39 | Penstock Butterfly Valve Supply Unit 3 |  | OPERATING | OPERATING | E070 | SNR0-2E0 | F40300000 |  | SNR0
SNR-H00BUA10GH200-Q40 | Air Admission Unit 2 |  | OPERATING | OPERATING | E070 | SNR0-2E0 | F40300000 |  | SNR0
SNR-H00BUA10GH200-Q41 | Spare |  | OPERATING | OPERATING | E070 | SNR0-2E0 | F40300000 |  | SNR0
SNR-H00BUA10GH200-Q42 | Air Admission Unit 1 |  | OPERATING | OPERATING | E070 | SNR0-2E0 | F40300000 |  | SNR0
SNR-H00BUA10GH200-Q43 | Spare |  | OPERATING | OPERATING | E070 | SNR0-2E0 | F40300000 |  | SNR0
SNR-H00BUA10GH200-Q44 | Spare |  | OPERATING | OPERATING | E070 | SNR0-2E0 | F40300000 |  | SNR0
SNR-H00BUA10GH200-Q45 | Spare |  | OPERATING | OPERATING | E070 | SNR0-2E0 | F40300000 |  | SNR0
SNR-H00BUA10GH200-Q46 | Drainage System Unit 1 |  | OPERATING | OPERATING | E070 | SNR0-2E0 | F40300000 |  | SNR0
SNR-H00BUA10GH200-Q47 | Drainage System Unit 2 |  | OPERATING | OPERATING | E070 | SNR0-2E0 | F40300000 |  | SNR0
SNR-H00BUA10GH200-Q48 | Drainage System Unit 3 |  | OPERATING | OPERATING | E070 | SNR0-2E0 | F40300000 |  | SNR0
SNR-H00BUA10GH200-Q49 | Auxiliary Cooling Water System Unit 1 |  | OPERATING | OPERATING | E070 | SNR0-2E0 | F40300000 |  | SNR0
SNR-H00BUA10GH200-Q50 | Auxiliary Cooling Water System Unit 2 |  | OPERATING | OPERATING | E070 | SNR0-2E0 | F40300000 |  | SNR0
SNR-H00BUA10GH200-Q51 | Auxiliary Cooling Water System Unit 3 |  | OPERATING | OPERATING | E070 | SNR0-2E0 | F40300000 |  | SNR0
SNR-H00BUA10GH200-Q52 | Unit Compressed Air system Unit 1 |  | OPERATING | OPERATING | E070 | SNR0-2E0 | F40300000 |  | SNR0
SNR-H00BUA10GH200-Q53 | Unit Compressed Air system Unit 2 |  | OPERATING | OPERATING | E070 | SNR0-2E0 | F40300000 |  | SNR0
SNR-H00BUA10GH200-Q54 | Unit Compressed Air system Unit 3 |  | OPERATING | OPERATING | E070 | SNR0-2E0 | F40300000 |  | SNR0
SNR-H00BUA10GH200-Q55 | Drainage & Dewatering System Cubicle |  | OPERATING | OPERATING | E070 | SNR0-2E0 | F40300000 |  | SNR0
SNR-H00BUA10GH200-Q56 | Common Compressed Air System Supply |  | OPERATING | OPERATING | E070 | SNR0-2E0 | F40300000 |  | SNR0
SNR-H00BUA10GH200-Q57 | Remote TTN 125 VDC |  | OPERATING | OPERATING | E070 | SNR0-2E0 | F40300000 |  | SNR0
SNR-H00BUA10GH200-Q58 | Turbine Lube Oil Pumps LCP Unit 1 |  | OPERATING | OPERATING | E070 | SNR0-2E0 | F40300000 |  | SNR0
SNR-H00BUA10GH200-Q59 | Turbine Lube Oil Pumps LCP Unit 2 |  | OPERATING | OPERATING | E070 | SNR0-2E0 | F40300000 |  | SNR0
SNR-H00BUA10GH200-Q60 | Turbine Lube Oil Pumps LCP Unit 3 |  | OPERATING | OPERATING | E070 | SNR0-2E0 | F40300000 |  | SNR0
SNR-H00BUA10GH200-Q61 | Feeder-1 for 125/24 Vdc Converter (Integral part) |  | OPERATING | OPERATING | E070 | SNR0-2E0 | F40300000 |  | SNR0
SNR-H00BUA10GH200-Q62 | Feeder-2 for 125/24 Vdc Converter (Integral part) |  | OPERATING | OPERATING | E070 | SNR0-2E0 | F40300000 |  | SNR0
SNR-H00BUA10GH200-Q63 | Air Admission Unit 3 |  | OPERATING | OPERATING | E070 | SNR0-2E0 | F40300000 |  | SNR0
SNR-H00BUA10GH200-Q64 | Spare |  | OPERATING | OPERATING | E070 | SNR0-2E0 | F40300000 |  | SNR0
SNR-H00BUA10GH200-Q65 | Spare |  | OPERATING | OPERATING | E070 | SNR0-2E0 | F40300000 |  | SNR0
SNR-H00BUA10GH200-Q66 | Spare |  | OPERATING | OPERATING | E070 | SNR0-2E0 | F40300000 |  | SNR0
SNR-H00BUA10GH200-Q67 | Spare |  | OPERATING | OPERATING | E070 | SNR0-2E0 | F40300000 |  | SNR0
SNR-H00BUA10GH200-Q68 | 52SST2 125 VDC Generator Floor-D01 |  | OPERATING | OPERATING | E070 | SNR0-2E0 | F40300000 |  | SNR0
SNR-H00BUA10GH200-Q69 | 52SST2 125 VDC Generator Floor-D02 |  | OPERATING | OPERATING | E070 | SNR0-2E0 | F40300000 |  | SNR0
SNR-H00BUA10GH200-Q70 | Spare |  | OPERATING | OPERATING | E070 | SNR0-2E0 | F40300000 |  | SNR0
SNR-H00BUA10GH200-Q71 | Spare |  | OPERATING | OPERATING | E070 | SNR0-2E0 | F40300000 |  | SNR0
SNR-H00BUA10GH200-Q72 | Spare |  | OPERATING | OPERATING | E070 | SNR0-2E0 | F40300000 |  | SNR0
SNR-H00BUA10GH200-Q73 | Spare |  | OPERATING | OPERATING | E070 | SNR0-2E0 | F40300000 |  | SNR0
SNR-H00BUA10GH200-Q74 | Runner Seal Junction Box Unit 1 |  | OPERATING | OPERATING | E070 | SNR0-2E0 | F40300000 |  | SNR0
SNR-H00BUA10GH200-Q75 | Runner Seal Junction Box Unit 2 |  | OPERATING | OPERATING | E070 | SNR0-2E0 | F40300000 |  | SNR0
SNR-H00BUA10GH200-Q76 | Runner Seal Junction Box Unit 3 |  | OPERATING | OPERATING | E070 | SNR0-2E0 | F40300000 |  | SNR0
SNR-H00BUA10GH200-Q77 | Shaft Seal Junction Box Unit 1 |  | OPERATING | OPERATING | E070 | SNR0-2E0 | F40300000 |  | SNR0
SNR-H00BUA10GH200-Q78 | Shaft Seal Junction Box Unit 2 |  | OPERATING | OPERATING | E070 | SNR0-2E0 | F40300000 |  | SNR0
SNR-H00BUA10GH200-Q79 | Shaft Seal Junction Box Unit 3 |  | OPERATING | OPERATING | E070 | SNR0-2E0 | F40300000 |  | SNR0
SNR-H00BUA10GH200-Q80 | Turbine Pit Junction Box Unit 1 |  | OPERATING | OPERATING | E070 | SNR0-2E0 | F40300000 |  | SNR0
SNR-H00BUA10GH200-Q81 | Turbine Pit Junction Box Unit 2 |  | OPERATING | OPERATING | E070 | SNR0-2E0 | F40300000 |  | SNR0
SNR-H00BUA10GH200-Q82 | Turbine Pit Junction Box Unit 3 |  | OPERATING | OPERATING | E070 | SNR0-2E0 | F40300000 |  | SNR0
SNR-H00BUA10GH200-Q83 | Water Depression Junction Box Unit 1 |  | OPERATING | OPERATING | E070 | SNR0-2E0 | F40300000 |  | SNR0
SNR-H00BUA10GH200-Q84 | Water Depression Junction Box Unit 2 |  | OPERATING | OPERATING | E070 | SNR0-2E0 | F40300000 |  | SNR0
SNR-H00BUA10GH200-Q85 | Water Depression Junction Box Unit 3 |  | OPERATING | OPERATING | E070 | SNR0-2E0 | F40300000 |  | SNR0
SNR-H00BUA10GH200-Q86 | Drainage system LCP |  | OPERATING | OPERATING | E070 | SNR0-2E0 | F40300000 |  | SNR0
SNR-H00BUA10GH200-Q87 | Aux Cooling Water LCP Unit 1 |  | OPERATING | OPERATING | E070 | SNR0-2E0 | F40300000 |  | SNR0
SNR-H00BUA10GH200-Q88 | Aux Cooling Water LCP Unit 2 |  | OPERATING | OPERATING | E070 | SNR0-2E0 | F40300000 |  | SNR0
SNR-H00BUA10GH200-Q89 | Aux Cooling Water LCP Unit 3 |  | OPERATING | OPERATING | E070 | SNR0-2E0 | F40300000 |  | SNR0
SNR-H00BUA10GH200-Q90 | Inlet Valve LCP Unit 1 |  | OPERATING | OPERATING | E070 | SNR0-2E0 | F40300000 |  | SNR0
SNR-H00BUA10GH200-Q91 | Inlet Valve LCP Unit 2 |  | OPERATING | OPERATING | E070 | SNR0-2E0 | F40300000 |  | SNR0
SNR-H00BUA10GH200-Q92 | Inlet Valve LCP Unit 3 |  | OPERATING | OPERATING | E070 | SNR0-2E0 | F40300000 |  | SNR0
SNR-H00BUA10GH200-Q93 | Main Cooling Water LCP Unit 1 |  | OPERATING | OPERATING | E070 | SNR0-2E0 | F40300000 |  | SNR0
SNR-H00BUA10GH200-Q94 | Main Cooling Water LCP Unit 2 |  | OPERATING | OPERATING | E070 | SNR0-2E0 | F40300000 |  | SNR0
SNR-H00BUA10GH200-Q95 | Main Cooling Water LCP Unit 3 |  | OPERATING | OPERATING | E070 | SNR0-2E0 | F40300000 |  | SNR0
SNR-H00BUA10GH200-Q96 | Generator Marshalling Box Unit 1 |  | OPERATING | OPERATING | E070 | SNR0-2E0 | F40300000 |  | SNR0
SNR-H00BUA10GH200-Q97 | Generator Marshalling Box Unit 2 |  | OPERATING | OPERATING | E070 | SNR0-2E0 | F40300000 |  | SNR0
SNR-H00BUA10GH200-Q98 | Generator Marshalling Box Unit 3 |  | OPERATING | OPERATING | E070 | SNR0-2E0 | F40300000 |  | SNR0
SNR-H00BUA10GH200-Q99 | Spare |  | OPERATING | OPERATING | E070 | SNR0-2E0 | F40300000 |  | SNR0
SNR-H00BUA10GH300 | 125VDC Sub Distribution Board for Generator Floor Auxiliaries (SNR-H00BUA30GH001) |  | OPERATING | OPERATING | E070 | SNR0-2E0 | F40300000 |  | SNR0
SNR-H00BUA10GH300-Q01 | Incoming-1 Sub Distribution Board For Generator Floor Auxiliaries |  | OPERATING | OPERATING | E070 | SNR0-2E0 | F40300000 |  | SNR0
SNR-H00BUA10GH300-Q02 | Incoming-2 Sub Distribution Board For Generator Floor Auxiliaries |  | OPERATING | OPERATING | E070 | SNR0-2E0 | F40300000 |  | SNR0
SNR-H00BUA10GH300-Q03 | Excitation Control 1 (CH1) Unit 1 |  | OPERATING | OPERATING | E070 | SNR0-2E0 | F40300000 |  | SNR0
SNR-H00BUA10GH300-Q04 | Excitation Control 2 (CH2) Unit 1 |  | OPERATING | OPERATING | E070 | SNR0-2E0 | F40300000 |  | SNR0
SNR-H00BUA10GH300-Q05 | Spare |  | OPERATING | OPERATING | E070 | SNR0-2E0 | F40300000 |  | SNR0
SNR-H00BUA10GH300-Q06 | Excitation Control 1 (CH1) Unit 1 |  | OPERATING | OPERATING | E070 | SNR0-2E0 | F40300000 |  | SNR0
SNR-H00BUA10GH300-Q07 | Excitation Control 2 (CH2) Unit 1 |  | OPERATING | OPERATING | E070 | SNR0-2E0 | F40300000 |  | SNR0
SNR-H00BUA10GH300-Q08 | Feeder For Brake Isolator Panel Unit 1 |  | OPERATING | OPERATING | E070 | SNR0-2E0 | F40300000 |  | SNR0
SNR-H00BUA10GH300-Q09 | Vibration Monitoring Panel Unit 1 |  | OPERATING | OPERATING | E070 | SNR0-2E0 | F40300000 |  | SNR0
SNR-H00BUA10GH300-Q10 | Brake Plant Solenoid Valve Unit 1 |  | OPERATING | OPERATING | E070 | SNR0-2E0 | F40300000 |  | SNR0
SNR-H00BUA10GH300-Q11 | Excitation Control 1 (CH1) Unit 2 |  | OPERATING | OPERATING | E070 | SNR0-2E0 | F40300000 |  | SNR0
SNR-H00BUA10GH300-Q12 | Excitation Control 2 (CH2) Unit 2 |  | OPERATING | OPERATING | E070 | SNR0-2E0 | F40300000 |  | SNR0
SNR-H00BUA10GH300-Q13 | Spare |  | OPERATING | OPERATING | E070 | SNR0-2E0 | F40300000 |  | SNR0
SNR-H00BUA10GH300-Q14 | Excitation Control 1 (CH1) Unit 2 |  | OPERATING | OPERATING | E070 | SNR0-2E0 | F40300000 |  | SNR0
SNR-H00BUA10GH300-Q15 | Excitation Control 2 (CH2) Unit 2 |  | OPERATING | OPERATING | E070 | SNR0-2E0 | F40300000 |  | SNR0
SNR-H00BUA10GH300-Q16 | Feeder For Brake Isolator Panel Unit 2 |  | OPERATING | OPERATING | E070 | SNR0-2E0 | F40300000 |  | SNR0
SNR-H00BUA10GH300-Q17 | Vibration Monitoring Panel Unit 2 |  | OPERATING | OPERATING | E070 | SNR0-2E0 | F40300000 |  | SNR0
SNR-H00BUA10GH300-Q18 | Brake Plant Solenoid Valve Unit 2 |  | OPERATING | OPERATING | E070 | SNR0-2E0 | F40300000 |  | SNR0
SNR-H00BUA10GH300-Q19 | Excitation Control 1 (CH1) Unit 3 |  | OPERATING | OPERATING | E070 | SNR0-2E0 | F40300000 |  | SNR0
SNR-H00BUA10GH300-Q20 | Excitation Control 2 (CH2) Unit 3 |  | OPERATING | OPERATING | E070 | SNR0-2E0 | F40300000 |  | SNR0
SNR-H00BUA10GH300-Q21 | Spare |  | OPERATING | OPERATING | E070 | SNR0-2E0 | F40300000 |  | SNR0
SNR-H00BUA10GH300-Q22 | Excitation Control 1 (CH1) Unit 3 |  | OPERATING | OPERATING | E070 | SNR0-2E0 | F40300000 |  | SNR0
SNR-H00BUA10GH300-Q23 | Excitation Control 2 (CH2) Unit 3 |  | OPERATING | OPERATING | E070 | SNR0-2E0 | F40300000 |  | SNR0
SNR-H00BUA10GH300-Q24 | Feeder For Brake Isolator Panel Unit 3 |  | OPERATING | OPERATING | E070 | SNR0-2E0 | F40300000 |  | SNR0
SNR-H00BUA10GH300-Q25 | Vibration Monitoring Panel Unit 3 |  | OPERATING | OPERATING | E070 | SNR0-2E0 | F40300000 |  | SNR0
SNR-H00BUA10GH300-Q26 | Spare |  | OPERATING | OPERATING | E070 | SNR0-2E0 | F40300000 |  | SNR0
SNR-H00BUY | control & Protection Equipment |  | OPERATING | OPERATING | E070 | SNR0-2E0 | F40300000 |  | SNR0
SNR-H00BUY10 | DC. Dist Board control & Protection Equp |  | OPERATING | OPERATING | E070 | SNR0-2E0 | F40300000 |  | SNR0
SNR-H00BUY10FE100 | Metering Unit MCB DC. PNL. S59 |  | OPERATING | OPERATING | E070 | SNR0-2E0 | F40300000 |  | SNR0
SNR-H00BUY10GH100 | Protection Relay MCB DC. PNL. S59 |  | OPERATING | OPERATING | E070 | SNR0-2E0 | F40300000 |  | SNR0
SNR-H00BUY10GK100 | Control Switch MCB DC. PNL. S59 |  | OPERATING | OPERATING | E070 | SNR0-2E0 | F40300000 |  | SNR0
SNR-H00BY | Control and Protection Equipment |  | OPERATING | OPERATING | E070 | SNR0-2E0 | F40300000 |  | SNR0
SNR-H00BYA | PT Cubicle |  | OPERATING | OPERATING | E070 | SNR0-2E0 | F40300000 |  | SNR0
SNR-H00BYA10 | SNR-H00BYA10 |  | OPERATING | OPERATING | E070 | SNR0-2E0 | F40300000 |  | SNR0
SNR-H00BYA10GT100 | 416 V Bus PT1 Cubicle |  | OPERATING | OPERATING | E070 | SNR0-2E0 | F40300000 |  | SNR0
SNR-H00BYA10GT101 | 416 V Bus PT2 Cubicle |  | OPERATING | OPERATING | E070 | SNR0-2E0 | F40300000 |  | SNR0
SNR-H00BYA10GT102 | 416 V Bus PT3 Cubicle |  | OPERATING | OPERATING | E070 | SNR0-2E0 | F40300000 |  | SNR0
SNR-H00BYA10GT103 | 416 V Bus PT4 Cubicle |  | OPERATING | OPERATING | E070 | SNR0-2E0 | F40300000 |  | SNR0
SNR-H00C | Instrumentation & Control Equipment |  | OPERATING | OPERATING | E070 | SNR0-2E0 | F40300000 |  | SNR0
SNR-H00CE | Annunciation |  | OPERATING | OPERATING | E070 | SNR0-2E0 | F40300000 |  | SNR0
SNR-H00CEA | SNR-H00CEA |  | OPERATING | OPERATING | E070 | SNR0-2E0 | F40300000 |  | SNR0
SNR-H00CEA10 | Station Service Annunciator |  | OPERATING | OPERATING | E070 | SNR0-2E0 | F40300000 |  | SNR0
SNR-H00CEA10EG100 | STATION SERVICE ANNUNCIATOR |  | OPERATING | OPERATING | E070 | SNR0-2E0 | F40300000 |  | SNR0
SNR-H00CEA10EG101 | STATION SERVICE ANNUNCIATOR KB 115KV. |  | OPERATING | OPERATING | E070 | SNR0-2E0 | F40300000 |  | SNR0
SNR-H00CEA10EG102 | STATION SERVICE ANN.BP-2 L-3,4 & KHL NO. |  | OPERATING | OPERATING | E070 | SNR0-2E0 | F40300000 |  | SNR0
SNR-H00CEA10EG103 | STATION SERVICE ANN.1-5 230KV.& BP-2 L-1 |  | OPERATING | OPERATING | E070 | SNR0-2E0 | F40300000 |  | SNR0
SNR-H00CEA10EG104 | STATION SERVICE ANN. 1-5 (S-69) INTAKE G |  | OPERATING | OPERATING | E070 | SNR0-2E0 | F40300000 |  | SNR0
SNR-H00CF | Measurement&Recorder |  | OPERATING | OPERATING | E070 | SNR0-2E0 | F40300000 |  | SNR0
SNR-H00CFA | SNR-H00CFA |  | OPERATING | OPERATING | E070 | SNR0-2E0 | F40300000 |  | SNR0
SNR-H00CFA10 | SNR-H00CFA10 |  | OPERATING | OPERATING | E070 | SNR0-2E0 | F40300000 |  | SNR0
SNR-H00CFA10FE100 | KWh. SNR-. - TN. PNL. S40 |  | OPERATING | OPERATING | E070 | SNR0-2E0 | F40300000 |  | SNR0
SNR-H00CFA20 | SNR-H00CFA20 |  | OPERATING | OPERATING | E070 | SNR0-2E0 | F40300000 |  | SNR0
SNR-H00CFA20FE100 | WATER LEVEL MEASURING FOREBAY |  | OPERATING | OPERATING | E070 | SNR0-2E0 | F40300000 |  | SNR0
SNR-H00CFA20FE101 | WATER LEVEL MEASURING TAILACE |  | OPERATING | OPERATING | E070 | SNR0-2E0 | F40300000 |  | SNR0
SNR-H00CFQ | SNR-H00CFQ |  | OPERATING | OPERATING | E070 | SNR0-2E0 | F40300000 |  | SNR0
SNR-H00CFQ30 | Line Fault Locator |  | OPERATING | OPERATING | E070 | SNR0-2E0 | F40300000 |  | SNR0
SNR-H00CFQ30EU100 | PNL.Line Fault Locator |  | OPERATING | OPERATING | E070 | SNR0-2E0 | F40300000 |  | SNR0
SNR-H00CJ | Unit Coordination Level |  | OPERATING | OPERATING | E070 | SNR0-2E0 | F40300000 |  | SNR0
SNR-H00CJA | Unit Control System |  | OPERATING | OPERATING | E070 | SNR0-2E0 | F40300000 |  | SNR0
SNR-H00CJA10 | Control System Common Service Board (SNR-H00CMA01GH001) |  | OPERATING | OPERATING | E070 | SNR0-2E0 | F40300000 |  | SNR0
SNR-H00CJA10GH001 | Common Service Cubicle |  | OPERATING | OPERATING | E070 | SNR0-2E0 | F40300000 |  | SNR0
SNR-H00CJA10GH001-A01 | Touch Panel TPC-1771H (SNR-H00CMA01GH001+00CMA01-P01) |  | OPERATING | OPERATING | E070 | SNR0-2E0 | F40300000 |  | SNR0
SNR-H00CJA10GH001-A02 | Redundancy Module QUINT-ORING/24DC/2X20/1X40 (CSB) (SNR-H00CMA01GH001+00CMA01-V03) |  | OPERATING | OPERATING | E070 | SNR0-2E0 | F40300000 |  | SNR0
SNR-H00CJA10GH001-B01 | Enclosure Internal Thermostat SK 3110.000 (SNR-H00CMA01GH001+00CMA01-B100) |  | OPERATING | OPERATING | E070 | SNR0-2E0 | F40300000 |  | SNR0
SNR-H00CJA10GH001-D01 | Peripheral Control Module PE-6410 No.1 (SNR-H00CMA01GH001+00CMA01-A01) |  | OPERATING | OPERATING | E070 | SNR0-2E0 | F40300000 |  | SNR0
SNR-H00CJA10GH001-D02 | Peripheral Control Module PE-6410 No.2 (SNR-H00CMA01GH001+00CMA01-A11) |  | OPERATING | OPERATING | E070 | SNR0-2E0 | F40300000 |  | SNR0
SNR-H00CJA10GH001-D03 | Peripheral Control Module PE-6410 No.3 (SNR-H00CMA01GH001+00CMA01-A21) |  | OPERATING | OPERATING | E070 | SNR0-2E0 | F40300000 |  | SNR0
SNR-H00CJA10GH001-D04 | Peripheral Control Module PE-6410 No.4 (SNR-H00CMA01GH001+00CMA01-A31) |  | OPERATING | OPERATING | E070 | SNR0-2E0 | F40300000 |  | SNR0
SNR-H00CJA10GH001-D05 | Peripheral Control Module PE-6410 No.5 (SNR-H00CMA01GH001+00CMA01-A41) |  | OPERATING | OPERATING | E070 | SNR0-2E0 | F40300000 |  | SNR0
SNR-H00CJA10GH001-D06 | Peripheral Control Module PE-6410 No.6 (SNR-H00CMA01GH001+00CMA01-A51) |  | OPERATING | OPERATING | E070 | SNR0-2E0 | F40300000 |  | SNR0
SNR-H00CJA10GH001-D07 | Peripheral Control Module PE-6410 No.7 (SNR-H00CMA01GH001+00CMA01-A61) |  | OPERATING | OPERATING | E070 | SNR0-2E0 | F40300000 |  | SNR0
SNR-H00CJA10GH001-D08 | Peripheral Control Module PE-6410 No.8 (SNR-H00CMA01GH001+00CMA01-A71) |  | OPERATING | OPERATING | E070 | SNR0-2E0 | F40300000 |  | SNR0
SNR-H00CJA10GH001-D09 | Peripheral Control Module PE-6410 No.9 (SNR-H00CMA01GH001+00CMA01-A81) |  | OPERATING | OPERATING | E070 | SNR0-2E0 | F40300000 |  | SNR0
SNR-H00CJA10GH001-D10 | Digital Input Module AI-6103 No.1-45 (SNR-H00CMA01GH001+00CMA01-A06-87) |  | OPERATING | OPERATING | E070 | SNR0-2E0 | F40300000 |  | SNR0
SNR-H00CJA10GH001-D11 | Digital Output Module DO-6212 No.1-17 (SNR-H00CMA01GH001+00CMA01-A09-79) |  | OPERATING | OPERATING | E070 | SNR0-2E0 | F40300000 |  | SNR0
SNR-H00CJA10GH001-D12 | Control Element CP-2016 (SNR-H00CMA01GH001+00CMA01-A210.01) |  | OPERATING | OPERATING | E070 | SNR0-2E0 | F40300000 |  | SNR0
SNR-H00CJA10GH001-D13 | Control Element CP-2019 No.1 (SNR-H00CMA01GH001+00CMA01-A210.04) |  | OPERATING | OPERATING | E070 | SNR0-2E0 | F40300000 |  | SNR0
SNR-H00CJA10GH001-D14 | Control Element CP-2019 No.2 (SNR-H00CMA01GH001+00CMA01-A210.05) |  | OPERATING | OPERATING | E070 | SNR0-2E0 | F40300000 |  | SNR0
SNR-H00CJA10GH001-D15 | Automation PC 910 (CSB) (SNR-H00CMA01GH001+00CMA01-A401) |  | OPERATING | OPERATING | E070 | SNR0-2E0 | F40300000 |  | SNR0
SNR-H00CJA10GH001-E01 | Heater SK 3116.000 No.1 (SNR-H00CMA01GH001+00CMA01-E01) |  | OPERATING | OPERATING | E070 | SNR0-2E0 | F40300000 |  | SNR0
SNR-H00CJA10GH001-E02 | Heater SK 3116.000 No.2 (SNR-H00CMA01GH001+00CMA01-E02) |  | OPERATING | OPERATING | E070 | SNR0-2E0 | F40300000 |  | SNR0
SNR-H00CJA10GH001-E03 | Cubicle Light T5 No.1 (SNR-H00CMA01GH001+00CMA01-H91) |  | OPERATING | OPERATING | E070 | SNR0-2E0 | F40300000 |  | SNR0
SNR-H00CJA10GH001-E04 | Cubicle Light T5 No.2 (SNR-H00CMA01GH001+00CMA01-H92) |  | OPERATING | OPERATING | E070 | SNR0-2E0 | F40300000 |  | SNR0
SNR-H00CJA10GH001-E05 | Cubicle Light T5 No.3 (SNR-H00CMA01GH001+00CMA01-H93) |  | OPERATING | OPERATING | E070 | SNR0-2E0 | F40300000 |  | SNR0
SNR-H00CJA10GH001-E06 | Cubicle Light T5 No.4 (SNR-H00CMA01GH001+00CMA01-H94) |  | OPERATING | OPERATING | E070 | SNR0-2E0 | F40300000 |  | SNR0
SNR-H00CJA10GH001-F01 | Miniature Circuir Breaker C60H-C-6A 2 pol (SNR-H00CMA01GH001+00CMA01-F01) |  | OPERATING | OPERATING | E070 | SNR0-2E0 | F40300000 |  | SNR0
SNR-H00CJA10GH001-F02 | Miniature Circuit Breaker C60H-DC 16A No.1 (SNR-H00CMA01GH001+00CMA01-F02) |  | OPERATING | OPERATING | E070 | SNR0-2E0 | F40300000 |  | SNR0
SNR-H00CJA10GH001-F03 | Miniature Circuit Breaker C60H-DC 16A No.2 (SNR-H00CMA01GH001+00CMA01-F03) |  | OPERATING | OPERATING | E070 | SNR0-2E0 | F40300000 |  | SNR0
SNR-H00CJA10GH001-F04 | Miniature Circuit Breaker C60H-DC 2A No.1-33 (SNR-H00CMA01GH001+00CMA01-F04-40) |  | OPERATING | OPERATING | E070 | SNR0-2E0 | F40300000 |  | SNR0
SNR-H00CJA10GH001-F05 | Miniature Circuit Breaker C60H-DC 6A (SNR-H00CMA01GH001+00CMA01-F21) |  | OPERATING | OPERATING | E070 | SNR0-2E0 | F40300000 |  | SNR0
SNR-H00CJA10GH001-F06 | Miniature Circuit Breaker C60H-DC 10A N0.1 (SNR-H00CMA01GH001+00CMA01-F23) |  | OPERATING | OPERATING | E070 | SNR0-2E0 | F40300000 |  | SNR0
SNR-H00CJA10GH001-F07 | Miniature Circuit Breaker C60H-DC 10A N0.2 (SNR-H00CMA01GH001+00CMA01-F24) |  | OPERATING | OPERATING | E070 | SNR0-2E0 | F40300000 |  | SNR0
SNR-H00CJA10GH001-F08 | Miniature Circuit Breaker C60H-DC 10A N0.3 (SNR-H00CMA01GH001+00CMA01-F25) |  | OPERATING | OPERATING | E070 | SNR0-2E0 | F40300000 |  | SNR0
SNR-H00CJA10GH001-F09 | Varistor 3RT2 916-1JK00 (SNR-H00CMA01GH001+00CMA01-K03) |  | OPERATING | OPERATING | E070 | SNR0-2E0 | F40300000 |  | SNR0
SNR-H00CJA10GH001-F10 | MCB for 230 VAC Power Supply Circuit |  | OPERATING | OPERATING | E070 | SNR0-2E0 | F40300000 |  | SNR0
SNR-H00CJA10GH001-F11 | MCB for DC Main-I |  | OPERATING | OPERATING | E070 | SNR0-2E0 | F40300000 |  | SNR0
SNR-H00CJA10GH001-F12 | MCB for DC Main-II |  | OPERATING | OPERATING | E070 | SNR0-2E0 | F40300000 |  | SNR0
SNR-H00CJA10GH001-F13 | MCB for AK3 ACP DC Main-I (PS-2632) |  | OPERATING | OPERATING | E070 | SNR0-2E0 | F40300000 |  | SNR0
SNR-H00CJA10GH001-F14 | MCB for AK3 ACP DC Main-II (PS-2632) |  | OPERATING | OPERATING | E070 | SNR0-2E0 | F40300000 |  | SNR0
SNR-H00CJA10GH001-F15 | MCB for PS-6632 Row-00 |  | OPERATING | OPERATING | E070 | SNR0-2E0 | F40300000 |  | SNR0
SNR-H00CJA10GH001-F16 | MCB for DI-A06 Row-00 |  | OPERATING | OPERATING | E070 | SNR0-2E0 | F40300000 |  | SNR0
SNR-H00CJA10GH001-F17 | MCB for D0-A09 Row-00 |  | OPERATING | OPERATING | E070 | SNR0-2E0 | F40300000 |  | SNR0
SNR-H00CJA10GH001-F18 | MCB for PS-6632 Row-1 |  | OPERATING | OPERATING | E070 | SNR0-2E0 | F40300000 |  | SNR0
SNR-H00CJA10GH001-F19 | MCB for DI-A16 Row-1 |  | OPERATING | OPERATING | E070 | SNR0-2E0 | F40300000 |  | SNR0
SNR-H00CJA10GH001-F20 | MCB for PS-6632 Row-2 |  | OPERATING | OPERATING | E070 | SNR0-2E0 | F40300000 |  | SNR0
SNR-H00CJA10GH001-F21 | MCB for DI-A22 Row-2 |  | OPERATING | OPERATING | E070 | SNR0-2E0 | F40300000 |  | SNR0
SNR-H00CJA10GH001-F22 | MCB for PS-6632 Row-3 |  | OPERATING | OPERATING | E070 | SNR0-2E0 | F40300000 |  | SNR0
SNR-H00CJA10GH001-F23 | MCB for DI-A32 Row-3 |  | OPERATING | OPERATING | E070 | SNR0-2E0 | F40300000 |  | SNR0
SNR-H00CJA10GH001-F24 | MCB for PS-6632 Row-4 |  | OPERATING | OPERATING | E070 | SNR0-2E0 | F40300000 |  | SNR0
SNR-H00CJA10GH001-F25 | MCB for DI-A42 Row-4 |  | OPERATING | OPERATING | E070 | SNR0-2E0 | F40300000 |  | SNR0
SNR-H00CJA10GH001-F26 | MCB for PS-6632 Row-5 |  | OPERATING | OPERATING | E070 | SNR0-2E0 | F40300000 |  | SNR0
SNR-H00CJA10GH001-F27 | MCB for DI-A52 Row-5 |  | OPERATING | OPERATING | E070 | SNR0-2E0 | F40300000 |  | SNR0
SNR-H00CJA10GH001-F28 | MCB for PS-6632 Row-6 |  | OPERATING | OPERATING | E070 | SNR0-2E0 | F40300000 |  | SNR0
SNR-H00CJA10GH001-F29 | MCB for DI-A62 Row-6 |  | OPERATING | OPERATING | E070 | SNR0-2E0 | F40300000 |  | SNR0
SNR-H00CJA10GH001-F30 | MCB for Relay Supply |  | OPERATING | OPERATING | E070 | SNR0-2E0 | F40300000 |  | SNR0
SNR-H00CJA10GH001-F31 | Spare |  | OPERATING | OPERATING | E070 | SNR0-2E0 | F40300000 |  | SNR0
SNR-H00CJA10GH001-F32 | MCB for Convertor1 Supply |  | OPERATING | OPERATING | E070 | SNR0-2E0 | F40300000 |  | SNR0
SNR-H00CJA10GH001-F33 | MCB for Convertor2 Supply |  | OPERATING | OPERATING | E070 | SNR0-2E0 | F40300000 |  | SNR0
SNR-H00CJA10GH001-F34 | MCB for 24VDC Power Supply Circuit |  | OPERATING | OPERATING | E070 | SNR0-2E0 | F40300000 |  | SNR0
SNR-H00CJA10GH001-F35 | MCB for AI-A02 ROW-00 |  | OPERATING | OPERATING | E070 | SNR0-2E0 | F40300000 |  | SNR0
SNR-H00CJA10GH001-F36 | MCB for AI-A14 ROW-1 |  | OPERATING | OPERATING | E070 | SNR0-2E0 | F40300000 |  | SNR0
SNR-H00CJA10GH001-F37 | MCB for PW-A Ethernet Switch-I |  | OPERATING | OPERATING | E070 | SNR0-2E0 | F40300000 |  | SNR0
SNR-H00CJA10GH001-F38 | MCB for PW-B Ethernet Switch-I |  | OPERATING | OPERATING | E070 | SNR0-2E0 | F40300000 |  | SNR0
SNR-H00CJA10GH001-F39 | MCB for PW-A Ethernet Switch-II |  | OPERATING | OPERATING | E070 | SNR0-2E0 | F40300000 |  | SNR0
SNR-H00CJA10GH001-F40 | MCB for PW-B Ethernet Switch-II |  | OPERATING | OPERATING | E070 | SNR0-2E0 | F40300000 |  | SNR0
SNR-H00CJA10GH001-F41 | MCB for Touch Panel |  | OPERATING | OPERATING | E070 | SNR0-2E0 | F40300000 |  | SNR0
SNR-H00CJA10GH001-F42 | MCB for HW Watchdog |  | OPERATING | OPERATING | E070 | SNR0-2E0 | F40300000 |  | SNR0
SNR-H00CJA10GH001-F43 | Spare |  | OPERATING | OPERATING | E070 | SNR0-2E0 | F40300000 |  | SNR0
SNR-H00CJA10GH001-F44 | MCB for PS-6632 Row-7 |  | OPERATING | OPERATING | E070 | SNR0-2E0 | F40300000 |  | SNR0
SNR-H00CJA10GH001-F45 | MCB for DI-A72 Row-7 |  | OPERATING | OPERATING | E070 | SNR0-2E0 | F40300000 |  | SNR0
SNR-H00CJA10GH001-F46 | MCB for PS-6632 Row-8 |  | OPERATING | OPERATING | E070 | SNR0-2E0 | F40300000 |  | SNR0
SNR-H00CJA10GH001-F47 | MCB for DI-A82 Row-8 |  | OPERATING | OPERATING | E070 | SNR0-2E0 | F40300000 |  | SNR0
SNR-H00CJA10GH001-F48 | MCB for PC Connection |  | OPERATING | OPERATING | E070 | SNR0-2E0 | F40300000 |  | SNR0
SNR-H00CJA10GH001-F49 | MCB for Power Supply to HART Master Panel |  | OPERATING | OPERATING | E070 | SNR0-2E0 | F40300000 |  | SNR0
SNR-H00CJA10GH001-G01 | Power Supply Module PS-6632 No.1 (SNR-H00CMA01GH001+00CMA01-A00) |  | OPERATING | OPERATING | E070 | SNR0-2E0 | F40300000 |  | SNR0
SNR-H00CJA10GH001-G02 | Power Supply Module PS-6632 No.2 (SNR-H00CMA01GH001+00CMA01-A10) |  | OPERATING | OPERATING | E070 | SNR0-2E0 | F40300000 |  | SNR0
SNR-H00CJA10GH001-G03 | Power Supply Module PS-6632 No.3 (SNR-H00CMA01GH001+00CMA01-A20) |  | OPERATING | OPERATING | E070 | SNR0-2E0 | F40300000 |  | SNR0
SNR-H00CJA10GH001-G04 | Power Supply Module PS-6632 No.4 (SNR-H00CMA01GH001+00CMA01-A30) |  | OPERATING | OPERATING | E070 | SNR0-2E0 | F40300000 |  | SNR0
SNR-H00CJA10GH001-G05 | Power Supply Module PS-6632 No.5 (SNR-H00CMA01GH001+00CMA01-A40) |  | OPERATING | OPERATING | E070 | SNR0-2E0 | F40300000 |  | SNR0
SNR-H00CJA10GH001-G06 | Power Supply Module PS-6632 No.6 (SNR-H00CMA01GH001+00CMA01-A50) |  | OPERATING | OPERATING | E070 | SNR0-2E0 | F40300000 |  | SNR0
SNR-H00CJA10GH001-G07 | Power Supply Module PS-6632 No.7 (SNR-H00CMA01GH001+00CMA01-A60) |  | OPERATING | OPERATING | E070 | SNR0-2E0 | F40300000 |  | SNR0
SNR-H00CJA10GH001-G08 | Power Supply Module PS-6632 No.8 (SNR-H00CMA01GH001+00CMA01-A70) |  | OPERATING | OPERATING | E070 | SNR0-2E0 | F40300000 |  | SNR0
SNR-H00CJA10GH001-G09 | Power Supply Module PS-6632 No.9 (SNR-H00CMA01GH001+00CMA01-A80) |  | OPERATING | OPERATING | E070 | SNR0-2E0 | F40300000 |  | SNR0
SNR-H00CJA10GH001-G10 | Power Supply Module PS-2632 No.1 (SNR-H00CMA01GH001+00CMA01-A210.00) |  | OPERATING | OPERATING | E070 | SNR0-2E0 | F40300000 |  | SNR0
SNR-H00CJA10GH001-G11 | Power Supply Module PS-2632 No.2 (SNR-H00CMA01GH001+00CMA01-A210.10) |  | OPERATING | OPERATING | E070 | SNR0-2E0 | F40300000 |  | SNR0
SNR-H00CJA10GH001-G12 | AC/DC-DC Converter QUINT-PS/ 1AC/ 24DC/ 10 No.1 (SNR-H00CMA01GH001+00CMA01-G01) |  | OPERATING | OPERATING | E070 | SNR0-2E0 | F40300000 |  | SNR0
SNR-H00CJA10GH001-G13 | AC/DC-DC Converter QUINT-PS/ 1AC/ 24DC/ 10 No.2 (SNR-H00CMA01GH001+00CMA01-G02) |  | OPERATING | OPERATING | E070 | SNR0-2E0 | F40300000 |  | SNR0
SNR-H00CJA10GH001-H01 | Signal Horn AUH-2448 (CSB) (SNR-H00CMA01GH001+00CMA01-E91) |  | OPERATING | OPERATING | E070 | SNR0-2E0 | F40300000 |  | SNR0
SNR-H00CJA10GH001-K01 | Auxiliary Contact OF…26924 N0.1-38 (SNR-H00CMA01GH001+00CMA01-F01-40) |  | OPERATING | OPERATING | E070 | SNR0-2E0 | F40300000 |  | SNR0
SNR-H00CJA10GH001-K02 | Voltage Monitoring Relay EMD-FL-V-300 N0.1 (SNR-H00CMA01GH001+00CMA01-K01) |  | OPERATING | OPERATING | E070 | SNR0-2E0 | F40300000 |  | SNR0
SNR-H00CJA10GH001-K03 | Voltage Monitoring Relay EMD-FL-V-300 N0.2 (SNR-H00CMA01GH001+00CMA01-K02) |  | OPERATING | OPERATING | E070 | SNR0-2E0 | F40300000 |  | SNR0
SNR-H00CJA10GH001-K04 | Contactor 3RH21 22-1BB40 (SNR-H00CMA01GH001+00CMA01-K03) |  | OPERATING | OPERATING | E070 | SNR0-2E0 | F40300000 |  | SNR0
SNR-H00CJA10GH001-K06 | Terminal Relay PLC-RSC-24DC/21-21 No.1 (SNR-H00CMA01GH001+00CMA01-KM201) |  | OPERATING | OPERATING | E070 | SNR0-2E0 | F40300000 |  | SNR0
SNR-H00CJA10GH001-K07 | Terminal Relay PLC-RSC-24DC/21-21 No.2 (SNR-H00CMA01GH001+00CMA01-KM202) |  | OPERATING | OPERATING | E070 | SNR0-2E0 | F40300000 |  | SNR0
SNR-H00CJA10GH001-N01 | Analog Input Module AI-6300 No.1 (SNR-H00CMA01GH001+00CMA01-A02) |  | OPERATING | OPERATING | E070 | SNR0-2E0 | F40300000 |  | SNR0
SNR-H00CJA10GH001-N02 | Analog Input Module AI-6300 No.2 (SNR-H00CMA01GH001+00CMA01-A03) |  | OPERATING | OPERATING | E070 | SNR0-2E0 | F40300000 |  | SNR0
SNR-H00CJA10GH001-N03 | Analog Input Module AI-6300 No.3 (SNR-H00CMA01GH001+00CMA01-A04) |  | OPERATING | OPERATING | E070 | SNR0-2E0 | F40300000 |  | SNR0
SNR-H00CJA10GH001-N04 | Analog Input Module AI-6300 No.4 (SNR-H00CMA01GH001+00CMA01-A05) |  | OPERATING | OPERATING | E070 | SNR0-2E0 | F40300000 |  | SNR0
SNR-H00CJA10GH001-N05 | Analog Input Module AI-6300 No.5 (SNR-H00CMA01GH001+00CMA01-A14) |  | OPERATING | OPERATING | E070 | SNR0-2E0 | F40300000 |  | SNR0
SNR-H00CJA10GH001-N06 | Analog Input Module AI-6300 No.6 (SNR-H00CMA01GH001+00CMA01-A15) |  | OPERATING | OPERATING | E070 | SNR0-2E0 | F40300000 |  | SNR0
SNR-H00CJA10GH001-N07 | Analog Input Module AI-6310 N0.1 (SNR-H00CMA01GH001+00CMA01-A12) |  | OPERATING | OPERATING | E070 | SNR0-2E0 | F40300000 |  | SNR0
SNR-H00CJA10GH001-N08 | Analog Input Module AI-6310 N0.2 (SNR-H00CMA01GH001+00CMA01-A13) |  | OPERATING | OPERATING | E070 | SNR0-2E0 | F40300000 |  | SNR0
SNR-H00CJA10GH001-N09 | RS232/RS422; RS485-Converter CM-0829 (CSB) (SNR-H00CMA01GH001+00CMA01-A221) |  | OPERATING | OPERATING | E070 | SNR0-2E0 | F40300000 |  | SNR0
SNR-H00CJA10GH001-S01 | Ethernet Rail Switch IE-3000-8TC-E No.1 (SNR-H00CMA01GH001+00CMA01-A301) |  | OPERATING | OPERATING | E070 | SNR0-2E0 | F40300000 |  | SNR0
SNR-H00CJA10GH001-S02 | Ethernet Rail Switch IE-3000-8TC-E No.2 (SNR-H00CMA01GH001+00CMA01-A302) |  | OPERATING | OPERATING | E070 | SNR0-2E0 | F40300000 |  | SNR0
SNR-H00CJA10GH001-S03 | ILPB (AMBER) 2LHLR (CSB) (SNR-H00CMA01GH001+00CMA01-S01) |  | OPERATING | OPERATING | E070 | SNR0-2E0 | F40300000 |  | SNR0
SNR-H00CJA10GH001-S04 | Selector Switch P2AS2-2P (CSB) (SNR-H00CMA01GH001+00CMA01-S02) |  | OPERATING | OPERATING | E070 | SNR0-2E0 | F40300000 |  | SNR0
SNR-H00CJA10GH001-S05 | Push Button P2AF8 (CSB) (SNR-H00CMA01GH001+00CMA01-S03) |  | OPERATING | OPERATING | E070 | SNR0-2E0 | F40300000 |  | SNR0
SNR-H00CJA10GH001-S06 | Door Limit Switch SZ4127.000 No.1 (SNR-H00CMA01GH001+00CMA01-S91) |  | OPERATING | OPERATING | E070 | SNR0-2E0 | F40300000 |  | SNR0
SNR-H00CJA10GH001-S07 | Door Limit Switch SZ4127.000 No.2 (SNR-H00CMA01GH001+00CMA01-S92) |  | OPERATING | OPERATING | E070 | SNR0-2E0 | F40300000 |  | SNR0
SNR-H00CJA10GH001-S08 | Door Limit Switch SZ4127.000 No.3 (SNR-H00CMA01GH001+00CMA01-S93) |  | OPERATING | OPERATING | E070 | SNR0-2E0 | F40300000 |  | SNR0
SNR-H00CJA10GH001-S09 | Door Limit Switch SZ4127.000 No.4 (SNR-H00CMA01GH001+00CMA01-S94) |  | OPERATING | OPERATING | E070 | SNR0-2E0 | F40300000 |  | SNR0
SNR-H00CJA10GH001-U01 | Housing CM-2844 (CSB) (SNR-H00CMA01GH001+00CMA01-A210) |  | OPERATING | OPERATING | E070 | SNR0-2E0 | F40300000 |  | SNR0
SNR-H00CJA10GH001-V01 | Diode ST-1N4007+UDK-RELG2 (SNR-H00CMA01GH001+00CMA01-D01) |  | OPERATING | OPERATING | E070 | SNR0-2E0 | F40300000 |  | SNR0
SNR-H00CJA10GH001-V02 | Power Bridge Rectifier SKB 60/16 No.1 (SNR-H00CMA01GH001+00CMA01-V01) |  | OPERATING | OPERATING | E070 | SNR0-2E0 | F40300000 |  | SNR0
SNR-H00CJA10GH001-V03 | Power Bridge Rectifier SKB 60/16 No.2 (SNR-H00CMA01GH001+00CMA01-V02) |  | OPERATING | OPERATING | E070 | SNR0-2E0 | F40300000 |  | SNR0
SNR-H00CJA10GH001-W01 | CAT6 N0.1-11 (SNR-H00CMA01GH001+00CMA01-W0001-0010) |  | OPERATING | OPERATING | E070 | SNR0-2E0 | F40300000 |  | SNR0
SNR-H00CJA10GH001-W02 | USB Cable TC6-203 No.1-9 (SNR-H00CMA01GH001+00CMA01-W0021-0029) |  | OPERATING | OPERATING | E070 | SNR0-2E0 | F40300000 |  | SNR0
SNR-H00CJA10GH001-W03 | PATCH CABLE CAT5(4x2) AWG26/7 (SNR-H00CMA01GH001+00CMA01-W1018) |  | OPERATING | OPERATING | E070 | SNR0-2E0 | F40300000 |  | SNR0
SNR-H00CJA10GH001KT01 | Filter Fan SK 3322.107 No.1 (SNR-H00CMA01GH001+00CMA01-M01) |  | OPERATING | OPERATING | E070 | SNR0-2E0 | F40300000 |  | SNR0
SNR-H00CJA10GH001KT02 | Filter Fan SK 3322.107 No.2 (SNR-H00CMA01GH001+00CMA01-M02) |  | OPERATING | OPERATING | E070 | SNR0-2E0 | F40300000 |  | SNR0
SNR-H00CJA10GH001XB01 | Bus Interface Ax-PE CM-0843 No.1 (SNR-H00CMA01GH001+00CMA01-A201) |  | OPERATING | OPERATING | E070 | SNR0-2E0 | F40300000 |  | SNR0
SNR-H00CJA10GH001XB02 | Bus Interface Ax-PE CM-0843 No.2 (SNR-H00CMA01GH001+00CMA01-A202) |  | OPERATING | OPERATING | E070 | SNR0-2E0 | F40300000 |  | SNR0
SNR-H00CJA10GH001XB03 | Bus Interface Ax-PE CM-0843 No.3 (SNR-H00CMA01GH001+00CMA01-A203) |  | OPERATING | OPERATING | E070 | SNR0-2E0 | F40300000 |  | SNR0
SNR-H00CJA10GH001XB04 | Small Factor Pluggable Module GLC-SZ-MM-RGD N0.1 (SNR-H00CMA01GH001+00CMA01-A301.1) |  | OPERATING | OPERATING | E070 | SNR0-2E0 | F40300000 |  | SNR0
SNR-H00CJA10GH001XB05 | Small Factor Pluggable Module GLC-SZ-MM-RGD N0.2 (SNR-H00CMA01GH001+00CMA01-A301.2) |  | OPERATING | OPERATING | E070 | SNR0-2E0 | F40300000 |  | SNR0
SNR-H00CJA10GH001XB06 | Small Factor Pluggable Module GLC-SZ-MM-RGD N0.3 (SNR-H00CMA01GH001+00CMA01-A302.1) |  | OPERATING | OPERATING | E070 | SNR0-2E0 | F40300000 |  | SNR0
SNR-H00CJA10GH001XB07 | Small Factor Pluggable Module GLC-SZ-MM-RGD N0.4 (SNR-H00CMA01GH001+00CMA01-A302.2) |  | OPERATING | OPERATING | E070 | SNR0-2E0 | F40300000 |  | SNR0
SNR-H00CJA10GH001XB08 | Backplane HMM64 No.1 (SNR-H00CMA01GH001+00CMA01-B101) |  | OPERATING | OPERATING | E070 | SNR0-2E0 | F40300000 |  | SNR0
SNR-H00CJA10GH001XB09 | Backplane HMM64 No.2 (SNR-H00CMA01GH001+00CMA01-B102) |  | OPERATING | OPERATING | E070 | SNR0-2E0 | F40300000 |  | SNR0
SNR-H00CJA10GH001XD01 | Interface Processor Module SM-2551 N0.1 (SNR-H00CMA01GH001+00CMA01-A210.04) |  | OPERATING | OPERATING | E070 | SNR0-2E0 | F40300000 |  | SNR0
SNR-H00CJA10GH001XD02 | Interface Processor Module SM-2551 N0.2 (SNR-H00CMA01GH001+00CMA01-A210.05) |  | OPERATING | OPERATING | E070 | SNR0-2E0 | F40300000 |  | SNR0
SNR-H00CJA10GH001XQ01 | HART Multiplexer MTL4851 No.1 (SNR-H00CMA01GH001+00CMA01-A601) |  | OPERATING | OPERATING | E070 | SNR0-2E0 | F40300000 |  | SNR0
SNR-H00CJA10GH001XQ02 | HART Multiplexer MTL4851 No.2 (SNR-H00CMA01GH001+00CMA01-A603) |  | OPERATING | OPERATING | E070 | SNR0-2E0 | F40300000 |  | SNR0
SNR-H00CJA10GH001XQ03 | HART Multiplexer MTL4852 No.1 (SNR-H00CMA01GH001+00CMA01-A602) |  | OPERATING | OPERATING | E070 | SNR0-2E0 | F40300000 |  | SNR0
SNR-H00CJA10GH001XQ04 | HART Multiplexer MTL4852 No.2 (SNR-H00CMA01GH001+00CMA01-A604) |  | OPERATING | OPERATING | E070 | SNR0-2E0 | F40300000 |  | SNR0
SNR-H00CJA10GH001XQ05 | HART Module HCU16B No.1 (SNR-H00CMA01GH001+00CMA01-A701) |  | OPERATING | OPERATING | E070 | SNR0-2E0 | F40300000 |  | SNR0
SNR-H00CJA10GH001XQ06 | HART Module HCU16B No.2 (SNR-H00CMA01GH001+00CMA01-A702) |  | OPERATING | OPERATING | E070 | SNR0-2E0 | F40300000 |  | SNR0
SNR-H00CJA11 | Control System Intake RTU (SNR-H00CBF01GH001) |  | OPERATING | OPERATING | E070 | SNR0-2E0 | F40300000 |  | SNR0
SNR-H00CJA11GH001 | Control System Intake RTU Cubicle |  | OPERATING | OPERATING | E070 | SNR0-2E0 | F40300000 |  | SNR0
SNR-H00CJA11GH001-A01 | Redundancy Module QUINT-ORING/24DC/2x20/1x40 (SNR-H00CBF01GH001+00CBF01-V03) |  | OPERATING | OPERATING | E070 | SNR0-2E0 | F40300000 |  | SNR0
SNR-H00CJA11GH001-B01 | Enclosure internal thermostat SK 3110.000 (Intake) (SNR-H00CBF01GH001+00CBF01-B100) |  | OPERATING | OPERATING | E070 | SNR0-2E0 | F40300000 |  | SNR0
SNR-H00CJA11GH001-D01 | Peripheral Control Module PE-6410 No.1 (SNR-H00CBF01GH001+00CBF01-A01) |  | OPERATING | OPERATING | E070 | SNR0-2E0 | F40300000 |  | SNR0
SNR-H00CJA11GH001-D02 | Peripheral Control Module PE-6410 No.2 (SNR-H00CBF01GH001+00CBF01-A11) |  | OPERATING | OPERATING | E070 | SNR0-2E0 | F40300000 |  | SNR0
SNR-H00CJA11GH001-D03 | Digital Input Module DI-6103 No.1 (SNR-H00CBF01GH001+00CBF01-A02) |  | OPERATING | OPERATING | E070 | SNR0-2E0 | F40300000 |  | SNR0
SNR-H00CJA11GH001-D04 | Digital Input Module DI-6103 No.2 (SNR-H00CBF01GH001+00CBF01-A03) |  | OPERATING | OPERATING | E070 | SNR0-2E0 | F40300000 |  | SNR0
SNR-H00CJA11GH001-D05 | Digital Input Module DI-6103 No.3 (SNR-H00CBF01GH001+00CBF01-A04) |  | OPERATING | OPERATING | E070 | SNR0-2E0 | F40300000 |  | SNR0
SNR-H00CJA11GH001-D06 | Digital Input Module DI-6103 No.4 (SNR-H00CBF01GH001+00CBF01-A05) |  | OPERATING | OPERATING | E070 | SNR0-2E0 | F40300000 |  | SNR0
SNR-H00CJA11GH001-D07 | Digital Input Module DI-6103 No.5 (SNR-H00CBF01GH001+00CBF01-A15) |  | OPERATING | OPERATING | E070 | SNR0-2E0 | F40300000 |  | SNR0
SNR-H00CJA11GH001-D08 | Digital Input Module DI-6103 No.6 (SNR-H00CBF01GH001+00CBF01-A16) |  | OPERATING | OPERATING | E070 | SNR0-2E0 | F40300000 |  | SNR0
SNR-H00CJA11GH001-D09 | Digital Output Module DO-6212 No.1 (SNR-H00CBF01GH001+00CBF01-A06) |  | OPERATING | OPERATING | E070 | SNR0-2E0 | F40300000 |  | SNR0
SNR-H00CJA11GH001-D10 | Digital Output Module DO-6212 No.2 (SNR-H00CBF01GH001+00CBF01-A07) |  | OPERATING | OPERATING | E070 | SNR0-2E0 | F40300000 |  | SNR0
SNR-H00CJA11GH001-D11 | Digital Output Module DO-6212 No.3 (SNR-H00CBF01GH001+00CBF01-A08) |  | OPERATING | OPERATING | E070 | SNR0-2E0 | F40300000 |  | SNR0
SNR-H00CJA11GH001-D12 | Digital Output Module DO-6212 No.4 (SNR-H00CBF01GH001+00CBF01-A17) |  | OPERATING | OPERATING | E070 | SNR0-2E0 | F40300000 |  | SNR0
SNR-H00CJA11GH001-D13 | Digital Output Module DO-6212 No.5 (SNR-H00CBF01GH001+00CBF01-A18) |  | OPERATING | OPERATING | E070 | SNR0-2E0 | F40300000 |  | SNR0
SNR-H00CJA11GH001-D14 | Control Element CP-2016 (SNR-H00CBF01GH001+00CBF01-A201.01) |  | OPERATING | OPERATING | E070 | SNR0-2E0 | F40300000 |  | SNR0
SNR-H00CJA11GH001-D15 | Control Element CP-2019 No.1 (SNR-H00CBF01GH001+00CBF01-A201.04) |  | OPERATING | OPERATING | E070 | SNR0-2E0 | F40300000 |  | SNR0
SNR-H00CJA11GH001-D16 | Control Element CP-2019 No.2 (SNR-H00CBF01GH001+00CBF01-A201.05) |  | OPERATING | OPERATING | E070 | SNR0-2E0 | F40300000 |  | SNR0
SNR-H00CJA11GH001-E01 | Heater SK 3116.000 (SNR-H00CBF01GH001+00CBF01-E01) |  | OPERATING | OPERATING | E070 | SNR0-2E0 | F40300000 |  | SNR0
SNR-H00CJA11GH001-E02 | LED Lamp (Green) 3SB 5285-6HE01 No.1 (SNR-H00CBF01GH001+00CBF01-H01) |  | OPERATING | OPERATING | E070 | SNR0-2E0 | F40300000 |  | SNR0
SNR-H00CJA11GH001-E03 | LED Lamp (Green) 3SB 5285-6HE01 No.2 (SNR-H00CBF01GH001+00CBF01-H02) |  | OPERATING | OPERATING | E070 | SNR0-2E0 | F40300000 |  | SNR0
SNR-H00CJA11GH001-E04 | LED Lamp (Green) 3SB 5285-6HE01 No.3 (SNR-H00CBF01GH001+00CBF01-H03) |  | OPERATING | OPERATING | E070 | SNR0-2E0 | F40300000 |  | SNR0
SNR-H00CJA11GH001-E05 | Cubicle Light with Socket SZ 4138.140 (SNR-H00CBF01GH001+00CBF01-H91) |  | OPERATING | OPERATING | E070 | SNR0-2E0 | F40300000 |  | SNR0
SNR-H00CJA11GH001-F01 | Miniature Circuit Breaker C60-C-6A 2pol (SNR-H00CBF01GH001+00CBF01-F01) |  | OPERATING | OPERATING | E070 | SNR0-2E0 | F40300000 |  | SNR0
SNR-H00CJA11GH001-F02 | Miniature Circuit Breaker C60-DC 16A No.1 (SNR-H00CBF01GH001+00CBF01-F02) |  | OPERATING | OPERATING | E070 | SNR0-2E0 | F40300000 |  | SNR0
SNR-H00CJA11GH001-F03 | Miniature Circuit Breaker C60-DC 16A No.2 (SNR-H00CBF01GH001+00CBF01-F03) |  | OPERATING | OPERATING | E070 | SNR0-2E0 | F40300000 |  | SNR0
SNR-H00CJA11GH001-F04 | Miniature Circuit Breaker C60-DC 2A No.1-17 (SNR-H00CBF01GH001+00CBF01-F04-23) |  | OPERATING | OPERATING | E070 | SNR0-2E0 | F40300000 |  | SNR0
SNR-H00CJA11GH001-F05 | Miniature Circuir Breaker C60H-DC 10A No.1 (SNR-H00CBF01GH001+00CBF01-F12) |  | OPERATING | OPERATING | E070 | SNR0-2E0 | F40300000 |  | SNR0
SNR-H00CJA11GH001-F06 | Miniature Circuir Breaker C60H-DC 10A No.2 (SNR-H00CBF01GH001+00CBF01-F13) |  | OPERATING | OPERATING | E070 | SNR0-2E0 | F40300000 |  | SNR0
SNR-H00CJA11GH001-F07 | Miniature Circuir Breaker C60H-DC 10A No.3 (SNR-H00CBF01GH001+00CBF01-F14) |  | OPERATING | OPERATING | E070 | SNR0-2E0 | F40300000 |  | SNR0
SNR-H00CJA11GH001-F08 | Varistor 3RT2 916-1JK00 27-70V DC (SNR-H00CBF01GH001+00CBF01-K04) |  | OPERATING | OPERATING | E070 | SNR0-2E0 | F40300000 |  | SNR0
SNR-H00CJA11GH001-F09 | Varistor 3RT2 916-1JK00150-250V DC (SNR-H00CBF01GH001+00CBF01-K05) |  | OPERATING | OPERATING | E070 | SNR0-2E0 | F40300000 |  | SNR0
SNR-H00CJA11GH001-G01 | Power Supply Module PS-6632 No.1 (SNR-H00CBF01GH001+00CBF01-A00) |  | OPERATING | OPERATING | E070 | SNR0-2E0 | F40300000 |  | SNR0
SNR-H00CJA11GH001-G02 | Power Supply Module PS-6632 No.2 (SNR-H00CBF01GH001+00CBF01-A10) |  | OPERATING | OPERATING | E070 | SNR0-2E0 | F40300000 |  | SNR0
SNR-H00CJA11GH001-G03 | Power Supply Module PS-2632 No.1 (SNR-H00CBF01GH001+00CBF01-A201.00) |  | OPERATING | OPERATING | E070 | SNR0-2E0 | F40300000 |  | SNR0
SNR-H00CJA11GH001-G04 | Power Supply Module PS-2632 No.2 (SNR-H00CBF01GH001+00CBF01-A201.10) |  | OPERATING | OPERATING | E070 | SNR0-2E0 | F40300000 |  | SNR0
SNR-H00CJA11GH001-G05 | AC/DC-DC Converter QUINT-PS/1AC/24DC/10 No.1 (SNR-H00CBF01GH001+00CBF01-G01) |  | OPERATING | OPERATING | E070 | SNR0-2E0 | F40300000 |  | SNR0
SNR-H00CJA11GH001-G06 | AC/DC-DC Converter QUINT-PS/1AC/24DC/10 No.2 (SNR-H00CBF01GH001+00CBF01-G02) |  | OPERATING | OPERATING | E070 | SNR0-2E0 | F40300000 |  | SNR0
SNR-H00CJA11GH001-K01 | Auxiliary Contact OF…26924 No.1-20 (SNR-H00CBF01GH001+00CBF01-F04-23) |  | OPERATING | OPERATING | E070 | SNR0-2E0 | F40300000 |  | SNR0
SNR-H00CJA11GH001-K02 | Contactor 3RH21 22-1AP00 No.1 (SNR-H00CBF01GH001+00CBF01-K01) |  | OPERATING | OPERATING | E070 | SNR0-2E0 | F40300000 |  | SNR0
SNR-H00CJA11GH001-K03 | Contactor 3RH21 22-1AP00 No.2 (SNR-H00CBF01GH001+00CBF01-K05) |  | OPERATING | OPERATING | E070 | SNR0-2E0 | F40300000 |  | SNR0
SNR-H00CJA11GH001-K04 | Voltage Monitoring Relay EMD-FL-V-300 No.1 (SNR-H00CBF01GH001+00CBF01-K02) |  | OPERATING | OPERATING | E070 | SNR0-2E0 | F40300000 |  | SNR0
SNR-H00CJA11GH001-K05 | Voltage Monitoring Relay EMD-FL-V-300 No.2 (SNR-H00CBF01GH001+00CBF01-K03) |  | OPERATING | OPERATING | E070 | SNR0-2E0 | F40300000 |  | SNR0
SNR-H00CJA11GH001-K06 | Contactor 3RH21 22-1BB40 (SNR-H00CBF01GH001+00CBF01-K04) |  | OPERATING | OPERATING | E070 | SNR0-2E0 | F40300000 |  | SNR0
SNR-H00CJA11GH001-K09 | Terminal Relay PLC-RSC-24DC/21-21 no.1 (SNR-H00CBF01GH001+00CBF01-KM201) |  | OPERATING | OPERATING | E070 | SNR0-2E0 | F40300000 |  | SNR0
SNR-H00CJA11GH001-K10 | Terminal Relay PLC-RSC-24DC/21-21 no.2 (SNR-H00CBF01GH001+00CBF01-KM202) |  | OPERATING | OPERATING | E070 | SNR0-2E0 | F40300000 |  | SNR0
SNR-H00CJA11GH001-KT01 | Filter fan SK 3322.107 (SNR-H00CBF01GH001+00CBF01-M01) |  | OPERATING | OPERATING | E070 | SNR0-2E0 | F40300000 |  | SNR0
SNR-H00CJA11GH001-N01 | RS232/RS422; RS485-Converter CM-0829 (Intake) (SNR-H00CBF01GH001+00CBF01-A221) |  | OPERATING | OPERATING | E070 | SNR0-2E0 | F40300000 |  | SNR0
SNR-H00CJA11GH001-N02 | Analog Input Module AI-6300 No.2 (SNR-H00CBF01GH001+00CBF01-A13) |  | OPERATING | OPERATING | E070 | SNR0-2E0 | F40300000 |  | SNR0
SNR-H00CJA11GH001-N03 | Analog Input Module AI-6300 No.3 (SNR-H00CBF01GH001+00CBF01-A14) |  | OPERATING | OPERATING | E070 | SNR0-2E0 | F40300000 |  | SNR0
SNR-H00CJA11GH001-P01 | Univ. process indicator PVIH Process Indicator (SNR-H00CBF01GH001+00CBF01-P01) |  | OPERATING | OPERATING | E070 | SNR0-2E0 | F40300000 |  | SNR0
SNR-H00CJA11GH001-S01 | Ethernet Rail Switch IE-3000-8TC-E No.1 (SNR-H00CBF01GH001+00CBF01-A301) |  | OPERATING | OPERATING | E070 | SNR0-2E0 | F40300000 |  | SNR0
SNR-H00CJA11GH001-S02 | Ethernet Rail Switch IE-3000-8TC-E No.2 (SNR-H00CBF01GH001+00CBF01-A302) |  | OPERATING | OPERATING | E070 | SNR0-2E0 | F40300000 |  | SNR0
SNR-H00CJA11GH001-S03 | Push Button P2AF8 (SNR-H00CBF01GH001+00CBF01-S03) |  | OPERATING | OPERATING | E070 | SNR0-2E0 | F40300000 |  | SNR0
SNR-H00CJA11GH001-S04 | Door Limit Switch SZ 4127.000 (SNR-H00CBF01GH001+00CBF01-S91) |  | OPERATING | OPERATING | E070 | SNR0-2E0 | F40300000 |  | SNR0
SNR-H00CJA11GH001-U01 | Housing CM-2844 (Intake) (SNR-H00CBF01GH001+00CBF01-A201) |  | OPERATING | OPERATING | E070 | SNR0-2E0 | F40300000 |  | SNR0
SNR-H00CJA11GH001-V01 | Diode ST-1N4007+UDK-RELG 2 No.1 (SNR-H00CBF01GH001+00CBF01-D001) |  | OPERATING | OPERATING | E070 | SNR0-2E0 | F40300000 |  | SNR0
SNR-H00CJA11GH001-V02 | Diode ST-1N4007+UDK-RELG 2 No.2 (SNR-H00CBF01GH001+00CBF01-D002) |  | OPERATING | OPERATING | E070 | SNR0-2E0 | F40300000 |  | SNR0
SNR-H00CJA11GH001-V03 | Diode ST-1N4007+UDK-RELG 2 No.3 (SNR-H00CBF01GH001+00CBF01-D003) |  | OPERATING | OPERATING | E070 | SNR0-2E0 | F40300000 |  | SNR0
SNR-H00CJA11GH001-V04 | Power Bridge Rectifier SKB 60/16 No.1 (SNR-H00CBF01GH001+00CBF01-V01) |  | OPERATING | OPERATING | E070 | SNR0-2E0 | F40300000 |  | SNR0
SNR-H00CJA11GH001-V05 | Power Bridge Rectifier SKB 60/16 No.2 (SNR-H00CBF01GH001+00CBF01-V02) |  | OPERATING | OPERATING | E070 | SNR0-2E0 | F40300000 |  | SNR0
SNR-H00CJA11GH001-W01 | CAT6 No.1-7 (SNR-H00CBF01GH001+00CBF01-W0001-0007) |  | OPERATING | OPERATING | E070 | SNR0-2E0 | F40300000 |  | SNR0
SNR-H00CJA11GH001-W02 | USB Cable TC6-203 No.1 (SNR-H00CBF01GH001+00CBF01-W0021) |  | OPERATING | OPERATING | E070 | SNR0-2E0 | F40300000 |  | SNR0
SNR-H00CJA11GH001-W03 | USB Cable TC6-203 No.2 (SNR-H00CBF01GH001+00CBF01-W0022) |  | OPERATING | OPERATING | E070 | SNR0-2E0 | F40300000 |  | SNR0
SNR-H00CJA11GH001XB01 | Bus Interface Ax-PE CM-0843 (SNR-H00CBF01GH001+00CBF01-A201) |  | OPERATING | OPERATING | E070 | SNR0-2E0 | F40300000 |  | SNR0
SNR-H00CJA11GH001XB02 | Small Factor Pluggable Module GLC-SX-MM-RGD No.1 (SNR-H00CBF01GH001+00CBF01-A301.1) |  | OPERATING | OPERATING | E070 | SNR0-2E0 | F40300000 |  | SNR0
SNR-H00CJA11GH001XB03 | Small Factor Pluggable Module GLC-SX-MM-RGD No.2 (SNR-H00CBF01GH001+00CBF01-A301.2) |  | OPERATING | OPERATING | E070 | SNR0-2E0 | F40300000 |  | SNR0
SNR-H00CJA11GH001XB04 | Small Factor Pluggable Module GLC-SX-MM-RGD No.3 (SNR-H00CBF01GH001+00CBF01-A302.1) |  | OPERATING | OPERATING | E070 | SNR0-2E0 | F40300000 |  | SNR0
SNR-H00CJA11GH001XB05 | Small Factor Pluggable Module GLC-SX-MM-RGD No.4 (SNR-H00CBF01GH001+00CBF01-A302.2) |  | OPERATING | OPERATING | E070 | SNR0-2E0 | F40300000 |  | SNR0
SNR-H00CJA11GH001XD01 | Interface Processor Module SM-2551 No.1 (SNR-H00CBF01GH001+00CBF01-A201.04) |  | OPERATING | OPERATING | E070 | SNR0-2E0 | F40300000 |  | SNR0
SNR-H00CJA11GH001XD02 | Interface Processor Module SM-2551 No.2 (SNR-H00CBF01GH001+00CBF01-A201.05) |  | OPERATING | OPERATING | E070 | SNR0-2E0 | F40300000 |  | SNR0
SNR-H00CJA12 | Unit Control Station Service |  | OPERATING | OPERATING | E070 | SNR0-2E0 | F40300000 |  | SNR0
SNR-H00CJA12EG101 | Annunciator Station Service ( I )PNL.S37 |  | OPERATING | OPERATING | E070 | SNR0-2E0 | F40300000 |  | SNR0
SNR-H00CJA12EG102 | Ann. Station Service ( II ) PNL. S36 |  | OPERATING | OPERATING | E070 | SNR0-2E0 | F40300000 |  | SNR0
SNR-H00CJA12EG103 | Ann. Station Service ( III ) PNL. S35 |  | OPERATING | OPERATING | E070 | SNR0-2E0 | F40300000 |  | SNR0
SNR-H00CJA12FE101 | Meter Unit Station Service( I )PNL.S37 |  | OPERATING | OPERATING | E070 | SNR0-2E0 | F40300000 |  | SNR0
SNR-H00CJA12FE102 | Meter Unit Station Service ( II )PNL.S36 |  | OPERATING | OPERATING | E070 | SNR0-2E0 | F40300000 |  | SNR0
SNR-H00CJA12FE103 | Meter Unit Station Service( III )PNL.S35 |  | OPERATING | OPERATING | E070 | SNR0-2E0 | F40300000 |  | SNR0
SNR-H00CJA12GH102 | Aux. Relay Station Service PNL. S70 |  | OPERATING | OPERATING | E070 | SNR0-2E0 | F40300000 |  | SNR0
SNR-H00CJA12GH104 | Timer Relay Station Service PNL. S70 |  | OPERATING | OPERATING | E070 | SNR0-2E0 | F40300000 |  | SNR0
SNR-H00CJA12GH111 | Protec Relay Station Service( I )PNL.S49 |  | OPERATING | OPERATING | E070 | SNR0-2E0 | F40300000 |  | SNR0
SNR-H00CJA12GH112 | Aux. Relay Station Service ( I ) PNL.S49 |  | OPERATING | OPERATING | E070 | SNR0-2E0 | F40300000 |  | SNR0
SNR-H00CJA12GH121 | Protec Relay StationService( II )PNL.S48 |  | OPERATING | OPERATING | E070 | SNR0-2E0 | F40300000 |  | SNR0
SNR-H00CJA12GH131 | Protec RelayStationService( III )PNL.S47 |  | OPERATING | OPERATING | E070 | SNR0-2E0 | F40300000 |  | SNR0
SNR-H00CJA12GK101 | Control Sw Station Service ( I ) PNL.S37 |  | OPERATING | OPERATING | E070 | SNR0-2E0 | F40300000 |  | SNR0
SNR-H00CJA12GK102 | Control Sw Station Service ( II )PNL.S36 |  | OPERATING | OPERATING | E070 | SNR0-2E0 | F40300000 |  | SNR0
SNR-H00CJA12GK103 | Control Sw Station Service( III )PNL.S35 |  | OPERATING | OPERATING | E070 | SNR0-2E0 | F40300000 |  | SNR0
SNR-H00CJA13 | Unit Control Scada |  | OPERATING | OPERATING | E070 | SNR0-2E0 | F40300000 |  | SNR0
SNR-H00CJA13GH101 | Scada Communication for TN |  | OPERATING | OPERATING | E070 | SNR0-2E0 | F40300000 |  | SNR0
SNR-H00CJA13GH102 | Scada Communication for Sub 22 kV. |  | OPERATING | OPERATING | E070 | SNR0-2E0 | F40300000 |  | SNR0
SNR-H00CJA14 | Cable Control |  | OPERATING | OPERATING | E070 | SNR0-2E0 | F40300000 |  | SNR0
SNR-H00CJA14GH101 | Cable Control to Switchyard |  | OPERATING | OPERATING | E070 | SNR0-2E0 | F40300000 |  | SNR0
SNR-H00CJA14GH102 | Cable Tray to Switchyard |  | OPERATING | OPERATING | E070 | SNR0-2E0 | F40300000 |  | SNR0
SNR-H00CJA15 | Control System Communication RTU |  | OPERATING | OPERATING | E070 | SNR0-2E0 | F40300000 |  | SNR0
SNR-H00CJA15GH001 | Control System Communication RTU Cubicle (SNR-H00CMB01GH001) |  | OPERATING | OPERATING | E070 | SNR0-2E0 | F40300000 |  | SNR0
SNR-H00CJA15GH001-A01 | Redundancy Module QUINT-ORING/24DC/2x20/1x40 (SNR-H00CMB01GH001+00CMB01-V03) |  | OPERATING | OPERATING | E070 | SNR0-2E0 | F40300000 |  | SNR0
SNR-H00CJA15GH001-B01 | Enclosure internal thermostat SK 3110.000 (SNR-H00CMB01GH001+00CMB01-B100) |  | OPERATING | OPERATING | E070 | SNR0-2E0 | F40300000 |  | SNR0
SNR-H00CJA15GH001-D01 | Digital Input Module DI-6103 No.1 (SNR-H00CMB01GH001+00CMB01-A03) |  | OPERATING | OPERATING | E070 | SNR0-2E0 | F40300000 |  | SNR0
SNR-H00CJA15GH001-D02 | Digital Input Module DI-6103 No.2 (SNR-H00CMB01GH001+00CMB01-A04) |  | OPERATING | OPERATING | E070 | SNR0-2E0 | F40300000 |  | SNR0
SNR-H00CJA15GH001-D03 | Digital Output Module DO-6212 (SNR-H00CMB01GH001+00CMB01-A05) |  | OPERATING | OPERATING | E070 | SNR0-2E0 | F40300000 |  | SNR0
SNR-H00CJA15GH001-D04 | Control Element CP-2016 (SNR-H00CMB01GH001+00CMB01-A210.01) |  | OPERATING | OPERATING | E070 | SNR0-2E0 | F40300000 |  | SNR0
SNR-H00CJA15GH001-D05 | Control Element CP-2019 No.1 (SNR-H00CMB01GH001+00CMB01-A210.05) |  | OPERATING | OPERATING | E070 | SNR0-2E0 | F40300000 |  | SNR0
SNR-H00CJA15GH001-D06 | Control Element CP-2019 No.2 (SNR-H00CMB01GH001+00CMB01-A210.06) |  | OPERATING | OPERATING | E070 | SNR0-2E0 | F40300000 |  | SNR0
SNR-H00CJA15GH001-D07 | Firewall ASA5516-X No.1 (SNR-H00CMB01GH001+00CMB01-GK913) |  | OPERATING | OPERATING | E070 | SNR0-2E0 | F40300000 |  | SNR0
SNR-H00CJA15GH001-D08 | Firewall ASA5516-X No.2 (SNR-H00CMB01GH001+00CMB01-GK914) |  | OPERATING | OPERATING | E070 | SNR0-2E0 | F40300000 |  | SNR0
SNR-H00CJA15GH001-E01 | Heater SK 3116.000 (SNR-H00CMB01GH001+00CMB01-E01) |  | OPERATING | OPERATING | E070 | SNR0-2E0 | F40300000 |  | SNR0
SNR-H00CJA15GH001-E02 | LED Lamp (Green) 3SB 5285-6HE01 No.1 (SNR-H00CMB01GH001+00CMB01-H01) |  | OPERATING | OPERATING | E070 | SNR0-2E0 | F40300000 |  | SNR0
SNR-H00CJA15GH001-E03 | LED Lamp (Green) 3SB 5285-6HE01 No.2 (SNR-H00CMB01GH001+00CMB01-H02) |  | OPERATING | OPERATING | E070 | SNR0-2E0 | F40300000 |  | SNR0
SNR-H00CJA15GH001-E04 | LED Lamp (Green) 3SB 5285-6HE01 No.3 (SNR-H00CMB01GH001+00CMB01-H03) |  | OPERATING | OPERATING | E070 | SNR0-2E0 | F40300000 |  | SNR0
SNR-H00CJA15GH001-E05 | Cubicle Light with Socket SZ 4138.140 (SNR-H00CMB01GH001+00CMB01-H91) |  | OPERATING | OPERATING | E070 | SNR0-2E0 | F40300000 |  | SNR0
SNR-H00CJA15GH001-F01 | Miniature Circuit Breaker C60H-C-6A 2pol (SNR-H00CMB01GH001+00CMB01-F01) |  | OPERATING | OPERATING | E070 | SNR0-2E0 | F40300000 |  | SNR0
SNR-H00CJA15GH001-F02 | Miniature Circuit Breaker C60H-DC 16A No.1 (SNR-H00CMB01GH001+00CMB01-F02) |  | OPERATING | OPERATING | E070 | SNR0-2E0 | F40300000 |  | SNR0
SNR-H00CJA15GH001-F03 | Miniature Circuit Breaker C60H-DC 16A No.2 (SNR-H00CMB01GH001+00CMB01-F03) |  | OPERATING | OPERATING | E070 | SNR0-2E0 | F40300000 |  | SNR0
SNR-H00CJA15GH001-F04 | Miniature Circuit Breaker C60H-DC 2A No.1-11 (SNR-H00CMB01GH001+00CMB01-F04-17) |  | OPERATING | OPERATING | E070 | SNR0-2E0 | F40300000 |  | SNR0
SNR-H00CJA15GH001-F05 | Miniature Circuit Breaker C60H-DC 10A No.1 (SNR-H00CMB01GH001+00CMB01-F11) |  | OPERATING | OPERATING | E070 | SNR0-2E0 | F40300000 |  | SNR0
SNR-H00CJA15GH001-F06 | Miniature Circuit Breaker C60H-DC 10A No.2 (SNR-H00CMB01GH001+00CMB01-F12) |  | OPERATING | OPERATING | E070 | SNR0-2E0 | F40300000 |  | SNR0
SNR-H00CJA15GH001-F07 | Miniature Circuit Breaker C60H-DC 10A No.3 (SNR-H00CMB01GH001+00CMB01-F13) |  | OPERATING | OPERATING | E070 | SNR0-2E0 | F40300000 |  | SNR0
SNR-H00CJA15GH001-F08 | Miniature Circuit Breaker C60H-C 16A 2pol (SNR-H00CMB01GH001+00CMB01-F18) |  | OPERATING | OPERATING | E070 | SNR0-2E0 | F40300000 |  | SNR0
SNR-H00CJA15GH001-F09 | Miniature Circuit Breaker C60H-C 2A 2pol (SNR-H00CMB01GH001+00CMB01-F19) |  | OPERATING | OPERATING | E070 | SNR0-2E0 | F40300000 |  | SNR0
SNR-H00CJA15GH001-F10 | Varistor 3RT2 916-1JK00 (SNR-H00CMB01GH001+00CMB01-K04) |  | OPERATING | OPERATING | E070 | SNR0-2E0 | F40300000 |  | SNR0
SNR-H00CJA15GH001-F11 | MCB for 230 VAC Power Supply Circuit |  | OPERATING | OPERATING | E070 | SNR0-2E0 | F40300000 |  | SNR0
SNR-H00CJA15GH001-F12 | MCB for DC Main-I |  | OPERATING | OPERATING | E070 | SNR0-2E0 | F40300000 |  | SNR0
SNR-H00CJA15GH001-F13 | MCB for DC Main-II |  | OPERATING | OPERATING | E070 | SNR0-2E0 | F40300000 |  | SNR0
SNR-H00CJA15GH001-F14 | MCB for AK3 ACP DC Main-I (PS-2632) |  | OPERATING | OPERATING | E070 | SNR0-2E0 | F40300000 |  | SNR0
SNR-H00CJA15GH001-F15 | MCB for AK3 ACP DC Main-II (PS-2632) |  | OPERATING | OPERATING | E070 | SNR0-2E0 | F40300000 |  | SNR0
SNR-H00CJA15GH001-F16 | MCB for PS-6632 Row-00 |  | OPERATING | OPERATING | E070 | SNR0-2E0 | F40300000 |  | SNR0
SNR-H00CJA15GH001-F17 | MCB for DI-A02 Row-00 |  | OPERATING | OPERATING | E070 | SNR0-2E0 | F40300000 |  | SNR0
SNR-H00CJA15GH001-F18 | MCB for DO-A04 Row-00 |  | OPERATING | OPERATING | E070 | SNR0-2E0 | F40300000 |  | SNR0
SNR-H00CJA15GH001-F19 | Spare |  | OPERATING | OPERATING | E070 | SNR0-2E0 | F40300000 |  | SNR0
SNR-H00CJA15GH001-F20 | Spare |  | OPERATING | OPERATING | E070 | SNR0-2E0 | F40300000 |  | SNR0
SNR-H00CJA15GH001-F21 | Spare |  | OPERATING | OPERATING | E070 | SNR0-2E0 | F40300000 |  | SNR0
SNR-H00CJA15GH001-F22 | Spare |  | OPERATING | OPERATING | E070 | SNR0-2E0 | F40300000 |  | SNR0
SNR-H00CJA15GH001-F23 | Spare |  | OPERATING | OPERATING | E070 | SNR0-2E0 | F40300000 |  | SNR0
SNR-H00CJA15GH001-F24 | MCB for A310, A311 |  | OPERATING | OPERATING | E070 | SNR0-2E0 | F40300000 |  | SNR0
SNR-H00CJA15GH001-F25 | MCB for DO-6212 |  | OPERATING | OPERATING | E070 | SNR0-2E0 | F40300000 |  | SNR0
SNR-H00CJA15GH001-F26 | Spare |  | OPERATING | OPERATING | E070 | SNR0-2E0 | F40300000 |  | SNR0
SNR-H00CJA15GH001-G01 | Power Supply Module PS-6632 (SNR-H00CMB01GH001+00CMB01-A00) |  | OPERATING | OPERATING | E070 | SNR0-2E0 | F40300000 |  | SNR0
SNR-H00CJA15GH001-G02 | Power Supply Module PE-6410 (SNR-H00CMB01GH001+00CMB01-A01) |  | OPERATING | OPERATING | E070 | SNR0-2E0 | F40300000 |  | SNR0
SNR-H00CJA15GH001-G03 | Power Supply Module PS-2632 No.1 (SNR-H00CMB01GH001+00CMB01-A210.00) |  | OPERATING | OPERATING | E070 | SNR0-2E0 | F40300000 |  | SNR0
SNR-H00CJA15GH001-G04 | Power Supply Module PS-2632 No.2 (SNR-H00CMB01GH001+00CMB01-A210.10) |  | OPERATING | OPERATING | E070 | SNR0-2E0 | F40300000 |  | SNR0
SNR-H00CJA15GH001-G05 | AC/DC-DC Converter QUINT-PS/1AC/24DC/10 No.1 (SNR-H00CMB01GH001+00CMB01-G01) |  | OPERATING | OPERATING | E070 | SNR0-2E0 | F40300000 |  | SNR0
SNR-H00CJA15GH001-G06 | AC/DC-DC Converter QUINT-PS/1AC/24DC/10 No.2 (SNR-H00CMB01GH001+00CMB01-G02) |  | OPERATING | OPERATING | E070 | SNR0-2E0 | F40300000 |  | SNR0
SNR-H00CJA15GH001-K01 | Auxiliary Contact OF…26924 No.1-14 (SNR-H00CMB01GH001+00CMB01-F04-17) |  | OPERATING | OPERATING | E070 | SNR0-2E0 | F40300000 |  | SNR0
SNR-H00CJA15GH001-K02 | Contactor 3RH21 22-1AP00 No.1 (SNR-H00CMB01GH001+00CMB01-K01) |  | OPERATING | OPERATING | E070 | SNR0-2E0 | F40300000 |  | SNR0
SNR-H00CJA15GH001-K03 | Contactor 3RH21 22-1AP00 No.2 (SNR-H00CMB01GH001+00CMB01-K05) |  | OPERATING | OPERATING | E070 | SNR0-2E0 | F40300000 |  | SNR0
SNR-H00CJA15GH001-K04 | Voltage monitoring Relay EMD-FL-V-300 No.1 (SNR-H00CMB01GH001+00CMB01-K02) |  | OPERATING | OPERATING | E070 | SNR0-2E0 | F40300000 |  | SNR0
SNR-H00CJA15GH001-K05 | Voltage monitoring Relay EMD-FL-V-300 No.2 (SNR-H00CMB01GH001+00CMB01-K03) |  | OPERATING | OPERATING | E070 | SNR0-2E0 | F40300000 |  | SNR0
SNR-H00CJA15GH001-K06 | Contactor 3RH21 22-1BB40 (SNR-H00CMB01GH001+00CMB01-K04) |  | OPERATING | OPERATING | E070 | SNR0-2E0 | F40300000 |  | SNR0
SNR-H00CJA15GH001-N01 | Analog Input Module AI-6300 (SNR-H00CMB01GH001+00CMB01-A02) |  | OPERATING | OPERATING | E070 | SNR0-2E0 | F40300000 |  | SNR0
SNR-H00CJA15GH001-S01 | Push Button P2AF8 (SNR-H00CMB01GH001+00CMB01-S03) |  | OPERATING | OPERATING | E070 | SNR0-2E0 | F40300000 |  | SNR0
SNR-H00CJA15GH001-S02 | Door Limit Switch SZ 4127.000 (SNR-H00CMB01GH001+00CMB01-S91) |  | OPERATING | OPERATING | E070 | SNR0-2E0 | F40300000 |  | SNR0
SNR-H00CJA15GH001-U01 | NTP Time Server LANTIME M300/GPS (SNR-H00CMB01GH001+00CMB01-A10) |  | OPERATING | OPERATING | E070 | SNR0-2E0 | F40300000 |  | SNR0
SNR-H00CJA15GH001-U02 | Housing CM-2844 (SNR-H00CMB01GH001+00CMB01-A210) |  | OPERATING | OPERATING | E070 | SNR0-2E0 | F40300000 |  | SNR0
SNR-H00CJA15GH001-U03 | Integrated Service Router 4331/K9 No.1 (SNR-H00CMB01GH001+00CMB01-GK907) |  | OPERATING | OPERATING | E070 | SNR0-2E0 | F40300000 |  | SNR0
SNR-H00CJA15GH001-U04 | Integrated Service Router 4331/K9 No.2 (SNR-H00CMB01GH001+00CMB01-GK908) |  | OPERATING | OPERATING | E070 | SNR0-2E0 | F40300000 |  | SNR0
SNR-H00CJA15GH001-U05 | Integrated Service Router 4331/K9 No.3 (SNR-H00CMB01GH001+00CMB01-GK909) |  | OPERATING | OPERATING | E070 | SNR0-2E0 | F40300000 |  | SNR0
SNR-H00CJA15GH001-U06 | Integrated Service Router 4331/K9 No.4 (SNR-H00CMB01GH001+00CMB01-GK910) |  | OPERATING | OPERATING | E070 | SNR0-2E0 | F40300000 |  | SNR0
SNR-H00CJA15GH001-U07 | Integrated Service Router 4331/K9 No.5 (SNR-H00CMB01GH001+00CMB01-GK911) |  | OPERATING | OPERATING | E070 | SNR0-2E0 | F40300000 |  | SNR0
SNR-H00CJA15GH001-U08 | Integrated Service Router 4331/K9 No.6 (SNR-H00CMB01GH001+00CMB01-GK912) |  | OPERATING | OPERATING | E070 | SNR0-2E0 | F40300000 |  | SNR0
SNR-H00CJA15GH001-V01 | Diode ST-1N4007+UDK-RELG-2 no.1 (SNR-H00CMB01GH001+00CMB01-D01) |  | OPERATING | OPERATING | E070 | SNR0-2E0 | F40300000 |  | SNR0
SNR-H00CJA15GH001-V02 | Diode ST-1N4007+UDK-RELG-2 no.2 (SNR-H00CMB01GH001+00CMB01-D02) |  | OPERATING | OPERATING | E070 | SNR0-2E0 | F40300000 |  | SNR0
SNR-H00CJA15GH001-V03 | Diode ST-1N4007+UDK-RELG-2 no.3 (SNR-H00CMB01GH001+00CMB01-D03) |  | OPERATING | OPERATING | E070 | SNR0-2E0 | F40300000 |  | SNR0
SNR-H00CJA15GH001-V04 | Power Bridge Rectifier SKB 60/16 No.1 (SNR-H00CMB01GH001+00CMB01-V01) |  | OPERATING | OPERATING | E070 | SNR0-2E0 | F40300000 |  | SNR0
SNR-H00CJA15GH001-V05 | Power Bridge Rectifier SKB 60/16 No.2 (SNR-H00CMB01GH001+00CMB01-V02) |  | OPERATING | OPERATING | E070 | SNR0-2E0 | F40300000 |  | SNR0
SNR-H00CJA15GH001-W01 | CAT6 No.1-14 (SNR-H00CMB01GH001+00CMB01-W00010015) |  | OPERATING | OPERATING | E070 | SNR0-2E0 | F40300000 |  | SNR0
SNR-H00CJA15GH001-W02 | USB Cable TC6-203 (SNR-H00CMB01GH001+00CMB01-W0007) |  | OPERATING | OPERATING | E070 | SNR0-2E0 | F40300000 |  | SNR0
SNR-H00CJA15GH001-X01 | Socket Strip DK 7240.280 No.1 (SNR-H00CMB01GH001+00CMB01-A310) |  | OPERATING | OPERATING | E070 | SNR0-2E0 | F40300000 |  | SNR0
SNR-H00CJA15GH001-X02 | Socket Strip DK 7240.280 No.2 (SNR-H00CMB01GH001+00CMB01-A311) |  | OPERATING | OPERATING | E070 | SNR0-2E0 | F40300000 |  | SNR0
SNR-H00CJA15GH001KT01 | Filter Fan SK 3322.107 (SNR-H00CMB01GH001+00CMB01-M01) |  | OPERATING | OPERATING | E070 | SNR0-2E0 | F40300000 |  | SNR0
SNR-H00CJA15GH001XB01 | Bus Interface Ax-PE CM-0843 (SNR-H00CMB01GH001+00CMB01-A201) |  | OPERATING | OPERATING | E070 | SNR0-2E0 | F40300000 |  | SNR0
SNR-H00CJA15GH001XD01 | Interface Processor Module SM-2551 No.1 (SNR-H00CMB01GH001+00CMB01-A210.05) |  | OPERATING | OPERATING | E070 | SNR0-2E0 | F40300000 |  | SNR0
SNR-H00CJA15GH001XD02 | Interface Processor Module SM-2551 No.2 (SNR-H00CMB01GH001+00CMB01-A210.06) |  | OPERATING | OPERATING | E070 | SNR0-2E0 | F40300000 |  | SNR0
SNR-H00CJA16 | Control System Switchyard RTU |  | OPERATING | OPERATING | E070 | SNR0-2E0 | F40300000 |  | SNR0
SNR-H00CJA16GH001 | Control System Switchyard RTU Cubicle (SNR-H00CBE01GH001) |  | OPERATING | OPERATING | E070 | SNR0-2E0 | F40300000 |  | SNR0
SNR-H00CJA16GH001-A01 | Redundancy Module QUINT-ORING/24DC/2x20/1x40 (SNR-H00CBE01GH001+00CBE01-V03) |  | OPERATING | OPERATING | E070 | SNR0-2E0 | F40300000 |  | SNR0
SNR-H00CJA16GH001-B01 | Enclosure internal thermostat SK 3110.000 (SNR-H00CBE01GH001+00CBE01-B100) |  | OPERATING | OPERATING | E070 | SNR0-2E0 | F40300000 |  | SNR0
SNR-H00CJA16GH001-D01 | Peripheral Control Module PE-6410 No.1 (SNR-H00CBE01GH001+00CBE01-A01) |  | OPERATING | OPERATING | E070 | SNR0-2E0 | F40300000 |  | SNR0
SNR-H00CJA16GH001-D02 | Peripheral Control Module PE-6410 No.2 (SNR-H00CBE01GH001+00CBE01-A11) |  | OPERATING | OPERATING | E070 | SNR0-2E0 | F40300000 |  | SNR0
SNR-H00CJA16GH001-D03 | Peripheral Control Module PE-6410 No.3 (SNR-H00CBE01GH001+00CBE01-A21) |  | OPERATING | OPERATING | E070 | SNR0-2E0 | F40300000 |  | SNR0
SNR-H00CJA16GH001-D04 | Peripheral Control Module PE-6410 No.4 (SNR-H00CBE01GH001+00CBE01-A31) |  | OPERATING | OPERATING | E070 | SNR0-2E0 | F40300000 |  | SNR0
SNR-H00CJA16GH001-D05 | Peripheral Control Module PE-6410 No.5 (SNR-H00CBE01GH001+00CBE01-A41) |  | OPERATING | OPERATING | E070 | SNR0-2E0 | F40300000 |  | SNR0
SNR-H00CJA16GH001-D06 | Digital Input Module DI-6103 No.1-27 (SNR-H00CBE01GH001+00CBE01-A03-47) |  | OPERATING | OPERATING | E070 | SNR0-2E0 | F40300000 |  | SNR0
SNR-H00CJA16GH001-D07 | Digital Output Module DO-6212 No.1-10 (SNR-H00CBE01GH001+00CBE01-A08-49) |  | OPERATING | OPERATING | E070 | SNR0-2E0 | F40300000 |  | SNR0
SNR-H00CJA16GH001-D08 | Control Element CP-2016 (SNR-H00CBE01GH001+00CBE01-A210.01) |  | OPERATING | OPERATING | E070 | SNR0-2E0 | F40300000 |  | SNR0
SNR-H00CJA16GH001-D09 | Control Element CP-2019 No.1 (SNR-H00CBE01GH001+00CBE01-A210.04) |  | OPERATING | OPERATING | E070 | SNR0-2E0 | F40300000 |  | SNR0
SNR-H00CJA16GH001-D10 | Control Element CP-2019 No.2 (SNR-H00CBE01GH001+00CBE01-A210.05) |  | OPERATING | OPERATING | E070 | SNR0-2E0 | F40300000 |  | SNR0
SNR-H00CJA16GH001-E01 | Heater SK 3116.000 (SNR-H00CBE01GH001+00CBE01-E01) |  | OPERATING | OPERATING | E070 | SNR0-2E0 | F40300000 |  | SNR0
SNR-H00CJA16GH001-E02 | LED Lamp (Green) 3SB 5285-6HE01 No.1 (SNR-H00CBE01GH001+00CBE01-H01) |  | OPERATING | OPERATING | E070 | SNR0-2E0 | F40300000 |  | SNR0
SNR-H00CJA16GH001-E03 | LED Lamp (Green) 3SB 5285-6HE01 No.2 (SNR-H00CBE01GH001+00CBE01-H02) |  | OPERATING | OPERATING | E070 | SNR0-2E0 | F40300000 |  | SNR0
SNR-H00CJA16GH001-E04 | LED Lamp (Green) 3SB 5285-6HE01 No.3 (SNR-H00CBE01GH001+00CBE01-H03) |  | OPERATING | OPERATING | E070 | SNR0-2E0 | F40300000 |  | SNR0
SNR-H00CJA16GH001-E05 | Cubicle Light with Socket SZ4138.140 No.1 (SNR-H00CBE01GH001+00CBE01-H91) |  | OPERATING | OPERATING | E070 | SNR0-2E0 | F40300000 |  | SNR0
SNR-H00CJA16GH001-E06 | Cubicle Light with Socket SZ4138.140 No.2 (SNR-H00CBE01GH001+00CBE01-H92) |  | OPERATING | OPERATING | E070 | SNR0-2E0 | F40300000 |  | SNR0
SNR-H00CJA16GH001-F01 | Miniature Circuit Breaker C60H-C-6A 2pol (SNR-H00CBE01GH001+00CBE01-F01) |  | OPERATING | OPERATING | E070 | SNR0-2E0 | F40300000 |  | SNR0
SNR-H00CJA16GH001-F02 | Miniature Circuit Breaker C60H-DC 16A No.1 (SNR-H00CBE01GH001+00CBE01-F02) |  | OPERATING | OPERATING | E070 | SNR0-2E0 | F40300000 |  | SNR0
SNR-H00CJA16GH001-F03 | Miniature Circuit Breaker C60H-DC 16A No.2 (SNR-H00CBE01GH001+00CBE01-F03) |  | OPERATING | OPERATING | E070 | SNR0-2E0 | F40300000 |  | SNR0
SNR-H00CJA16GH001-F04 | Miniature Circuit Breaker C60H-DC 2A No.1-23 (SNR-H00CBE01GH001+00CBE01-F04-29) |  | OPERATING | OPERATING | E070 | SNR0-2E0 | F40300000 |  | SNR0
SNR-H00CJA16GH001-F05 | Miniature Circuit Breaker C60H-DC No.1 (SNR-H00CBE01GH001+00CBE01-F15) |  | OPERATING | OPERATING | E070 | SNR0-2E0 | F40300000 |  | SNR0
SNR-H00CJA16GH001-F06 | Miniature Circuit Breaker C60H-DC No.2 (SNR-H00CBE01GH001+00CBE01-F16) |  | OPERATING | OPERATING | E070 | SNR0-2E0 | F40300000 |  | SNR0
SNR-H00CJA16GH001-F07 | Miniature Circuit Breaker C60H-DC No.3 (SNR-H00CBE01GH001+00CBE01-F17) |  | OPERATING | OPERATING | E070 | SNR0-2E0 | F40300000 |  | SNR0
SNR-H00CJA16GH001-F08 | Varistor 3RT2 916-1JK00 (SNR-H00CBE01GH001+00CBE01-K04) |  | OPERATING | OPERATING | E070 | SNR0-2E0 | F40300000 |  | SNR0
SNR-H00CJA16GH001-G01 | Power Supply Module PS-6632 No.1 (SNR-H00CBE01GH001+00CBE01-A00) |  | OPERATING | OPERATING | E070 | SNR0-2E0 | F40300000 |  | SNR0
SNR-H00CJA16GH001-G02 | Power Supply Module PS-6632 No.2 (SNR-H00CBE01GH001+00CBE01-A10) |  | OPERATING | OPERATING | E070 | SNR0-2E0 | F40300000 |  | SNR0
SNR-H00CJA16GH001-G03 | Power Supply Module PS-6632 No.3 (SNR-H00CBE01GH001+00CBE01-A20) |  | OPERATING | OPERATING | E070 | SNR0-2E0 | F40300000 |  | SNR0
SNR-H00CJA16GH001-G04 | Power Supply Module PS-6632 No.4 (SNR-H00CBE01GH001+00CBE01-A30) |  | OPERATING | OPERATING | E070 | SNR0-2E0 | F40300000 |  | SNR0
SNR-H00CJA16GH001-G05 | Power Supply Module PS-6632 No.5 (SNR-H00CBE01GH001+00CBE01-A40) |  | OPERATING | OPERATING | E070 | SNR0-2E0 | F40300000 |  | SNR0
SNR-H00CJA16GH001-G06 | Power Supply Module PS-2632 No.1 (SNR-H00CBE01GH001+00CBE01-A210.00) |  | OPERATING | OPERATING | E070 | SNR0-2E0 | F40300000 |  | SNR0
SNR-H00CJA16GH001-G07 | Power Supply Module PS-2632 No.2 (SNR-H00CBE01GH001+00CBE01-A210.10) |  | OPERATING | OPERATING | E070 | SNR0-2E0 | F40300000 |  | SNR0
SNR-H00CJA16GH001-G08 | AC/DC-DC Converter QUINT-PS/1AC/24DC/10 No.1 (SNR-H00CBE01GH001+00CBE01-G01) |  | OPERATING | OPERATING | E070 | SNR0-2E0 | F40300000 |  | SNR0
SNR-H00CJA16GH001-G09 | AC/DC-DC Converter QUINT-PS/1AC/24DC/10 No.2 (SNR-H00CBE01GH001+00CBE01-G02) |  | OPERATING | OPERATING | E070 | SNR0-2E0 | F40300000 |  | SNR0
SNR-H00CJA16GH001-H01 | Signal Horn AUH-2448 (SW) (SNR-H00CBE01GH001+00CBE01-E91) |  | OPERATING | OPERATING | E070 | SNR0-2E0 | F40300000 |  | SNR0
SNR-H00CJA16GH001-K01 | Auxiliary Contact OF…26924 No.1-26 (SNR-H00CBE01GH001+00CBE01-F04-29) |  | OPERATING | OPERATING | E070 | SNR0-2E0 | F40300000 |  | SNR0
SNR-H00CJA16GH001-K02 | Contactor 3RH21 22-1AP00 (SNR-H00CBE01GH001+00CBE01-K01) |  | OPERATING | OPERATING | E070 | SNR0-2E0 | F40300000 |  | SNR0
SNR-H00CJA16GH001-K03 | Voltage Monitoring Relay EMD-FL-V-300 No.1 (SNR-H00CBE01GH001+00CBE01-K02) |  | OPERATING | OPERATING | E070 | SNR0-2E0 | F40300000 |  | SNR0
SNR-H00CJA16GH001-K04 | Voltage Monitoring Relay EMD-FL-V-300 No.2 (SNR-H00CBE01GH001+00CBE01-K03) |  | OPERATING | OPERATING | E070 | SNR0-2E0 | F40300000 |  | SNR0
SNR-H00CJA16GH001-K05 | Contacttor 3RH21 22-1BB40 (SNR-H00CBE01GH001+00CBE01-K04) |  | OPERATING | OPERATING | E070 | SNR0-2E0 | F40300000 |  | SNR0
SNR-H00CJA16GH001-K07 | Terminal Relay PLC-RSC-24DC/21-21 No.1 (SNR-H00CBE01GH001+00CBE01-KM201) |  | OPERATING | OPERATING | E070 | SNR0-2E0 | F40300000 |  | SNR0
SNR-H00CJA16GH001-K08 | Terminal Relay PLC-RSC-24DC/21-21 No.2 (SNR-H00CBE01GH001+00CBE01-KM202) |  | OPERATING | OPERATING | E070 | SNR0-2E0 | F40300000 |  | SNR0
SNR-H00CJA16GH001-N01 | Analog Input Module AI-6300 No.1 (SNR-H00CBE01GH001+00CBE01-A02) |  | OPERATING | OPERATING | E070 | SNR0-2E0 | F40300000 |  | SNR0
SNR-H00CJA16GH001-N02 | Analog Input Module AI-6300 No.2 (SNR-H00CBE01GH001+00CBE01-A12) |  | OPERATING | OPERATING | E070 | SNR0-2E0 | F40300000 |  | SNR0
SNR-H00CJA16GH001-N03 | Analog Input Module AI-6300 No.3 (SNR-H00CBE01GH001+00CBE01-A22) |  | OPERATING | OPERATING | E070 | SNR0-2E0 | F40300000 |  | SNR0
SNR-H00CJA16GH001-N04 | RS232/RS422; RS485-Converter CM-0829 (SW) (SNR-H00CBE01GH001+00CBE01-A221) |  | OPERATING | OPERATING | E070 | SNR0-2E0 | F40300000 |  | SNR0
SNR-H00CJA16GH001-S01 | Ethernet Rail Switch IE-3000-8TC-E No.1 (SNR-H00CBE01GH001+00CBE01-A301) |  | OPERATING | OPERATING | E070 | SNR0-2E0 | F40300000 |  | SNR0
SNR-H00CJA16GH001-S02 | Ethernet Rail Switch IE-3000-8TC-E No.2 (SNR-H00CBE01GH001+00CBE01-A302) |  | OPERATING | OPERATING | E070 | SNR0-2E0 | F40300000 |  | SNR0
SNR-H00CJA16GH001-S03 | ILPB (AMBER) 2LHLR (SNR-H00CBE01GH001+00CBE01-S01) |  | OPERATING | OPERATING | E070 | SNR0-2E0 | F40300000 |  | SNR0
SNR-H00CJA16GH001-S04 | Push Button P2AF8 (SNR-H00CBE01GH001+00CBE01-S03) |  | OPERATING | OPERATING | E070 | SNR0-2E0 | F40300000 |  | SNR0
SNR-H00CJA16GH001-S05 | Door Limit Switch SZ 4127.000 No.1 (SNR-H00CBE01GH001+00CBE01-S91) |  | OPERATING | OPERATING | E070 | SNR0-2E0 | F40300000 |  | SNR0
SNR-H00CJA16GH001-S06 | Door Limit Switch SZ 4127.000 No.2 (SNR-H00CBE01GH001+00CBE01-S92) |  | OPERATING | OPERATING | E070 | SNR0-2E0 | F40300000 |  | SNR0
SNR-H00CJA16GH001-U01 | Housing CM-2844 (SNR-H00CBE01GH001+00CBE01-A210) |  | OPERATING | OPERATING | E070 | SNR0-2E0 | F40300000 |  | SNR0
SNR-H00CJA16GH001-V01 | Diode ST-1N4007+UDK-RELG2 No.1 (SNR-H00CBE01GH001+00CBE01-D01) |  | OPERATING | OPERATING | E070 | SNR0-2E0 | F40300000 |  | SNR0
SNR-H00CJA16GH001-V02 | Diode ST-1N4007+UDK-RELG2 No.2 (SNR-H00CBE01GH001+00CBE01-D02) |  | OPERATING | OPERATING | E070 | SNR0-2E0 | F40300000 |  | SNR0
SNR-H00CJA16GH001-V03 | Diode ST-1N4007+UDK-RELG2 No.3 (SNR-H00CBE01GH001+00CBE01-D03) |  | OPERATING | OPERATING | E070 | SNR0-2E0 | F40300000 |  | SNR0
SNR-H00CJA16GH001-V04 | Diode ST-1N4007+UDK-RELG2 No.4 (SNR-H00CBE01GH001+00CBE01-D04) |  | OPERATING | OPERATING | E070 | SNR0-2E0 | F40300000 |  | SNR0
SNR-H00CJA16GH001-V05 | Power Bridge Rectifier SKB 60/16 No.1 (SNR-H00CBE01GH001+00CBE01-V01) |  | OPERATING | OPERATING | E070 | SNR0-2E0 | F40300000 |  | SNR0
SNR-H00CJA16GH001-V06 | Power Bridge Rectifier SKB 60/16 No.2 (SNR-H00CBE01GH001+00CBE01-V02) |  | OPERATING | OPERATING | E070 | SNR0-2E0 | F40300000 |  | SNR0
SNR-H00CJA16GH001-W01 | CAT6 No.1-9 (SNR-H00CBE01GH001+00CBE01-W0001-0008) |  | OPERATING | OPERATING | E070 | SNR0-2E0 | F40300000 |  | SNR0
SNR-H00CJA16GH001-W02 | USB Cable TC6-203 No.1-5 (SNR-H00CBE01GH001+00CBE01-W0021-0025) |  | OPERATING | OPERATING | E070 | SNR0-2E0 | F40300000 |  | SNR0
SNR-H00CJA16GH001KT01 | Filter Fan SK 3322.107 (SNR-H00CBE01GH001+00CBE01-M01) |  | OPERATING | OPERATING | E070 | SNR0-2E0 | F40300000 |  | SNR0
SNR-H00CJA16GH001XB01 | Bus Interface Ax-PE CM-0843 No.1 (SNR-H00CBE01GH001+00CBE01-A201) |  | OPERATING | OPERATING | E070 | SNR0-2E0 | F40300000 |  | SNR0
SNR-H00CJA16GH001XB02 | Bus Interface Ax-PE CM-0843 No.2 (SNR-H00CBE01GH001+00CBE01-A202) |  | OPERATING | OPERATING | E070 | SNR0-2E0 | F40300000 |  | SNR0
SNR-H00CJA16GH001XB03 | Small Factor Pluggable Module GLC-SX-MM-RGD No.1 (SNR-H00CBE01GH001+00CBE01-A301.1) |  | OPERATING | OPERATING | E070 | SNR0-2E0 | F40300000 |  | SNR0
SNR-H00CJA16GH001XB04 | Small Factor Pluggable Module GLC-SX-MM-RGD No.2 (SNR-H00CBE01GH001+00CBE01-A301.2) |  | OPERATING | OPERATING | E070 | SNR0-2E0 | F40300000 |  | SNR0
SNR-H00CJA16GH001XB05 | Small Factor Pluggable Module GLC-SX-MM-RGD No.3 (SNR-H00CBE01GH001+00CBE01-A302.1) |  | OPERATING | OPERATING | E070 | SNR0-2E0 | F40300000 |  | SNR0
SNR-H00CJA16GH001XB06 | Small Factor Pluggable Module GLC-SX-MM-RGD No.4 (SNR-H00CBE01GH001+00CBE01-A302.2) |  | OPERATING | OPERATING | E070 | SNR0-2E0 | F40300000 |  | SNR0
SNR-H00CJA16GH001XD01 | Interface Processor Module SM-2551 No.1 (SNR-H00CBE01GH001+00CBE01-A210.04) |  | OPERATING | OPERATING | E070 | SNR0-2E0 | F40300000 |  | SNR0
SNR-H00CJA16GH001XD02 | Interface Processor Module SM-2551 No.2 (SNR-H00CBE01GH001+00CBE01-A210.05) |  | OPERATING | OPERATING | E070 | SNR0-2E0 | F40300000 |  | SNR0
SNR-H00CJA17 | Offline System |  | OPERATING | OPERATING | E070 | SNR0-2E0 | F40300000 |  | SNR0
SNR-H00CJA17GH001 | Offline System Cubicle (SNR-H00CBF01GH001) |  | OPERATING | OPERATING | E070 | SNR0-2E0 | F40300000 |  | SNR0
SNR-H00CJA17GH001-F01 | MCB for 230 VAC Power Supply Circuit |  | OPERATING | OPERATING | E070 | SNR0-2E0 | F40300000 |  | SNR0
SNR-H00CJA17GH001-F02 | MCB for DC Main-I |  | OPERATING | OPERATING | E070 | SNR0-2E0 | F40300000 |  | SNR0
SNR-H00CJA17GH001-F03 | MCB for DC Main Supply |  | OPERATING | OPERATING | E070 | SNR0-2E0 | F40300000 |  | SNR0
SNR-H00CJA17GH001-F04 | MCB for PS-6632 Row-00 |  | OPERATING | OPERATING | E070 | SNR0-2E0 | F40300000 |  | SNR0
SNR-H00CJA17GH001-F05 | MCB for Convertor Supply |  | OPERATING | OPERATING | E070 | SNR0-2E0 | F40300000 |  | SNR0
SNR-H00CJA17GH001-F06 | Spare |  | OPERATING | OPERATING | E070 | SNR0-2E0 | F40300000 |  | SNR0
SNR-H00CJA17GH001-F07 | MCB for Touch Panel |  | OPERATING | OPERATING | E070 | SNR0-2E0 | F40300000 |  | SNR0
SNR-H00CJA17GH001-F08 | MCB for PC Connection |  | OPERATING | OPERATING | E070 | SNR0-2E0 | F40300000 |  | SNR0
SNR-H00CJA17GH001-F09 | MCB for Indicating Lamps Supply |  | OPERATING | OPERATING | E070 | SNR0-2E0 | F40300000 |  | SNR0
SNR-H00CJA17GH001-F10 | MCB for Ethernet Switch |  | OPERATING | OPERATING | E070 | SNR0-2E0 | F40300000 |  | SNR0
SNR-H00CJA17GH001-F11 | MCB for Ethernet Switch |  | OPERATING | OPERATING | E070 | SNR0-2E0 | F40300000 |  | SNR0
SNR-H00L | SRINAGARIND WATER SYSTEM |  | OPERATING | OPERATING | E070 | SNR0-2M0 | F40300000 |  | SNR0
SNR-H00LN | SRINAGARIND SPILLWAY SYSTEM |  | OPERATING | OPERATING | E070 | SNR0-2M0 | F40300000 |  | SNR0
SNR-H00LND | SRINAGARIND SPILLWAY GATE |  | OPERATING | OPERATING | E070 | SNR0-2M0 | F40300000 |  | SNR0
SNR-H00LND10 | Spillway Gate |  | OPERATING | OPERATING | E070 | SNR0-2M0 | F40300000 |  | SNR0
SNR-H00LND10AB001 | Spillway Gate No.1 |  | OPERATING | OPERATING | E070 | SNR0-2M0 | F40300000 |  | SNR0
SNR-H00LND10AB002 | Spillway Gate No.2 |  | OPERATING | OPERATING | E070 | SNR0-2M0 | F40300000 |  | SNR0
SNR-H00LND10AB003 | Spillway Gate No.3 |  | OPERATING | OPERATING | E070 | SNR0-2M0 | F40300000 |  | SNR0
SNR-H00LND10AE001 | Spillway Hoisting Unit No.1 |  | OPERATING | OPERATING | E070 | SNR0-2M0 | F40300000 |  | SNR0
SNR-H00LND10AE002 | Spillway Hoisting Unit No.2 |  | OPERATING | OPERATING | E070 | SNR0-2M0 | F40300000 |  | SNR0
SNR-H00LND10AE003 | Spillway Hoisting Unit No.3 |  | OPERATING | OPERATING | E070 | SNR0-2M0 | F40300000 |  | SNR0
SNR-H00LND10AF001 | Grease Lubrication |  | OPERATING | OPERATING | E070 | SNR0-2M0 | F40300000 |  | SNR0
SNR-H00LNY | SPILLWAY GATE CONTROL |  | OPERATING | OPERATING | E070 | SNR0-2E0 | F40300000 |  | SNR0
SNR-H00LNY10 | SPILLWAY GATE CONTROL CUBICLE |  | OPERATING | OPERATING | E070 | SNR0-2E0 | F40300000 |  | SNR0
SNR-H00LNY10AB001 | Spillway Gate No.1 Control Cubicle |  | OPERATING | OPERATING | E070 | SNR0-2E0 | F40300000 |  | SNR0
SNR-H00LNY10AB001-M01 | Motor for Spillway Gate No.1 |  | OPERATING | OPERATING | E070 | SNR0-2E0 | F40300000 |  | SNR0
SNR-H00LNY10AB002 | Spillway Gate No.2 Control Cubicle |  | OPERATING | OPERATING | E070 | SNR0-2E0 | F40300000 |  | SNR0
SNR-H00LNY10AB002-M01 | Motor for Spillway Gate No.2 |  | OPERATING | OPERATING | E070 | SNR0-2E0 | F40300000 |  | SNR0
SNR-H00LNY10AB003 | Spillway Gate No.3 Control Cubicle |  | OPERATING | OPERATING | E070 | SNR0-2E0 | F40300000 |  | SNR0
SNR-H00LNY10AB003-M01 | Motor for Spillway Gate No.3 |  | OPERATING | OPERATING | E070 | SNR0-2E0 | F40300000 |  | SNR0
SNR-H00LP | UPPERWATER SYSTEM |  | OPERATING | OPERATING | E070 | SNR0-2M0 | F40300000 |  | SNR0
SNR-H00LPC | RIVER OUTLET |  | OPERATING | OPERATING | E070 | SNR0-2M0 | F40300000 |  | SNR0
SNR-H00LPC10 | RIVER OUTLET (IRIGATION) |  | OPERATING | OPERATING | E070 | SNR0-2M0 | F40300000 |  | SNR0
SNR-H00LPC10AA001 | HIGH PRESSURE SLIDE GATE (HPG) |  | OPERATING | OPERATING | E070 | SNR0-2M0 | F40300000 |  | SNR0
SNR-H00LPC10AA002 | HOWELL BUNGER VALVE (HBV) |  | OPERATING | OPERATING | E070 | SNR0-2M0 | F40300000 |  | SNR0
SNR-H00LPC10AA003 | HYDRA. CONTROL DEVICE FOR HPG.&HBV.NO.1 |  | OPERATING | OPERATING | E070 | SNR0-2E0 | F40300000 |  | SNR0
SNR-H00LPC10AA004 | HYDRA. CONTROL DEVICE FOR HPG.&HBV.NO.2 |  | OPERATING | OPERATING | E070 | SNR0-2E0 | F40300000 |  | SNR0
SNR-H00LPC10AF001 | GREASE LUBRICATION |  | OPERATING | OPERATING | E070 | SNR0-2M0 | F40300000 |  | SNR0
SNR-H00LPC10AN001 | RIVER OUTLET VENTILATION & DEHUMIDIFIER |  | OPERATING | OPERATING | E070 | SNR0-2E0 | F40300000 |  | SNR0
SNR-H00LPC10AP001 | POWER UNIT FOR HPG. & HBV. NO.1 |  | OPERATING | OPERATING | E070 | SNR0-2E0 | F40300000 |  | SNR0
SNR-H00LPC10AP002 | POWER UNIT FOR HPG. & HBV. NO.2 |  | OPERATING | OPERATING | E070 | SNR0-2E0 | F40300000 |  | SNR0
SNR-H00LPC10AP003 | DRAINAGE PUMP FOR VALVE CHAMBER |  | OPERATING | OPERATING | E070 | SNR0-2M0 | F40300000 |  | SNR0
SNR-H00LPC10AP004 | DRAINAGE PUMP FOR TUNNEL |  | OPERATING | OPERATING | E070 | SNR0-2M0 | F40300000 |  | SNR0
SNR-H00LPC10BB001 | OIL SUMP TANK |  | OPERATING | OPERATING | E070 | SNR0-2M0 | F40300000 |  | SNR0
SNR-H00LPC10BR001 | OUTLET CONDUIT |  | OPERATING | OPERATING | E070 | SNR0-2M0 | F40300000 |  | SNR0
SNR-H00LPY | RIVER OUTLET CONTROL |  | OPERATING | OPERATING | E070 | SNR0-2E0 | F40300000 |  | SNR0
SNR-H00LPY10 | RIVER OUTLET CONTROL |  | OPERATING | OPERATING | E070 | SNR0-2E0 | F40300000 |  | SNR0
SNR-H00LPY10AA001 | HIGH PRESSURE SLIDE GATE (HPG) |  | OPERATING | OPERATING | E070 | SNR0-2M0 | F40300000 |  | SNR0
SNR-H00LPY10AA003 | HYDRA. CONTROL DEVICE FOR HPG.&HBV.NO.1 |  | OPERATING | OPERATING | E070 | SNR0-2E0 | F40300000 |  | SNR0
SNR-H00LPY10AA004 | HYDRA. CONTROL DEVICE FOR HPG.&HBV.NO.2 |  | OPERATING | OPERATING | E070 | SNR0-2E0 | F40300000 |  | SNR0
SNR-H00LPY10AN001 | RIVER OUTLET VENTILATION & DEHUMIDIFIER |  | OPERATING | OPERATING | E070 | SNR0-2E0 | F40300000 |  | SNR0
SNR-H00LPY10AN001-M01 | Motor |  | OPERATING | OPERATING | E070 | SNR0-2E0 | F40300000 |  | SNR0
SNR-H00LPY10AP001 | POWER UNIT FOR HPG. & HBV. NO.1 |  | OPERATING | OPERATING | E070 | SNR0-2E0 | F40300000 |  | SNR0
SNR-H00LPY10AP002 | POWER UNIT FOR HPG. & HBV. NO.2 |  | OPERATING | OPERATING | E070 | SNR0-2E0 | F40300000 |  | SNR0
SNR-H00LPY10AP003 | DRAINAGE PUMP FOR VALVE CHAMBER |  | OPERATING | OPERATING | E070 | SNR0-2M0 | F40300000 |  | SNR0
SNR-H00LPY10AP004 | DRAINAGE PUMP FOR TUNNEL |  | OPERATING | OPERATING | E070 | SNR0-2M0 | F40300000 |  | SNR0
SNR-H00LS | GROUTING GALLERY |  | OPERATING | OPERATING | E070 | SNR0-2M0 | F40300000 |  | SNR0
SNR-H00LSC | GROUTING GALLERY |  | OPERATING | OPERATING | E070 | SNR0-2M0 | F40300000 |  | SNR0
SNR-H00LSC10 | DRAINAGE TUNNEL EQUIPMENT |  | OPERATING | OPERATING | E070 | SNR0-2M0 | F40300000 |  | SNR0
SNR-H00LSC10AN001 | VENTILATION FAN NO.1 |  | OPERATING | OPERATING | E070 | SNR0-2E0 | F40300000 |  | SNR0
SNR-H00LSC10AN002 | VENTILATION FAN NO.2 |  | OPERATING | OPERATING | E070 | SNR0-2E0 | F40300000 |  | SNR0
SNR-H00LSC10AP001 | CENTRIFUGAL PUMP NO.1 FOR SUMP A |  | OPERATING | OPERATING | E070 | SNR0-2M0 | F40300000 |  | SNR0
SNR-H00LSC10AP001-M01 | Motor |  | OPERATING | OPERATING | E070 | SNR0-2E0 | F40300000 |  | SNR0
SNR-H00LSC10AP001KA01 | Foot Valve |  | OPERATING | OPERATING | E070 | SNR0-2M0 | F40300000 |  | SNR0
SNR-H00LSC10AP001KA02 | Check Valve |  | OPERATING | OPERATING | E070 | SNR0-2M0 | F40300000 |  | SNR0
SNR-H00LSC10AP001KP01 | Pump |  | OPERATING | OPERATING | E070 | SNR0-2M0 | F40300000 |  | SNR0
SNR-H00LSC10AP001MK01 | Coupling |  | OPERATING | OPERATING | E070 | SNR0-2M0 | F40300000 |  | SNR0
SNR-H00LSC10AP001MR01 | Pipe Line |  | OPERATING | OPERATING | E070 | SNR0-2M0 | F40300000 |  | SNR0
SNR-H00LSC10AP002 | CENTRIFUGAL PUMP NO.2 FOR SUMP A |  | OPERATING | OPERATING | E070 | SNR0-2M0 | F40300000 |  | SNR0
SNR-H00LSC10AP002-M01 | Motor |  | OPERATING | OPERATING | E070 | SNR0-2E0 | F40300000 |  | SNR0
SNR-H00LSC10AP002KA01 | Foot Valve |  | OPERATING | OPERATING | E070 | SNR0-2M0 | F40300000 |  | SNR0
SNR-H00LSC10AP002KA02 | Check Valve |  | OPERATING | OPERATING | E070 | SNR0-2M0 | F40300000 |  | SNR0
SNR-H00LSC10AP002KP01 | Pump |  | OPERATING | OPERATING | E070 | SNR0-2M0 | F40300000 |  | SNR0
SNR-H00LSC10AP002MK01 | Coupling |  | OPERATING | OPERATING | E070 | SNR0-2M0 | F40300000 |  | SNR0
SNR-H00LSC10AP002MR01 | Pipe Line |  | OPERATING | OPERATING | E070 | SNR0-2M0 | F40300000 |  | SNR0
SNR-H00LSC10AP003 | AXIAL FLOW PUMP NO.3 FOR SUMP A |  | OPERATING | OPERATING | E070 | SNR0-2M0 | F40300000 |  | SNR0
SNR-H00LSC10AP003-M01 | Motor |  | OPERATING | OPERATING | E070 | SNR0-2E0 | F40300000 |  | SNR0
SNR-H00LSC10AP003KA01 | Foot Valve |  | OPERATING | OPERATING | E070 | SNR0-2M0 | F40300000 |  | SNR0
SNR-H00LSC10AP003KA02 | Check Valve |  | OPERATING | OPERATING | E070 | SNR0-2M0 | F40300000 |  | SNR0
SNR-H00LSC10AP003KP01 | Pump |  | OPERATING | OPERATING | E070 | SNR0-2M0 | F40300000 |  | SNR0
SNR-H00LSC10AP003MK01 | Coupling |  | OPERATING | OPERATING | E070 | SNR0-2M0 | F40300000 |  | SNR0
SNR-H00LSC10AP003MR01 | Pipe Line |  | OPERATING | OPERATING | E070 | SNR0-2M0 | F40300000 |  | SNR0
SNR-H00LSC10AP004 | CENTRIFUGAL PUMP NO.1 FOR SUMP B |  | OPERATING | OPERATING | E070 | SNR0-2M0 | F40300000 |  | SNR0
SNR-H00LSC10AP004-M01 | Motor |  | OPERATING | OPERATING | E070 | SNR0-2E0 | F40300000 |  | SNR0
SNR-H00LSC10AP004KA01 | Foot Valve |  | OPERATING | OPERATING | E070 | SNR0-2M0 | F40300000 |  | SNR0
SNR-H00LSC10AP004KA02 | Check Valve |  | OPERATING | OPERATING | E070 | SNR0-2M0 | F40300000 |  | SNR0
SNR-H00LSC10AP004KP01 | Pump |  | OPERATING | OPERATING | E070 | SNR0-2M0 | F40300000 |  | SNR0
SNR-H00LSC10AP004MK01 | Coupling |  | OPERATING | OPERATING | E070 | SNR0-2M0 | F40300000 |  | SNR0
SNR-H00LSC10AP004MR01 | Pipe Line |  | OPERATING | OPERATING | E070 | SNR0-2M0 | F40300000 |  | SNR0
SNR-H00LSC10AP005 | CENTRIFUGAL PUMP NO.2 FOR SUMP B |  | OPERATING | OPERATING | E070 | SNR0-2M0 | F40300000 |  | SNR0
SNR-H00LSC10AP005-M01 | Motor |  | OPERATING | OPERATING | E070 | SNR0-2E0 | F40300000 |  | SNR0
SNR-H00LSC10AP005KA01 | Foot Valve |  | OPERATING | OPERATING | E070 | SNR0-2M0 | F40300000 |  | SNR0
SNR-H00LSC10AP005KA02 | Check Valve |  | OPERATING | OPERATING | E070 | SNR0-2M0 | F40300000 |  | SNR0
SNR-H00LSC10AP005KP01 | Pump |  | OPERATING | OPERATING | E070 | SNR0-2M0 | F40300000 |  | SNR0
SNR-H00LSC10AP005MK01 | Coupling |  | OPERATING | OPERATING | E070 | SNR0-2M0 | F40300000 |  | SNR0
SNR-H00LSC10AP005MR01 | Pipe Line |  | OPERATING | OPERATING | E070 | SNR0-2M0 | F40300000 |  | SNR0
SNR-H00LSY | GROUTING GALLERY CONTROL |  | OPERATING | OPERATING | E070 | SNR0-2E0 | F40300000 |  | SNR0
SNR-H00LSY10 | GROUTING GALLERY CONTROL |  | OPERATING | OPERATING | E070 | SNR0-2E0 | F40300000 |  | SNR0
SNR-H00LSY10AN001 | VENTILATION FAN NO.1 |  | OPERATING | OPERATING | E070 | SNR0-2E0 | F40300000 |  | SNR0
SNR-H00LSY10AN002 | VENTILATION FAN NO.2 |  | OPERATING | OPERATING | E070 | SNR0-2E0 | F40300000 |  | SNR0
SNR-H00LSY10AP001 | CENTRIFUGAL PUMP NO.1 FOR SUMP A |  | OPERATING | OPERATING | E070 | SNR0-2M0 | F40300000 |  | SNR0
SNR-H00LSY10AP002 | CENTRIFUGAL PUMP NO.2 FOR SUMP A |  | OPERATING | OPERATING | E070 | SNR0-2M0 | F40300000 |  | SNR0
SNR-H00LSY10AP003 | AXIAL FLOW PUMP NO.3 FOR SUMP A |  | OPERATING | OPERATING | E070 | SNR0-2M0 | F40300000 |  | SNR0
SNR-H00LSY10AP004 | CENTRIFUGAL PUMP NO.1 FOR SUMP B |  | OPERATING | OPERATING | E070 | SNR0-2M0 | F40300000 |  | SNR0
SNR-H00LSY10AP005 | CENTRIFUGAL PUMP NO.2 FOR SUMP B |  | OPERATING | OPERATING | E070 | SNR0-2M0 | F40300000 |  | SNR0
SNR-H00M | MAIN MACHINE SETS |  | OPERATING | OPERATING | E070 | SNR0-2E0 | F40300000 |  | SNR0
SNR-H00MJ | Diesel Engine Plant |  | OPERATING | OPERATING | E070 | SNR0-2E0 | F40300000 |  | SNR0
SNR-H00MJA | Emergency Diesel |  | OPERATING | OPERATING | E070 | SNR0-2E0 | F40300000 |  | SNR0
SNR-H00MJA10 | Emergency Diesel Generator |  | OPERATING | OPERATING | E070 | SNR0-2E0 | F40300000 |  | SNR0
SNR-H00MJA10AG001 | GENERATOR |  | OPERATING | OPERATING | E070 | SNR0-2E0 | F40300000 |  | SNR0
SNR-H00MJA10AG001-G01 | AC. Generator |  | OPERATING | OPERATING | E070 | SNR0-2E0 | F40300000 |  | SNR0
SNR-H00MJA10AG001MK01 | Coupling |  | OPERATING | OPERATING | E070 | SNR0-2M0 | F40300000 |  | SNR0
SNR-H00MJA10AG001MM01 | Engine |  | OPERATING | OPERATING | E070 | SNR0-2M0 | F40300000 |  | SNR0
SNR-H00MJA10AG001MM02 | Fuel Oil System |  | OPERATING | OPERATING | E070 | SNR0-2M0 | F40300000 |  | SNR0
SNR-H00MJA10AG001MM03 | Lubricating Oil System |  | OPERATING | OPERATING | E070 | SNR0-2M0 | F40300000 |  | SNR0
SNR-H00MJA10AG001MM04 | Cooling Water Supply |  | OPERATING | OPERATING | E070 | SNR0-2M0 | F40300000 |  | SNR0
SNR-H00MJA10AG001MM05 | Starting Air System |  | OPERATING | OPERATING | E070 | SNR0-2M0 | F40300000 |  | SNR0
SNR-H00MJA10AG001MM06 | Exhaust Blower |  | OPERATING | OPERATING | E070 | SNR0-2M0 | F40300000 |  | SNR0
SNR-H00MJA10AG001MM07 | Standby Gen. Control |  | OPERATING | OPERATING | E070 | SNR0-2E0 | F40300000 |  | SNR0
SNR-H00MJA10HA100 | Diesel Generator Stator |  | OPERATING | OPERATING | E070 | SNR0-2E0 | F40300000 |  | SNR0
SNR-H00S | ANCILLARY SYSTEMS |  | OPERATING | OPERATING | E070 | SNR0-2M0 | F40300000 |  | SNR0
SNR-H00SA | AIR CONDITION SYSTEM |  | OPERATING | OPERATING | E070 | SNR0-2M0 | F40300000 |  | SNR0
SNR-H00SAA | AIR CONDITION |  | OPERATING | OPERATING | E070 | SNR0-2M0 | F40300000 |  | SNR0
SNR-H00SAA10 | AIR HANDLING UNIT 286 TONS |  | OPERATING | OPERATING | E070 | SNR0-2M0 | F40300000 |  | SNR0
SNR-H00SAA10AH010 | AIR 60 TONS SET NO.1 |  | OPERATING | OPERATING | E070 | SNR0-2M0 | F40300000 |  | SNR0
SNR-H00SAA10AH010MR01 | PIPE |  | OPERATING | OPERATING | E070 | SNR0-2M0 | F40300000 |  | SNR0
SNR-H00SAA10AH011 | COOLING TOWER SET NO.1 60 T. |  | OPERATING | OPERATING | E070 | SNR0-2M0 | F40300000 |  | SNR0
SNR-H00SAA10AH011-M01 | Motor |  | OPERATING | OPERATING | E070 | SNR0-2E0 | F40300000 |  | SNR0
SNR-H00SAA10AH011KA01 | Valve Inlet |  | OPERATING | OPERATING | E070 | SNR0-2M0 | F40300000 |  | SNR0
SNR-H00SAA10AH011KA02 | Valve Outlet |  | OPERATING | OPERATING | E070 | SNR0-2M0 | F40300000 |  | SNR0
SNR-H00SAA10AH011KN01 | Fan |  | OPERATING | OPERATING | E070 | SNR0-2M0 | F40300000 |  | SNR0
SNR-H00SAA10AH011MK01 | Coupling |  | OPERATING | OPERATING | E070 | SNR0-2M0 | F40300000 |  | SNR0
SNR-H00SAA10AH020 | AIR 60 TONS SET NO.2 |  | OPERATING | OPERATING | E070 | SNR0-2M0 | F40300000 |  | SNR0
SNR-H00SAA10AH020-M01 | Motor |  | OPERATING | OPERATING | E070 | SNR0-2E0 | F40300000 |  | SNR0
SNR-H00SAA10AH020KA01 | Valve Inlet |  | OPERATING | OPERATING | E070 | SNR0-2M0 | F40300000 |  | SNR0
SNR-H00SAA10AH020KA02 | Valve Outlet |  | OPERATING | OPERATING | E070 | SNR0-2M0 | F40300000 |  | SNR0
SNR-H00SAA10AH020KN01 | Fan |  | OPERATING | OPERATING | E070 | SNR0-2M0 | F40300000 |  | SNR0
SNR-H00SAA10AH020MK01 | Coupling |  | OPERATING | OPERATING | E070 | SNR0-2M0 | F40300000 |  | SNR0
SNR-H00SAA10AH020MR01 | PIPE |  | OPERATING | OPERATING | E070 | SNR0-2M0 | F40300000 |  | SNR0
SNR-H00SAA10AH021 | COOLING TOWER SET NO.2 60 T. |  | OPERATING | OPERATING | E070 | SNR0-2M0 | F40300000 |  | SNR0
SNR-H00SAA10AH101 | AHU NO. 1 FOR AIR 286 T.(FLOOR1) |  | OPERATING | OPERATING | E070 | SNR0-2M0 | F40300000 |  | SNR0
SNR-H00SAA10AH101-B01 | THERMOMETER |  | OPERATING | OPERATING | E070 | SNR0-2M0 | F40300000 |  | SNR0
SNR-H00SAA10AH101-M01 | MOTOR |  | OPERATING | OPERATING | E070 | SNR0-2E0 | F40300000 |  | SNR0
SNR-H00SAA10AH101KA01 | VALVE INLET |  | OPERATING | OPERATING | E070 | SNR0-2M0 | F40300000 |  | SNR0
SNR-H00SAA10AH101KA02 | VALVE OUTLET |  | OPERATING | OPERATING | E070 | SNR0-2M0 | F40300000 |  | SNR0
SNR-H00SAA10AH101KA03 | BY PASS VALVE |  | OPERATING | OPERATING | E070 | SNR0-2M0 | F40300000 |  | SNR0
SNR-H00SAA10AH101KA04 | VALVE PRESSURE GAUGE |  | OPERATING | OPERATING | E070 | SNR0-2M0 | F40300000 |  | SNR0
SNR-H00SAA10AH101KA05 | VALVE PRESSURE GAUGE |  | OPERATING | OPERATING | E070 | SNR0-2M0 | F40300000 |  | SNR0
SNR-H00SAA10AH101KC01 | FAN COIL |  | OPERATING | OPERATING | E070 | SNR0-2M0 | F40300000 |  | SNR0
SNR-H00SAA10AH101KN01 | BLOWER |  | OPERATING | OPERATING | E070 | SNR0-2M0 | F40300000 |  | SNR0
SNR-H00SAA10AH101QP01 | PRESSURE GAUGE |  | OPERATING | OPERATING | E070 | SNR0-2E0 | F40300000 |  | SNR0
SNR-H00SAA10AH101QP02 | PRESSURE GAUGE |  | OPERATING | OPERATING | E070 | SNR0-2E0 | F40300000 |  | SNR0
SNR-H00SAA10AH102 | AHU NO. 2 FOR AIR 286 T. (FLOOR3) |  | OPERATING | OPERATING | E070 | SNR0-2M0 | F40300000 |  | SNR0
SNR-H00SAA10AH102-B01 | THERMOMETER |  | OPERATING | OPERATING | E070 | SNR0-2M0 | F40300000 |  | SNR0
SNR-H00SAA10AH102-M01 | MOTOR |  | OPERATING | OPERATING | E070 | SNR0-2E0 | F40300000 |  | SNR0
SNR-H00SAA10AH102KA01 | VALVE INLET |  | OPERATING | OPERATING | E070 | SNR0-2M0 | F40300000 |  | SNR0
SNR-H00SAA10AH102KA02 | VALVE OUTLET |  | OPERATING | OPERATING | E070 | SNR0-2M0 | F40300000 |  | SNR0
SNR-H00SAA10AH102KA03 | BY PASS VALVE |  | OPERATING | OPERATING | E070 | SNR0-2M0 | F40300000 |  | SNR0
SNR-H00SAA10AH102KA04 | VALVE PRESSURE GAUGE |  | OPERATING | OPERATING | E070 | SNR0-2M0 | F40300000 |  | SNR0
SNR-H00SAA10AH102KA05 | VALVE PRESSURE GAUGE |  | OPERATING | OPERATING | E070 | SNR0-2M0 | F40300000 |  | SNR0
SNR-H00SAA10AH102KC01 | FAN COIL |  | OPERATING | OPERATING | E070 | SNR0-2M0 | F40300000 |  | SNR0
SNR-H00SAA10AH102KN01 | BLOWER |  | OPERATING | OPERATING | E070 | SNR0-2M0 | F40300000 |  | SNR0
SNR-H00SAA10AH102QP01 | PRESSURE GAUGE |  | OPERATING | OPERATING | E070 | SNR0-2E0 | F40300000 |  | SNR0
SNR-H00SAA10AH102QP02 | PRESSURE GAUGE |  | OPERATING | OPERATING | E070 | SNR0-2E0 | F40300000 |  | SNR0
SNR-H00SAA10AH103 | AHU NO. 3 FOR AIR 286 T. (FLOOR4) |  | OPERATING | OPERATING | E070 | SNR0-2M0 | F40300000 |  | SNR0
SNR-H00SAA10AH103-B01 | THERMOMETER |  | OPERATING | OPERATING | E070 | SNR0-2M0 | F40300000 |  | SNR0
SNR-H00SAA10AH103-M01 | MOTOR |  | OPERATING | OPERATING | E070 | SNR0-2E0 | F40300000 |  | SNR0
SNR-H00SAA10AH103KA01 | VALVE INLET |  | OPERATING | OPERATING | E070 | SNR0-2M0 | F40300000 |  | SNR0
SNR-H00SAA10AH103KA02 | VALVE OUTLET |  | OPERATING | OPERATING | E070 | SNR0-2M0 | F40300000 |  | SNR0
SNR-H00SAA10AH103KA03 | BY PASS VALVE |  | OPERATING | OPERATING | E070 | SNR0-2M0 | F40300000 |  | SNR0
SNR-H00SAA10AH103KA04 | VALVE PRESSURE GAUGE |  | OPERATING | OPERATING | E070 | SNR0-2M0 | F40300000 |  | SNR0
SNR-H00SAA10AH103KA05 | VALVE PRESSURE GAUGE |  | OPERATING | OPERATING | E070 | SNR0-2M0 | F40300000 |  | SNR0
SNR-H00SAA10AH103KC01 | FAN COIL |  | OPERATING | OPERATING | E070 | SNR0-2M0 | F40300000 |  | SNR0
SNR-H00SAA10AH103KN01 | BLOWER |  | OPERATING | OPERATING | E070 | SNR0-2M0 | F40300000 |  | SNR0
SNR-H00SAA10AH103QP01 | PRESSURE GAUGE |  | OPERATING | OPERATING | E070 | SNR0-2E0 | F40300000 |  | SNR0
SNR-H00SAA10AH103QP02 | PRESSURE GAUGE |  | OPERATING | OPERATING | E070 | SNR0-2E0 | F40300000 |  | SNR0
SNR-H00SAA10AH104 | AHU-01 FOR AIR 286 TONS (B2)โรงไฟฟ้า |  | OPERATING | OPERATING | E070 | SNR0-2M0 | F40300000 |  | SNR0
SNR-H00SAA10AH104-B01 | THERMOMETER |  | OPERATING | OPERATING | E070 | SNR0-2M0 | F40300000 |  | SNR0
SNR-H00SAA10AH104-M01 | MOTOR |  | OPERATING | OPERATING | E070 | SNR0-2E0 | F40300000 |  | SNR0
SNR-H00SAA10AH104KA01 | VALVE INLET |  | OPERATING | OPERATING | E070 | SNR0-2M0 | F40300000 |  | SNR0
SNR-H00SAA10AH104KA02 | VALVE OUTLET |  | OPERATING | OPERATING | E070 | SNR0-2M0 | F40300000 |  | SNR0
SNR-H00SAA10AH104KA03 | BY PASS VALVE |  | OPERATING | OPERATING | E070 | SNR0-2M0 | F40300000 |  | SNR0
SNR-H00SAA10AH104KA04 | VALVE PRESSURE GAUGE |  | OPERATING | OPERATING | E070 | SNR0-2M0 | F40300000 |  | SNR0
SNR-H00SAA10AH104KA05 | VALVE PRESSURE GAUGE |  | OPERATING | OPERATING | E070 | SNR0-2M0 | F40300000 |  | SNR0
SNR-H00SAA10AH104KC01 | FAN COIL |  | OPERATING | OPERATING | E070 | SNR0-2M0 | F40300000 |  | SNR0
SNR-H00SAA10AH104KN01 | BLOWER |  | OPERATING | OPERATING | E070 | SNR0-2M0 | F40300000 |  | SNR0
SNR-H00SAA10AH104QP01 | PRESSURE GAUGE |  | OPERATING | OPERATING | E070 | SNR0-2E0 | F40300000 |  | SNR0
SNR-H00SAA10AH104QP02 | PRESSURE GAUGE |  | OPERATING | OPERATING | E070 | SNR0-2E0 | F40300000 |  | SNR0
SNR-H00SAA10AH105 | AHU-02 FOR AIR 286 TONS (B2)โรงไฟฟ้า |  | OPERATING | OPERATING | E070 | SNR0-2M0 | F40300000 |  | SNR0
SNR-H00SAA10AH105-B01 | THERMOMETER |  | OPERATING | OPERATING | E070 | SNR0-2M0 | F40300000 |  | SNR0
SNR-H00SAA10AH105-M01 | MOTOR |  | OPERATING | OPERATING | E070 | SNR0-2E0 | F40300000 |  | SNR0
SNR-H00SAA10AH105KA01 | VALVE INLET |  | OPERATING | OPERATING | E070 | SNR0-2M0 | F40300000 |  | SNR0
SNR-H00SAA10AH105KA02 | VALVE OUTLET |  | OPERATING | OPERATING | E070 | SNR0-2M0 | F40300000 |  | SNR0
SNR-H00SAA10AH105KA03 | BY PASS VALVE |  | OPERATING | OPERATING | E070 | SNR0-2M0 | F40300000 |  | SNR0
SNR-H00SAA10AH105KA04 | VALVE PRESSURE GAUGE |  | OPERATING | OPERATING | E070 | SNR0-2M0 | F40300000 |  | SNR0
SNR-H00SAA10AH105KA05 | VALVE PRESSURE GAUGE |  | OPERATING | OPERATING | E070 | SNR0-2M0 | F40300000 |  | SNR0
SNR-H00SAA10AH105KC01 | FAN COIL |  | OPERATING | OPERATING | E070 | SNR0-2M0 | F40300000 |  | SNR0
SNR-H00SAA10AH105KN01 | BLOWER |  | OPERATING | OPERATING | E070 | SNR0-2M0 | F40300000 |  | SNR0
SNR-H00SAA10AH105QP01 | PRESSURE GAUGE |  | OPERATING | OPERATING | E070 | SNR0-2E0 | F40300000 |  | SNR0
SNR-H00SAA10AH105QP02 | PRESSURE GAUGE |  | OPERATING | OPERATING | E070 | SNR0-2E0 | F40300000 |  | SNR0
SNR-H00SAA10AH106 | AHU-03 FOR AIR 286 TONS (B2)โรงไฟฟ้า |  | OPERATING | OPERATING | E070 | SNR0-2M0 | F40300000 |  | SNR0
SNR-H00SAA10AH106-B01 | THERMOMETER |  | OPERATING | OPERATING | E070 | SNR0-2M0 | F40300000 |  | SNR0
SNR-H00SAA10AH106-M01 | MOTOR |  | OPERATING | OPERATING | E070 | SNR0-2E0 | F40300000 |  | SNR0
SNR-H00SAA10AH106KA01 | VALVE INLET |  | OPERATING | OPERATING | E070 | SNR0-2M0 | F40300000 |  | SNR0
SNR-H00SAA10AH106KA02 | VALVE OUTLET |  | OPERATING | OPERATING | E070 | SNR0-2M0 | F40300000 |  | SNR0
SNR-H00SAA10AH106KA03 | BY PASS VALVE |  | OPERATING | OPERATING | E070 | SNR0-2M0 | F40300000 |  | SNR0
SNR-H00SAA10AH106KA04 | VALVE PRESSURE GAUGE |  | OPERATING | OPERATING | E070 | SNR0-2M0 | F40300000 |  | SNR0
SNR-H00SAA10AH106KA05 | VALVE PRESSURE GAUGE |  | OPERATING | OPERATING | E070 | SNR0-2M0 | F40300000 |  | SNR0
SNR-H00SAA10AH106KC01 | FAN COIL |  | OPERATING | OPERATING | E070 | SNR0-2M0 | F40300000 |  | SNR0
SNR-H00SAA10AH106KN01 | BLOWER |  | OPERATING | OPERATING | E070 | SNR0-2M0 | F40300000 |  | SNR0
SNR-H00SAA10AH106QP01 | PRESSURE GAUGE |  | OPERATING | OPERATING | E070 | SNR0-2E0 | F40300000 |  | SNR0
SNR-H00SAA10AH106QP02 | PRESSURE GAUGE |  | OPERATING | OPERATING | E070 | SNR0-2E0 | F40300000 |  | SNR0
SNR-H00SAA10AH107 | AHU-04 FOR AIR 286 TONS (B4)โรงไฟฟ้า |  | OPERATING | OPERATING | E070 | SNR0-2M0 | F40300000 |  | SNR0
SNR-H00SAA10AH107-B01 | THERMOMETER |  | OPERATING | OPERATING | E070 | SNR0-2M0 | F40300000 |  | SNR0
SNR-H00SAA10AH107-M01 | MOTOR |  | OPERATING | OPERATING | E070 | SNR0-2E0 | F40300000 |  | SNR0
SNR-H00SAA10AH107KA01 | VALVE INLET |  | OPERATING | OPERATING | E070 | SNR0-2M0 | F40300000 |  | SNR0
SNR-H00SAA10AH107KA02 | VALVE OUTLET |  | OPERATING | OPERATING | E070 | SNR0-2M0 | F40300000 |  | SNR0
SNR-H00SAA10AH107KA03 | BY PASS VALVE |  | OPERATING | OPERATING | E070 | SNR0-2M0 | F40300000 |  | SNR0
SNR-H00SAA10AH107KA04 | VALVE PRESSURE GAUGE |  | OPERATING | OPERATING | E070 | SNR0-2M0 | F40300000 |  | SNR0
SNR-H00SAA10AH107KA05 | VALVE PRESSURE GAUGE |  | OPERATING | OPERATING | E070 | SNR0-2M0 | F40300000 |  | SNR0
SNR-H00SAA10AH107KC01 | FAN COIL |  | OPERATING | OPERATING | E070 | SNR0-2M0 | F40300000 |  | SNR0
SNR-H00SAA10AH107KN01 | BLOWER |  | OPERATING | OPERATING | E070 | SNR0-2M0 | F40300000 |  | SNR0
SNR-H00SAA10AH107QP01 | PRESSURE GAUGE |  | OPERATING | OPERATING | E070 | SNR0-2E0 | F40300000 |  | SNR0
SNR-H00SAA10AH107QP02 | PRESSURE GAUGE |  | OPERATING | OPERATING | E070 | SNR0-2E0 | F40300000 |  | SNR0
SNR-H00SAA10AH108 | AHU-05 FOR AIR 286 TONS (B4)โรงไฟฟ้า |  | OPERATING | OPERATING | E070 | SNR0-2M0 | F40300000 |  | SNR0
SNR-H00SAA10AH108-B01 | THERMOMETER |  | OPERATING | OPERATING | E070 | SNR0-2M0 | F40300000 |  | SNR0
SNR-H00SAA10AH108-M01 | MOTOR |  | OPERATING | OPERATING | E070 | SNR0-2E0 | F40300000 |  | SNR0
SNR-H00SAA10AH108KA01 | VALVE INLET |  | OPERATING | OPERATING | E070 | SNR0-2M0 | F40300000 |  | SNR0
SNR-H00SAA10AH108KA02 | VALVE OUTLET |  | OPERATING | OPERATING | E070 | SNR0-2M0 | F40300000 |  | SNR0
SNR-H00SAA10AH108KA03 | BY PASS VALVE |  | OPERATING | OPERATING | E070 | SNR0-2M0 | F40300000 |  | SNR0
SNR-H00SAA10AH108KA04 | VALVE PRESSURE GAUGE |  | OPERATING | OPERATING | E070 | SNR0-2M0 | F40300000 |  | SNR0
SNR-H00SAA10AH108KA05 | VALVE PRESSURE GAUGE |  | OPERATING | OPERATING | E070 | SNR0-2M0 | F40300000 |  | SNR0
SNR-H00SAA10AH108KC01 | FAN COIL |  | OPERATING | OPERATING | E070 | SNR0-2M0 | F40300000 |  | SNR0
SNR-H00SAA10AH108KN01 | BLOWER |  | OPERATING | OPERATING | E070 | SNR0-2M0 | F40300000 |  | SNR0
SNR-H00SAA10AH108QP01 | PRESSURE GAUGE |  | OPERATING | OPERATING | E070 | SNR0-2E0 | F40300000 |  | SNR0
SNR-H00SAA10AH108QP02 | PRESSURE GAUGE |  | OPERATING | OPERATING | E070 | SNR0-2E0 | F40300000 |  | SNR0
SNR-H00SAA10AH109 | AHU-6A FOR AIR 286 TONS (B2)โรงไฟฟ้า |  | OPERATING | OPERATING | E070 | SNR0-2M0 | F40300000 |  | SNR0
SNR-H00SAA10AH109-B01 | THERMOMETER |  | OPERATING | OPERATING | E070 | SNR0-2M0 | F40300000 |  | SNR0
SNR-H00SAA10AH109-M01 | MOTOR |  | OPERATING | OPERATING | E070 | SNR0-2E0 | F40300000 |  | SNR0
SNR-H00SAA10AH109KA01 | VALVE INLET |  | OPERATING | OPERATING | E070 | SNR0-2M0 | F40300000 |  | SNR0
SNR-H00SAA10AH109KA02 | VALVE OUTLET |  | OPERATING | OPERATING | E070 | SNR0-2M0 | F40300000 |  | SNR0
SNR-H00SAA10AH109KA03 | BY PASS VALVE |  | OPERATING | OPERATING | E070 | SNR0-2M0 | F40300000 |  | SNR0
SNR-H00SAA10AH109KA04 | VALVE PRESSURE GAUGE |  | OPERATING | OPERATING | E070 | SNR0-2M0 | F40300000 |  | SNR0
SNR-H00SAA10AH109KA05 | VALVE PRESSURE GAUGE |  | OPERATING | OPERATING | E070 | SNR0-2M0 | F40300000 |  | SNR0
SNR-H00SAA10AH109KC01 | FAN COIL |  | OPERATING | OPERATING | E070 | SNR0-2M0 | F40300000 |  | SNR0
SNR-H00SAA10AH109KN01 | BLOWER |  | OPERATING | OPERATING | E070 | SNR0-2M0 | F40300000 |  | SNR0
SNR-H00SAA10AH109QP01 | PRESSURE GAUGE |  | OPERATING | OPERATING | E070 | SNR0-2E0 | F40300000 |  | SNR0
SNR-H00SAA10AH109QP02 | PRESSURE GAUGE |  | OPERATING | OPERATING | E070 | SNR0-2E0 | F40300000 |  | SNR0
SNR-H00SAA10AH110 | AHU-6B FOR AIR 286 TONS (B2)โรงไฟฟ้า |  | OPERATING | OPERATING | E070 | SNR0-2M0 | F40300000 |  | SNR0
SNR-H00SAA10AH110-B01 | THERMOMETER |  | OPERATING | OPERATING | E070 | SNR0-2M0 | F40300000 |  | SNR0
SNR-H00SAA10AH110-M01 | MOTOR |  | OPERATING | OPERATING | E070 | SNR0-2E0 | F40300000 |  | SNR0
SNR-H00SAA10AH110KA01 | VALVE INLET |  | OPERATING | OPERATING | E070 | SNR0-2M0 | F40300000 |  | SNR0
SNR-H00SAA10AH110KA02 | VALVE OUTLET |  | OPERATING | OPERATING | E070 | SNR0-2M0 | F40300000 |  | SNR0
SNR-H00SAA10AH110KA03 | BY PASS VALVE |  | OPERATING | OPERATING | E070 | SNR0-2M0 | F40300000 |  | SNR0
SNR-H00SAA10AH110KA04 | VALVE PRESSURE GAUGE |  | OPERATING | OPERATING | E070 | SNR0-2M0 | F40300000 |  | SNR0
SNR-H00SAA10AH110KA05 | VALVE PRESSURE GAUGE |  | OPERATING | OPERATING | E070 | SNR0-2M0 | F40300000 |  | SNR0
SNR-H00SAA10AH110KC01 | FAN COIL |  | OPERATING | OPERATING | E070 | SNR0-2M0 | F40300000 |  | SNR0
SNR-H00SAA10AH110KN01 | BLOWER |  | OPERATING | OPERATING | E070 | SNR0-2M0 | F40300000 |  | SNR0
SNR-H00SAA10AH110QP01 | PRESSURE GAUGE |  | OPERATING | OPERATING | E070 | SNR0-2E0 | F40300000 |  | SNR0
SNR-H00SAA10AH110QP02 | PRESSURE GAUGE |  | OPERATING | OPERATING | E070 | SNR0-2E0 | F40300000 |  | SNR0
SNR-H00SAA10AH111 | AHU-7 FOR AIR 286 TONS (B4)โรงไฟฟ้า |  | OPERATING | OPERATING | E070 | SNR0-2M0 | F40300000 |  | SNR0
SNR-H00SAA10AH111-B01 | THERMOMETER |  | OPERATING | OPERATING | E070 | SNR0-2M0 | F40300000 |  | SNR0
SNR-H00SAA10AH111-M01 | MOTOR |  | OPERATING | OPERATING | E070 | SNR0-2E0 | F40300000 |  | SNR0
SNR-H00SAA10AH111KA01 | VALVE INLET |  | OPERATING | OPERATING | E070 | SNR0-2M0 | F40300000 |  | SNR0
SNR-H00SAA10AH111KA02 | VALVE OUTLET |  | OPERATING | OPERATING | E070 | SNR0-2M0 | F40300000 |  | SNR0
SNR-H00SAA10AH111KA03 | BY PASS VALVE |  | OPERATING | OPERATING | E070 | SNR0-2M0 | F40300000 |  | SNR0
SNR-H00SAA10AH111KA04 | VALVE PRESSURE GAUGE |  | OPERATING | OPERATING | E070 | SNR0-2M0 | F40300000 |  | SNR0
SNR-H00SAA10AH111KA05 | VALVE PRESSURE GAUGE |  | OPERATING | OPERATING | E070 | SNR0-2M0 | F40300000 |  | SNR0
SNR-H00SAA10AH111KC01 | FAN COIL |  | OPERATING | OPERATING | E070 | SNR0-2M0 | F40300000 |  | SNR0
SNR-H00SAA10AH111KN01 | BLOWER |  | OPERATING | OPERATING | E070 | SNR0-2M0 | F40300000 |  | SNR0
SNR-H00SAA10AH111QP01 | PRESSURE GAUGE |  | OPERATING | OPERATING | E070 | SNR0-2E0 | F40300000 |  | SNR0
SNR-H00SAA10AH111QP02 | PRESSURE GAUGE |  | OPERATING | OPERATING | E070 | SNR0-2E0 | F40300000 |  | SNR0
SNR-H00SAA20 | AIR CONDITION 286 TONS |  | OPERATING | OPERATING | E070 | SNR0-2M0 | F40300000 |  | SNR0
SNR-H00SAA20AH001 | COOLING TOWER SET NO.1 286 T. |  | OPERATING | OPERATING | E070 | SNR0-2M0 | F40300000 |  | SNR0
SNR-H00SAA20AH002 | COOLING TOWER SET NO.2 286 T. |  | OPERATING | OPERATING | E070 | SNR0-2M0 | F40300000 |  | SNR0
SNR-H00SAA20AH002-M01 | Motor |  | OPERATING | OPERATING | E070 | SNR0-2E0 | F40300000 |  | SNR0
SNR-H00SAA20AH002KA01 | Valve Inlet |  | OPERATING | OPERATING | E070 | SNR0-2M0 | F40300000 |  | SNR0
SNR-H00SAA20AH002KA02 | Valve Outlet |  | OPERATING | OPERATING | E070 | SNR0-2M0 | F40300000 |  | SNR0
SNR-H00SAA20AH002KN01 | Fan |  | OPERATING | OPERATING | E070 | SNR0-2M0 | F40300000 |  | SNR0
SNR-H00SAA20AH002MK01 | Coupling |  | OPERATING | OPERATING | E070 | SNR0-2M0 | F40300000 |  | SNR0
SNR-H00SAA20AH030 | AIR 290 TONS SET NO.1 |  | OPERATING | OPERATING | E070 | SNR0-2M0 | F40300000 |  | SNR0
SNR-H00SAA20AH030MR01 | PIPE |  | OPERATING | OPERATING | E070 | SNR0-2M0 | F40300000 |  | SNR0
SNR-H00SAA20AH040 | AIR 286 TONS SET NO.2 |  | OPERATING | OPERATING | E070 | SNR0-2M0 | F40300000 |  | SNR0
SNR-H00SAA20AH040MR01 | PIPE |  | OPERATING | OPERATING | E070 | SNR0-2M0 | F40300000 |  | SNR0
SNR-H00SAA20AP001 | CONDENSER WATER PUMP NO.1 286 T. |  | OPERATING | OPERATING | E070 | SNR0-2M0 | F40300000 |  | SNR0
SNR-H00SAA20AP001-M01 | Motor |  | OPERATING | OPERATING | E070 | SNR0-2E0 | F40300000 |  | SNR0
SNR-H00SAA20AP001KA01 | Valve Inlet |  | OPERATING | OPERATING | E070 | SNR0-2M0 | F40300000 |  | SNR0
SNR-H00SAA20AP001KA02 | Valve Outlet |  | OPERATING | OPERATING | E070 | SNR0-2M0 | F40300000 |  | SNR0
SNR-H00SAA20AP001KP01 | Pump |  | OPERATING | OPERATING | E070 | SNR0-2M0 | F40300000 |  | SNR0
SNR-H00SAA20AP001MK01 | Coupling |  | OPERATING | OPERATING | E070 | SNR0-2M0 | F40300000 |  | SNR0
SNR-H00SAA20AP002 | CONDENSER WATER PUMP NO.2 286 T. |  | OPERATING | OPERATING | E070 | SNR0-2M0 | F40300000 |  | SNR0
SNR-H00SAA20AP002-M01 | Motor |  | OPERATING | OPERATING | E070 | SNR0-2E0 | F40300000 |  | SNR0
SNR-H00SAA20AP002KA01 | Valve Inlet |  | OPERATING | OPERATING | E070 | SNR0-2M0 | F40300000 |  | SNR0
SNR-H00SAA20AP002KA02 | Valve Outlet |  | OPERATING | OPERATING | E070 | SNR0-2M0 | F40300000 |  | SNR0
SNR-H00SAA20AP002KP01 | Pump |  | OPERATING | OPERATING | E070 | SNR0-2M0 | F40300000 |  | SNR0
SNR-H00SAA20AP002MK01 | Coupling |  | OPERATING | OPERATING | E070 | SNR0-2M0 | F40300000 |  | SNR0
SNR-H00SAA20AP003 | CHILER WATER PUMP NO.1 286 T. |  | OPERATING | OPERATING | E070 | SNR0-2M0 | F40300000 |  | SNR0
SNR-H00SAA20AP003-M01 | Motor |  | OPERATING | OPERATING | E070 | SNR0-2E0 | F40300000 |  | SNR0
SNR-H00SAA20AP003KA01 | Valve Inlet |  | OPERATING | OPERATING | E070 | SNR0-2M0 | F40300000 |  | SNR0
SNR-H00SAA20AP003KA02 | Valve Outlet |  | OPERATING | OPERATING | E070 | SNR0-2M0 | F40300000 |  | SNR0
SNR-H00SAA20AP003KP01 | Pump |  | OPERATING | OPERATING | E070 | SNR0-2M0 | F40300000 |  | SNR0
SNR-H00SAA20AP003MK01 | Coupling |  | OPERATING | OPERATING | E070 | SNR0-2M0 | F40300000 |  | SNR0
SNR-H00SAA20AP004 | CHILER WATER PUMP NO.2 286 T. |  | OPERATING | OPERATING | E070 | SNR0-2M0 | F40300000 |  | SNR0
SNR-H00SAA20AP004-M01 | Motor |  | OPERATING | OPERATING | E070 | SNR0-2E0 | F40300000 |  | SNR0
SNR-H00SAA20AP004KA01 | Valve Inlet |  | OPERATING | OPERATING | E070 | SNR0-2M0 | F40300000 |  | SNR0
SNR-H00SAA20AP004KA02 | Valve Outlet |  | OPERATING | OPERATING | E070 | SNR0-2M0 | F40300000 |  | SNR0
SNR-H00SAA20AP004KP01 | Pump |  | OPERATING | OPERATING | E070 | SNR0-2M0 | F40300000 |  | SNR0
SNR-H00SAA20AP004MK01 | Coupling |  | OPERATING | OPERATING | E070 | SNR0-2M0 | F40300000 |  | SNR0
SNR-H00SAB | SNR # 00 FAN COIL UNIT |  | OPERATING | OPERATING | E070 | SNR0-2M0 | F40300000 |  | SNR0
SNR-H00SAB10 | FAN COIL UNIT |  | OPERATING | OPERATING | E070 | SNR0-2M0 | F40300000 |  | SNR0
SNR-H00SAB10AH301 | FAN COIL UNIT 286 T. NO.1 FLOOR 5 |  | OPERATING | OPERATING | E070 | SNR0-2M0 | F40300000 |  | SNR0
SNR-H00SAB10AH301-M01 | MOTOR |  | OPERATING | OPERATING | E070 | SNR0-2E0 | F40300000 |  | SNR0
SNR-H00SAB10AH301KC01 | FAN COIL |  | OPERATING | OPERATING | E070 | SNR0-2M0 | F40300000 |  | SNR0
SNR-H00SAB10AH301KN01 | BLOWER |  | OPERATING | OPERATING | E070 | SNR0-2M0 | F40300000 |  | SNR0
SNR-H00SAB10AH302 | FAN COIL UNIT 286 T. NO.2 FLOOR 5 |  | OPERATING | OPERATING | E070 | SNR0-2M0 | F40300000 |  | SNR0
SNR-H00SAB10AH302-M01 | MOTOR |  | OPERATING | OPERATING | E070 | SNR0-2E0 | F40300000 |  | SNR0
SNR-H00SAB10AH302KC01 | FAN COIL |  | OPERATING | OPERATING | E070 | SNR0-2M0 | F40300000 |  | SNR0
SNR-H00SAB10AH302KN01 | BLOWER |  | OPERATING | OPERATING | E070 | SNR0-2M0 | F40300000 |  | SNR0
SNR-H00SAB10AH303 | FAN COIL UNIT 286 T. NO.3 FLOOR 5 |  | OPERATING | OPERATING | E070 | SNR0-2M0 | F40300000 |  | SNR0
SNR-H00SAB10AH303-M01 | MOTOR |  | OPERATING | OPERATING | E070 | SNR0-2E0 | F40300000 |  | SNR0
SNR-H00SAB10AH303KC01 | FAN COIL |  | OPERATING | OPERATING | E070 | SNR0-2M0 | F40300000 |  | SNR0
SNR-H00SAB10AH303KN01 | BLOWER |  | OPERATING | OPERATING | E070 | SNR0-2M0 | F40300000 |  | SNR0
SNR-H00SAB10AH304 | FAN COIL UNIT 286 T. NO.4 FLOOR 5 |  | OPERATING | OPERATING | E070 | SNR0-2M0 | F40300000 |  | SNR0
SNR-H00SAB10AH304-M01 | MOTOR |  | OPERATING | OPERATING | E070 | SNR0-2E0 | F40300000 |  | SNR0
SNR-H00SAB10AH304KC01 | FAN COIL |  | OPERATING | OPERATING | E070 | SNR0-2M0 | F40300000 |  | SNR0
SNR-H00SAB10AH304KN01 | BLOWER |  | OPERATING | OPERATING | E070 | SNR0-2M0 | F40300000 |  | SNR0
SNR-H00SAB10AH305 | FAN COIL UNIT 286 T. NO.5 FLOOR 5 |  | OPERATING | OPERATING | E070 | SNR0-2M0 | F40300000 |  | SNR0
SNR-H00SAB10AH305-M01 | MOTOR |  | OPERATING | OPERATING | E070 | SNR0-2E0 | F40300000 |  | SNR0
SNR-H00SAB10AH305KC01 | FAN COIL |  | OPERATING | OPERATING | E070 | SNR0-2M0 | F40300000 |  | SNR0
SNR-H00SAB10AH305KN01 | BLOWER |  | OPERATING | OPERATING | E070 | SNR0-2M0 | F40300000 |  | SNR0
SNR-H00SAB10AH306 | FAN COIL UNIT 286 T. NO.6 FLOOR 5 |  | OPERATING | OPERATING | E070 | SNR0-2M0 | F40300000 |  | SNR0
SNR-H00SAB10AH306-M01 | MOTOR |  | OPERATING | OPERATING | E070 | SNR0-2E0 | F40300000 |  | SNR0
SNR-H00SAB10AH306KC01 | FAN COIL |  | OPERATING | OPERATING | E070 | SNR0-2M0 | F40300000 |  | SNR0
SNR-H00SAB10AH306KN01 | BLOWER |  | OPERATING | OPERATING | E070 | SNR0-2M0 | F40300000 |  | SNR0
SNR-H00SAB10AH307 | FAN COIL UNIT 286 T. NO.7 FLOOR 5 |  | OPERATING | OPERATING | E070 | SNR0-2M0 | F40300000 |  | SNR0
SNR-H00SAB10AH307-M01 | MOTOR |  | OPERATING | OPERATING | E070 | SNR0-2E0 | F40300000 |  | SNR0
SNR-H00SAB10AH307KC01 | FAN COIL |  | OPERATING | OPERATING | E070 | SNR0-2M0 | F40300000 |  | SNR0
SNR-H00SAB10AH307KN01 | BLOWER |  | OPERATING | OPERATING | E070 | SNR0-2M0 | F40300000 |  | SNR0
SNR-H00SAB10AH308 | FAN COIL UNIT 286 T. NO.8 FLOOR 5 |  | OPERATING | OPERATING | E070 | SNR0-2M0 | F40300000 |  | SNR0
SNR-H00SAB10AH308-M01 | MOTOR |  | OPERATING | OPERATING | E070 | SNR0-2E0 | F40300000 |  | SNR0
SNR-H00SAB10AH308KC01 | FAN COIL |  | OPERATING | OPERATING | E070 | SNR0-2M0 | F40300000 |  | SNR0
SNR-H00SAB10AH308KN01 | BLOWER |  | OPERATING | OPERATING | E070 | SNR0-2M0 | F40300000 |  | SNR0
SNR-H00SAB10AH309 | FAN COIL UNIT 286 T. NO.9 ELEVATOR ROOM |  | OPERATING | OPERATING | E070 | SNR0-2M0 | F40300000 |  | SNR0
SNR-H00SAB10AH309-M01 | MOTOR |  | OPERATING | OPERATING | E070 | SNR0-2E0 | F40300000 |  | SNR0
SNR-H00SAB10AH309KC01 | FAN COIL |  | OPERATING | OPERATING | E070 | SNR0-2M0 | F40300000 |  | SNR0
SNR-H00SAB10AH309KN01 | BLOWER |  | OPERATING | OPERATING | E070 | SNR0-2M0 | F40300000 |  | SNR0
SNR-H00SAB10AH310 | FAN COIL UNIT 286 T. NO.10 STORE บฟ. |  | OPERATING | OPERATING | E070 | SNR0-2M0 | F40300000 |  | SNR0
SNR-H00SAB10AH310-M01 | MOTOR |  | OPERATING | OPERATING | E070 | SNR0-2E0 | F40300000 |  | SNR0
SNR-H00SAB10AH310KC01 | FAN COIL |  | OPERATING | OPERATING | E070 | SNR0-2M0 | F40300000 |  | SNR0
SNR-H00SAB10AH310KN01 | BLOWER |  | OPERATING | OPERATING | E070 | SNR0-2M0 | F40300000 |  | SNR0
SNR-H00SAB10AH311 | FAN COIL UNIT 286 T. NO.11 STORE บฟ. |  | OPERATING | OPERATING | E070 | SNR0-2M0 | F40300000 |  | SNR0
SNR-H00SAB10AH311-M01 | MOTOR |  | OPERATING | OPERATING | E070 | SNR0-2E0 | F40300000 |  | SNR0
SNR-H00SAB10AH311KC01 | FAN COIL |  | OPERATING | OPERATING | E070 | SNR0-2M0 | F40300000 |  | SNR0
SNR-H00SAB10AH311KN01 | BLOWER |  | OPERATING | OPERATING | E070 | SNR0-2M0 | F40300000 |  | SNR0
SNR-H00SAB10AH312 | FAN COIL UNIT 286 T. NO.12 STORE บค. |  | OPERATING | OPERATING | E070 | SNR0-2M0 | F40300000 |  | SNR0
SNR-H00SAB10AH312-M01 | MOTOR |  | OPERATING | OPERATING | E070 | SNR0-2E0 | F40300000 |  | SNR0
SNR-H00SAB10AH312KC01 | FAN COIL |  | OPERATING | OPERATING | E070 | SNR0-2M0 | F40300000 |  | SNR0
SNR-H00SAB10AH312KN01 | BLOWER |  | OPERATING | OPERATING | E070 | SNR0-2M0 | F40300000 |  | SNR0
SNR-H00SAB10AH313 | FAN COIL UNIT 286 T. NO.A OFFICE บค. |  | OPERATING | OPERATING | E070 | SNR0-2M0 | F40300000 |  | SNR0
SNR-H00SAB10AH313-M01 | MOTOR |  | OPERATING | OPERATING | E070 | SNR0-2E0 | F40300000 |  | SNR0
SNR-H00SAB10AH313KC01 | FAN COIL |  | OPERATING | OPERATING | E070 | SNR0-2M0 | F40300000 |  | SNR0
SNR-H00SAB10AH313KN01 | BLOWER |  | OPERATING | OPERATING | E070 | SNR0-2M0 | F40300000 |  | SNR0
SNR-H00SAB10AH314 | FAN COIL UNIT 286 T. NO.B OFFICE บค. |  | OPERATING | OPERATING | E070 | SNR0-2M0 | F40300000 |  | SNR0
SNR-H00SAB10AH314-M01 | MOTOR |  | OPERATING | OPERATING | E070 | SNR0-2E0 | F40300000 |  | SNR0
SNR-H00SAB10AH314KC01 | FAN COIL |  | OPERATING | OPERATING | E070 | SNR0-2M0 | F40300000 |  | SNR0
SNR-H00SAB10AH314KN01 | BLOWER |  | OPERATING | OPERATING | E070 | SNR0-2M0 | F40300000 |  | SNR0
SNR-H00SAB10AH315 | FAN COIL UNIT 286 T. NO.C OFFICE บค. |  | OPERATING | OPERATING | E070 | SNR0-2M0 | F40300000 |  | SNR0
SNR-H00SAB10AH315-M01 | MOTOR |  | OPERATING | OPERATING | E070 | SNR0-2E0 | F40300000 |  | SNR0
SNR-H00SAB10AH315KC01 | FAN COIL |  | OPERATING | OPERATING | E070 | SNR0-2M0 | F40300000 |  | SNR0
SNR-H00SAB10AH315KN01 | BLOWER |  | OPERATING | OPERATING | E070 | SNR0-2M0 | F40300000 |  | SNR0
SNR-H00SAB10AH316 | FAN COIL UNIT 286 T. NO.D OFFICE บค. |  | OPERATING | OPERATING | E070 | SNR0-2M0 | F40300000 |  | SNR0
SNR-H00SAB10AH316-M01 | MOTOR |  | OPERATING | OPERATING | E070 | SNR0-2E0 | F40300000 |  | SNR0
SNR-H00SAB10AH316KC01 | FAN COIL |  | OPERATING | OPERATING | E070 | SNR0-2M0 | F40300000 |  | SNR0
SNR-H00SAB10AH316KN01 | BLOWER |  | OPERATING | OPERATING | E070 | SNR0-2M0 | F40300000 |  | SNR0
SNR-H00SAC | SNR # 00 AIR SPLIT TYPE |  | OPERATING | OPERATING | E070 | SNR0-2M0 | F40300000 |  | SNR0
SNR-H00SAC10 | AIR SPLIT TYPE |  | OPERATING | OPERATING | E070 | SNR0-2M0 | F40300000 |  | SNR0
SNR-H00SAC10AH001 | AIR SPLIT TYPE NO.1 B.0368 (FLOOR 3) |  | OPERATING | OPERATING | E070 | SNR0-2M0 | F40300000 |  | SNR0
SNR-H00SAC10AH002 | AIR SPLIT TYPE NO.2 B.0369 (FLOOR 3) |  | OPERATING | OPERATING | E070 | SNR0-2M0 | F40300000 |  | SNR0
SNR-H00SAC10AH003 | AIR SPLIT TYPE NO.3 B.0370 (FLOOR 3) |  | OPERATING | OPERATING | E070 | SNR0-2M0 | F40300000 |  | SNR0
SNR-H00SAC10AH004 | AIR SPLIT TYPE NO.4 L.0540 (FLOOR 3) |  | OPERATING | OPERATING | E070 | SNR0-2M0 | F40300000 |  | SNR0
SNR-H00SAC10AH005 | AIR SPLIT TYPE NO.5 B.1837 (FLOOR 4) |  | OPERATING | OPERATING | E070 | SNR0-2M0 | F40300000 |  | SNR0
SNR-H00SAC10AH006 | AIR SPLIT TYPE NO.6 B.1838 (FLOOR 4) |  | OPERATING | OPERATING | E070 | SNR0-2M0 | F40300000 |  | SNR0
SNR-H00SAC10AH007 | AIR SPLIT TYPE NO.7 B.1831 (FLOOR 4) |  | OPERATING | OPERATING | E070 | SNR0-2M0 | F40300000 |  | SNR0
SNR-H00SAC10AH008 | AIR SPLIT TYPE NO.8 B.1565 (FLOOR 4) |  | OPERATING | OPERATING | E070 | SNR0-2M0 | F40300000 |  | SNR0
SNR-H00SAC10AH009 | AIR SPLIT TYPE NO.9 B.1566 (FLOOR 4) |  | OPERATING | OPERATING | E070 | SNR0-2M0 | F40300000 |  | SNR0
SNR-H00SAC10AH010 | AIR SPLIT TYPE NO.10 B.371 (FLOOR 5) |  | OPERATING | OPERATING | E070 | SNR0-2M0 | F40300000 |  | SNR0
SNR-H00SAC10AH011 | AIR SPLIT TYPE NO.11 B.372 (FLOOR 5) |  | OPERATING | OPERATING | E070 | SNR0-2M0 | F40300000 |  | SNR0
SNR-H00SAC10AH012 | AIR SPLIT TYPE NO.12 B.373 (FLOOR 5) |  | OPERATING | OPERATING | E070 | SNR0-2M0 | F40300000 |  | SNR0
SNR-H00SAC10AH013 | AIR WINDOW TYPE NO.13 (FLOOR B2) |  | OPERATING | OPERATING | E070 | SNR0-2M0 | F40300000 |  | SNR0
SNR-H00SAC10AH014 | AIR WINDOW TYPE NO.14 (FLOOR B3) |  | OPERATING | OPERATING | E070 | SNR0-2M0 | F40300000 |  | SNR0
SNR-H00SAC20 | VENTILATION FAN |  | OPERATING | OPERATING | E070 | SNR0-2E0 | F40300000 |  | SNR0
SNR-H00SAC20AN001 | VENTILATION FAN 11 (หลังคา รฟ.) |  | OPERATING | OPERATING | E070 | SNR0-2E0 | F40300000 |  | SNR0
SNR-H00SAC20AN001-M01 | MOTOR |  | OPERATING | OPERATING | E070 | SNR0-2E0 | F40300000 |  | SNR0
SNR-H00SAC20AN001KN01 | BLOWERS |  | OPERATING | OPERATING | E070 | SNR0-2M0 | F40300000 |  | SNR0
SNR-H00SAC20AN001MU01 | V-BILT |  | OPERATING | OPERATING | E070 | SNR0-2M0 | F40300000 |  | SNR0
SNR-H00SAC20AN002 | VENTILATION FAN 12 (หลังคา รฟ.) |  | OPERATING | OPERATING | E070 | SNR0-2M0 | F40300000 |  | SNR0
SNR-H00SAC20AN002-M01 | MOTOR |  | OPERATING | OPERATING | E070 | SNR0-2E0 | F40300000 |  | SNR0
SNR-H00SAC20AN002KN01 | BLOWERS |  | OPERATING | OPERATING | E070 | SNR0-2M0 | F40300000 |  | SNR0
SNR-H00SAC20AN002MU01 | V-BILT |  | OPERATING | OPERATING | E070 | SNR0-2M0 | F40300000 |  | SNR0
SNR-H00SAC20AN003 | VENTILATION FAN 2 (FLOOR MB) |  | OPERATING | OPERATING | E070 | SNR0-2M0 | F40300000 |  | SNR0
SNR-H00SAC20AN003-M01 | MOTOR |  | OPERATING | OPERATING | E070 | SNR0-2E0 | F40300000 |  | SNR0
SNR-H00SAC20AN003KN01 | BLOWERS |  | OPERATING | OPERATING | E070 | SNR0-2M0 | F40300000 |  | SNR0
SNR-H00SAC20AN003MU01 | V-BILT |  | OPERATING | OPERATING | E070 | SNR0-2M0 | F40300000 |  | SNR0
SNR-H00SAC20AN004 | VENTILATION FAN 3 (UP STREAM UNIT 1) |  | OPERATING | OPERATING | E070 | SNR0-2M0 | F40300000 |  | SNR0
SNR-H00SAC20AN004-M01 | MOTOR |  | OPERATING | OPERATING | E070 | SNR0-2E0 | F40300000 |  | SNR0
SNR-H00SAC20AN004KN01 | BLOWERS |  | OPERATING | OPERATING | E070 | SNR0-2M0 | F40300000 |  | SNR0
SNR-H00SAC20AN004MU01 | V-BILT |  | OPERATING | OPERATING | E070 | SNR0-2M0 | F40300000 |  | SNR0
SNR-H00SAC20AN005 | VENTILATION FAN 4 (UP STREAM UNIT 3) |  | OPERATING | OPERATING | E070 | SNR0-2M0 | F40300000 |  | SNR0
SNR-H00SAC20AN005-M01 | MOTOR |  | OPERATING | OPERATING | E070 | SNR0-2E0 | F40300000 |  | SNR0
SNR-H00SAC20AN005KN01 | BLOWERS |  | OPERATING | OPERATING | E070 | SNR0-2M0 | F40300000 |  | SNR0
SNR-H00SAC20AN005MU01 | V-BILT |  | OPERATING | OPERATING | E070 | SNR0-2M0 | F40300000 |  | SNR0
SNR-H00SAC20AN006 | VENTILATION FAN 5 (DOWN STREAM UNIT 4) |  | OPERATING | OPERATING | E070 | SNR0-2M0 | F40300000 |  | SNR0
SNR-H00SAC20AN006-M01 | MOTOR |  | OPERATING | OPERATING | E070 | SNR0-2E0 | F40300000 |  | SNR0
SNR-H00SAC20AN006KN01 | BLOWERS |  | OPERATING | OPERATING | E070 | SNR0-2M0 | F40300000 |  | SNR0
SNR-H00SAC20AN006MU01 | V-BILT |  | OPERATING | OPERATING | E070 | SNR0-2M0 | F40300000 |  | SNR0
SNR-H00SAC20AN007 | VENTILATION FAN 6 (UP STREAM UNIT 4) |  | OPERATING | OPERATING | E070 | SNR0-2M0 | F40300000 |  | SNR0
SNR-H00SAC20AN007-M01 | MOTOR |  | OPERATING | OPERATING | E070 | SNR0-2E0 | F40300000 |  | SNR0
SNR-H00SAC20AN007KN01 | BLOWERS |  | OPERATING | OPERATING | E070 | SNR0-2M0 | F40300000 |  | SNR0
SNR-H00SAC20AN007MU01 | V-BILT |  | OPERATING | OPERATING | E070 | SNR0-2M0 | F40300000 |  | SNR0
SNR-H00SAC20AN008 | EXHAUST FAN 1 (หลังคา รฟ.) |  | OPERATING | OPERATING | E070 | SNR0-2M0 | F40300000 |  | SNR0
SNR-H00SAC20AN008-M01 | MOTOR |  | OPERATING | OPERATING | E070 | SNR0-2E0 | F40300000 |  | SNR0
SNR-H00SAC20AN008KN01 | BLOWERS |  | OPERATING | OPERATING | E070 | SNR0-2M0 | F40300000 |  | SNR0
SNR-H00SAC20AN008MU01 | V-BILT |  | OPERATING | OPERATING | E070 | SNR0-2M0 | F40300000 |  | SNR0
SNR-H00SAC20AN009 | EXHAUST FAN 2 (WATER TREATMENT ROOM) |  | OPERATING | OPERATING | E070 | SNR0-2M0 | F40300000 |  | SNR0
SNR-H00SAC20AN009-M01 | MOTOR |  | OPERATING | OPERATING | E070 | SNR0-2E0 | F40300000 |  | SNR0
SNR-H00SAC20AN009KN01 | BLOWERS |  | OPERATING | OPERATING | E070 | SNR0-2M0 | F40300000 |  | SNR0
SNR-H00SAC20AN009MU01 | V-BILT |  | OPERATING | OPERATING | E070 | SNR0-2M0 | F40300000 |  | SNR0
SNR-H00SAC20AN010 | EXHAUST FAN 3 (FLOOR 2 CABLE ROOM) |  | OPERATING | OPERATING | E070 | SNR0-2M0 | F40300000 |  | SNR0
SNR-H00SAC20AN010-M01 | MOTOR |  | OPERATING | OPERATING | E070 | SNR0-2E0 | F40300000 |  | SNR0
SNR-H00SAC20AN010KN01 | BLOWERS |  | OPERATING | OPERATING | E070 | SNR0-2M0 | F40300000 |  | SNR0
SNR-H00SAC20AN010MU01 | V-BILT |  | OPERATING | OPERATING | E070 | SNR0-2M0 | F40300000 |  | SNR0
SNR-H00SAG | SNR# 00 DUCT & PIPING EQUIPMENT |  | OPERATING | OPERATING | E070 | SNR0-2M0 | F40300000 |  | SNR0
SNR-H00SAG10 | DUCT & PIPING EQUIPMENT |  | OPERATING | OPERATING | E070 | SNR0-2M0 | F40300000 |  | SNR0
SNR-H00SAG10BR001 | DUCT & PIPING EQUIPMENT 60 TONS. |  | OPERATING | OPERATING | E070 | SNR0-2M0 | F40300000 |  | SNR0
SNR-H00SAG10BR002 | AIR DUCT/AIR GRILLE & PIPING |  | OPERATING | OPERATING | E070 | SNR0-2M0 | F40300000 |  | SNR0
SNR-H00SG | Fire Protection |  | OPERATING | OPERATING | E070 | SNR0-2E0 | F40300000 |  | SNR0
SNR-H00SGA | Fire Protection System |  | OPERATING | OPERATING | E070 | SNR0-2E0 | F40300000 |  | SNR0
SNR-H00SGA10 | Power House |  | OPERATING | OPERATING | E070 | SNR0-2E0 | F40300000 |  | SNR0
SNR-H00SGA10GH100 | Power Hose Fire Alarm |  | OPERATING | OPERATING | E070 | SNR0-2E0 | F40300000 |  | SNR0
SNR-H00SGA10GP100 | Emergency Lighting |  | OPERATING | OPERATING | E070 | SNR0-2E0 | F40300000 |  | SNR0
SNR-H00SGC | Fire Fighting |  | OPERATING | OPERATING | E070 | SNR0-2E0 | F40300000 |  | SNR0
SNR-H00SGC10 | Fire Fighting for Generator and Transformer |  | OPERATING | OPERATING | E070 | SNR0-2E0 | F40300000 |  | SNR0
SNR-H00SGC10GH001 | Fire Alarm Control Panel for Generator and Transformer (SNR-H00SGY10GH001) |  | OPERATING | OPERATING | E070 | SNR0-2E0 | F40300000 |  | SNR0
SNR-H00SGC10GH001-P01 | Addressable Monitor/Relay/Fault Isolator Module IMP-101 (SNR-H00SGY10GH002) |  | OPERATING | OPERATING | E070 | SNR0-2E0 | F40300000 |  | SNR0
SNR-H00SGC10GH001-P02 | Addressable Monitor/Relay Module IMP-102 (SNR-H00SGY10GH003) |  | OPERATING | OPERATING | E070 | SNR0-2E0 | F40300000 |  | SNR0
SNR-H00SGC10GH001-P03 | Fault Isolator Module ISO-X-002 IMP-103 (SNR-H00SGY10GH004) |  | OPERATING | OPERATING | E070 | SNR0-2E0 | F40300000 |  | SNR0
SNR-H00SGC10GH001-S01 | Pressure Alarm / Discharge Switch PS1001 (SNR-H00SGJ10CP001) |  | OPERATING | OPERATING | E070 | SNR0-2E0 | F40300000 |  | SNR0
SNR-H00SGC10GH001-S02 | Pressure Alarm / Discharge Switch PS1004 (SNR-H00SGJ10CP004) |  | OPERATING | OPERATING | E070 | SNR0-2E0 | F40300000 |  | SNR0
SNR-H00SGC10GH001-S03 | Pressure Alarm / Discharge Switch PS1002 (SNR-H00SGJ10CP002) |  | OPERATING | OPERATING | E070 | SNR0-2E0 | F40300000 |  | SNR0
SNR-H00SGC10GH001-S04 | Pressure Alarm / Discharge Switch PS1003 (SNR-H00SGJ10CP003) |  | OPERATING | OPERATING | E070 | SNR0-2E0 | F40300000 |  | SNR0
SNR-H00SGC10GH001-S05 | Pressure Alarm / Discharge Switch PS1005 (SNR-H00SGJ10CP005) |  | OPERATING | OPERATING | E070 | SNR0-2E0 | F40300000 |  | SNR0
SNR-H00SGC10GH001-S06 | Pressure Alarm / Discharge Switch PS1006 (SNR-H00SGJ10CP006) |  | OPERATING | OPERATING | E070 | SNR0-2E0 | F40300000 |  | SNR0
SNR-H00SGC10GH001A | Fire Extinguishing Control Panel (Model : NFS-640) with Battery Backup ICP-001 (SNR-H00SGY10GH100) |  | OPERATING | OPERATING | E070 | SNR0-2E0 | F40300000 |  | SNR0
SNR-H00SGC10GH001KA01 | Selector Valve W/Solenoid Valve SV1001 (SNR-H00SGJ10AA027) |  | OPERATING | OPERATING | E070 | SNR0-2M0 | F40300000 |  | SNR0
SNR-H00SGC10GH001KA02 | Lock Off Ball Valve W/Limit Switch LM1001 (SNR-H00SGJ10AA033) |  | OPERATING | OPERATING | E070 | SNR0-2M0 | F40300000 |  | SNR0
SNR-H00SGC10GH001KA03 | Selector Valve W/Solenoid Valve SV1004 (SNR-H00SGJ10AA024) |  | OPERATING | OPERATING | E070 | SNR0-2M0 | F40300000 |  | SNR0
SNR-H00SGC10GH001KA04 | Lock Off Ball Valve W/Limit Switch LM1004 (SNR-H00SGJ10AA030) |  | OPERATING | OPERATING | E070 | SNR0-2M0 | F40300000 |  | SNR0
SNR-H00SGC10GH001KA05 | Selector Valve W/Solenoid Valve SV1002 (SNR-H00SGJ10AA028) |  | OPERATING | OPERATING | E070 | SNR0-2M0 | F40300000 |  | SNR0
SNR-H00SGC10GH001KA06 | Lock Off Ball Valve W/Limit Switch LM1002 (SNR-H00SGJ10AA034) |  | OPERATING | OPERATING | E070 | SNR0-2M0 | F40300000 |  | SNR0
SNR-H00SGC10GH001KA07 | Selector Valve W/Solenoid Valve SV1003 (SNR-H00SGJ10AA029) |  | OPERATING | OPERATING | E070 | SNR0-2M0 | F40300000 |  | SNR0
SNR-H00SGC10GH001KA08 | Lock Off Ball Valve W/Limit Switch LM1003 (SNR-H00SGJ10AA035) |  | OPERATING | OPERATING | E070 | SNR0-2M0 | F40300000 |  | SNR0
SNR-H00SGC10GH001KA09 | Selector Valve W/Solenoid Valve SV1005 (SNR-H00SGJ10AA025) |  | OPERATING | OPERATING | E070 | SNR0-2M0 | F40300000 |  | SNR0
SNR-H00SGC10GH001KA10 | Lock Off Ball Valve W/Limit Switch LM1005 (SNR-H00SGJ10AA031) |  | OPERATING | OPERATING | E070 | SNR0-2M0 | F40300000 |  | SNR0
SNR-H00SGC10GH001KA11 | Selector Valve W/Solenoid Valve SV1006 (SNR-H00SGJ10AA026) |  | OPERATING | OPERATING | E070 | SNR0-2M0 | F40300000 |  | SNR0
SNR-H00SGC10GH001KA12 | Lock Off Ball Valve W/Limit Switch LM1006 (SNR-H00SGJ10AA032) |  | OPERATING | OPERATING | E070 | SNR0-2M0 | F40300000 |  | SNR0
SNR-H00SM | Cranes, Station hoists and conveying |  | OPERATING | OPERATING | E070 | SNR0-2M0 | F40300000 |  | SNR0
SNR-H00SMA | Cranes |  | OPERATING | OPERATING | E070 | SNR0-2M0 | F40300000 |  | SNR0
SNR-H00SMA10 | Power House Cranes |  | OPERATING | OPERATING | E070 | SNR0-2M0 | F40300000 |  | SNR0
SNR-H00SMA10GH100 | Overhead Travel Crane No.1 (Driver Car) |  | OPERATING | OPERATING | E070 | SNR0-2M0 | F40300000 |  | SNR0
SNR-H00SMA10GH101 | Overhead Travelling Crane No.1 (Inside) |  | OPERATING | OPERATING | E070 | SNR0-2M0 | F40300000 |  | SNR0
SNR-H00SMA10GH200 | Overhead Travel Crane No.2 (Driver Car) |  | OPERATING | OPERATING | E070 | SNR0-2M0 | F40300000 |  | SNR0
SNR-H00SMA10GH201 | Overhead Travelling Crane No.2 (Inside) |  | OPERATING | OPERATING | E070 | SNR0-2M0 | F40300000 |  | SNR0
SNR-H00SMA20 | Gantry Cranes |  | OPERATING | OPERATING | E070 | SNR0-2M0 | F40300000 |  | SNR0
SNR-H00SMA20GH100 | Gantry Crane Control Panel |  | OPERATING | OPERATING | E070 | SNR0-2M0 | F40300000 |  | SNR0
SNR-H00SMB | SNR-H00SMB |  | OPERATING | OPERATING | E070 | SNR0-2M0 | F40300000 |  | SNR0
SNR-H00SMB02 | SNR-H00SMB02 |  | OPERATING | OPERATING | E070 | SNR0-2M0 | F40300000 |  | SNR0
SNR-H00SMB02AE101 | Bridge Travelling |  | OPERATING | OPERATING | E070 | SNR0-2M0 | F40300000 |  | SNR0
SNR-H00SMH | SNR-H00SMH |  | OPERATING | OPERATING | E070 | SNR0-2M0 | F40300000 |  | SNR0
SNR-H00SMH01 | OVERHEAD CRANE |  | OPERATING | OPERATING | E070 | SNR0-2M0 | F40300000 |  | SNR0
SNR-H00SMH01AE100 | Overhead Crane NO.1 |  | OPERATING | OPERATING | E070 | SNR0-2M0 | F40300000 |  | SNR0
SNR-H00SMH01AE101 | Main Hoist |  | OPERATING | OPERATING | E070 | SNR0-2M0 | F40300000 |  | SNR0
SNR-H00SMH01AE101-F01 | Upper Limit Switch |  | OPERATING | OPERATING | E070 | SNR0-2E0 | F40300000 |  | SNR0
SNR-H00SMH01AE101-F02 | Lower Limit Switch |  | OPERATING | OPERATING | E070 | SNR0-2E0 | F40300000 |  | SNR0
SNR-H00SMH01AE101-F03 | Overload Protection Device |  | OPERATING | OPERATING | E070 | SNR0-2E0 | F40300000 |  | SNR0
SNR-H00SMH01AE101-M01 | Motor |  | OPERATING | OPERATING | E070 | SNR0-2E0 | F40300000 |  | SNR0
SNR-H00SMH01AE101-Y01 | Eddy Current Brake |  | OPERATING | OPERATING | E070 | SNR0-2M0 | F40300000 |  | SNR0
SNR-H00SMH01AE101KE01 | Hoiting Drum |  | OPERATING | OPERATING | E070 | SNR0-2M0 | F40300000 |  | SNR0
SNR-H00SMH01AE101KE02 | Hook |  | OPERATING | OPERATING | E070 | SNR0-2M0 | F40300000 |  | SNR0
SNR-H00SMH01AE101KE03 | Hook Block |  | OPERATING | OPERATING | E070 | SNR0-2M0 | F40300000 |  | SNR0
SNR-H00SMH01AE101KE04 | Upper Sheave |  | OPERATING | OPERATING | E070 | SNR0-2M0 | F40300000 |  | SNR0
SNR-H00SMH01AE101KE05 | Lower Sheave |  | OPERATING | OPERATING | E070 | SNR0-2M0 | F40300000 |  | SNR0
SNR-H00SMH01AE101KE06 | Wire Rope |  | OPERATING | OPERATING | E070 | SNR0-2M0 | F40300000 |  | SNR0
SNR-H00SMH01AE101KW01 | Guard |  | OPERATING | OPERATING | E070 | SNR0-2M0 | F40300000 |  | SNR0
SNR-H00SMH01AE101MB01 | Brake |  | OPERATING | OPERATING | E070 | SNR0-2M0 | F40300000 |  | SNR0
SNR-H00SMH01AE101MG01 | Gear box |  | OPERATING | OPERATING | E070 | SNR0-2M0 | F40300000 |  | SNR0
SNR-H00SMH01AE101MK01 | Coupling |  | OPERATING | OPERATING | E070 | SNR0-2M0 | F40300000 |  | SNR0
SNR-H00SMH01AE102 | Aux. Hoist |  | OPERATING | OPERATING | E070 | SNR0-2M0 | F40300000 |  | SNR0
SNR-H00SMH01AE102-F01 | Upper Limit Switch |  | OPERATING | OPERATING | E070 | SNR0-2E0 | F40300000 |  | SNR0
SNR-H00SMH01AE102-F02 | Lower Limit Switch |  | OPERATING | OPERATING | E070 | SNR0-2E0 | F40300000 |  | SNR0
SNR-H00SMH01AE102-F03 | Overload Protection Device |  | OPERATING | OPERATING | E070 | SNR0-2E0 | F40300000 |  | SNR0
SNR-H00SMH01AE102-M01 | Motor |  | OPERATING | OPERATING | E070 | SNR0-2E0 | F40300000 |  | SNR0
SNR-H00SMH01AE102KE01 | Hoiting Drum |  | OPERATING | OPERATING | E070 | SNR0-2M0 | F40300000 |  | SNR0
SNR-H00SMH01AE102KE02 | Hook |  | OPERATING | OPERATING | E070 | SNR0-2M0 | F40300000 |  | SNR0
SNR-H00SMH01AE102KE03 | Hook Block |  | OPERATING | OPERATING | E070 | SNR0-2M0 | F40300000 |  | SNR0
SNR-H00SMH01AE102KE04 | Upper Sheave |  | OPERATING | OPERATING | E070 | SNR0-2M0 | F40300000 |  | SNR0
SNR-H00SMH01AE102KE05 | Lower Sheave |  | OPERATING | OPERATING | E070 | SNR0-2M0 | F40300000 |  | SNR0
SNR-H00SMH01AE102KE06 | Wire Rope |  | OPERATING | OPERATING | E070 | SNR0-2M0 | F40300000 |  | SNR0
SNR-H00SMH01AE102KW01 | Guard |  | OPERATING | OPERATING | E070 | SNR0-2M0 | F40300000 |  | SNR0
SNR-H00SMH01AE102MB01 | Brake |  | OPERATING | OPERATING | E070 | SNR0-2M0 | F40300000 |  | SNR0
SNR-H00SMH01AE102MB02 | Eddy Current Brake |  | OPERATING | OPERATING | E070 | SNR0-2M0 | F40300000 |  | SNR0
SNR-H00SMH01AE102MG01 | Gear |  | OPERATING | OPERATING | E070 | SNR0-2M0 | F40300000 |  | SNR0
SNR-H00SMH01AE102MK01 | Coupling |  | OPERATING | OPERATING | E070 | SNR0-2M0 | F40300000 |  | SNR0
SNR-H00SMH01AE103 | Bridge Travelling |  | OPERATING | OPERATING | E070 | SNR0-2M0 | F40300000 |  | SNR0
SNR-H00SMH01AE103-F01 | Limit Switch |  | OPERATING | OPERATING | E070 | SNR0-2E0 | F40300000 |  | SNR0
SNR-H00SMH01AE103-M01 | Motor |  | OPERATING | OPERATING | E070 | SNR0-2E0 | F40300000 |  | SNR0
SNR-H00SMH01AE103KF01 | Rail |  | OPERATING | OPERATING | E070 | SNR0-2M0 | F40300000 |  | SNR0
SNR-H00SMH01AE103KW01 | Bumper |  | OPERATING | OPERATING | E070 | SNR0-2M0 | F40300000 |  | SNR0
SNR-H00SMH01AE103KW02 | Guard |  | OPERATING | OPERATING | E070 | SNR0-2M0 | F40300000 |  | SNR0
SNR-H00SMH01AE103KW03 | Ledder |  | OPERATING | OPERATING | E070 | SNR0-2M0 | F40300000 |  | SNR0
SNR-H00SMH01AE103MB01 | Brake |  | OPERATING | OPERATING | E070 | SNR0-2M0 | F40300000 |  | SNR0
SNR-H00SMH01AE103ME01 | Girder |  | OPERATING | OPERATING | E070 | SNR0-2M0 | F40300000 |  | SNR0
SNR-H00SMH01AE103ME02 | Wheel |  | OPERATING | OPERATING | E070 | SNR0-2M0 | F40300000 |  | SNR0
SNR-H00SMH01AE103MG01 | Gear box |  | OPERATING | OPERATING | E070 | SNR0-2M0 | F40300000 |  | SNR0
SNR-H00SMH01AE103MK01 | Coupling |  | OPERATING | OPERATING | E070 | SNR0-2M0 | F40300000 |  | SNR0
SNR-H00SMH01AE104 | Crab Trolley |  | OPERATING | OPERATING | E070 | SNR0-2M0 | F40300000 |  | SNR0
SNR-H00SMH01AE104-F01 | Limit Switch |  | OPERATING | OPERATING | E070 | SNR0-2E0 | F40300000 |  | SNR0
SNR-H00SMH01AE104-M01 | Motor |  | OPERATING | OPERATING | E070 | SNR0-2E0 | F40300000 |  | SNR0
SNR-H00SMH01AE104KE01 | Carriage |  | OPERATING | OPERATING | E070 | SNR0-2M0 | F40300000 |  | SNR0
SNR-H00SMH01AE104KE02 | Wheel |  | OPERATING | OPERATING | E070 | SNR0-2M0 | F40300000 |  | SNR0
SNR-H00SMH01AE104KW01 | Bumper |  | OPERATING | OPERATING | E070 | SNR0-2M0 | F40300000 |  | SNR0
SNR-H00SMH01AE104KW02 | Guard |  | OPERATING | OPERATING | E070 | SNR0-2M0 | F40300000 |  | SNR0
SNR-H00SMH01AE104MB01 | Brake |  | OPERATING | OPERATING | E070 | SNR0-2M0 | F40300000 |  | SNR0
SNR-H00SMH01AE104MF01 | Rail |  | OPERATING | OPERATING | E070 | SNR0-2M0 | F40300000 |  | SNR0
SNR-H00SMH01AE104MG01 | Gear |  | OPERATING | OPERATING | E070 | SNR0-2M0 | F40300000 |  | SNR0
SNR-H00SMH01AE104MK01 | Coupling |  | OPERATING | OPERATING | E070 | SNR0-2M0 | F40300000 |  | SNR0
SNR-H00SMH01AE200 | Overhead Crane NO.2 |  | OPERATING | OPERATING | E070 | SNR0-2M0 | F40300000 |  | SNR0
SNR-H00SMH01AE201 | Main Hoist |  | OPERATING | OPERATING | E070 | SNR0-2M0 | F40300000 |  | SNR0
SNR-H00SMH01AE201-F01 | Upper Limit Switch |  | OPERATING | OPERATING | E070 | SNR0-2E0 | F40300000 |  | SNR0
SNR-H00SMH01AE201-F02 | Lower Limit Switch |  | OPERATING | OPERATING | E070 | SNR0-2E0 | F40300000 |  | SNR0
SNR-H00SMH01AE201-F03 | Overload Protection Device |  | OPERATING | OPERATING | E070 | SNR0-2E0 | F40300000 |  | SNR0
SNR-H00SMH01AE201-M01 | Motor |  | OPERATING | OPERATING | E070 | SNR0-2E0 | F40300000 |  | SNR0
SNR-H00SMH01AE201-Y01 | Eddy Current Brake |  | OPERATING | OPERATING | E070 | SNR0-2M0 | F40300000 |  | SNR0
SNR-H00SMH01AE201KE01 | Hoiting Drum |  | OPERATING | OPERATING | E070 | SNR0-2M0 | F40300000 |  | SNR0
SNR-H00SMH01AE201KE02 | Hook |  | OPERATING | OPERATING | E070 | SNR0-2M0 | F40300000 |  | SNR0
SNR-H00SMH01AE201KE03 | Hook Block |  | OPERATING | OPERATING | E070 | SNR0-2M0 | F40300000 |  | SNR0
SNR-H00SMH01AE201KE04 | Upper Sheave |  | OPERATING | OPERATING | E070 | SNR0-2M0 | F40300000 |  | SNR0
SNR-H00SMH01AE201KE05 | Lower Sheave |  | OPERATING | OPERATING | E070 | SNR0-2M0 | F40300000 |  | SNR0
SNR-H00SMH01AE201KE06 | Wire Rope |  | OPERATING | OPERATING | E070 | SNR0-2M0 | F40300000 |  | SNR0
SNR-H00SMH01AE201KW01 | Guard |  | OPERATING | OPERATING | E070 | SNR0-2M0 | F40300000 |  | SNR0
SNR-H00SMH01AE201MB01 | Brake |  | OPERATING | OPERATING | E070 | SNR0-2M0 | F40300000 |  | SNR0
SNR-H00SMH01AE201MG01 | Gear box |  | OPERATING | OPERATING | E070 | SNR0-2M0 | F40300000 |  | SNR0
SNR-H00SMH01AE201MK01 | Coupling |  | OPERATING | OPERATING | E070 | SNR0-2M0 | F40300000 |  | SNR0
SNR-H00SMH01AE202 | Aux. Hoist |  | OPERATING | OPERATING | E070 | SNR0-2M0 | F40300000 |  | SNR0
SNR-H00SMH01AE202-F01 | Upper Limit Switch |  | OPERATING | OPERATING | E070 | SNR0-2E0 | F40300000 |  | SNR0
SNR-H00SMH01AE202-F02 | Lower Limit Switch |  | OPERATING | OPERATING | E070 | SNR0-2E0 | F40300000 |  | SNR0
SNR-H00SMH01AE202-F03 | Overload Protection Device |  | OPERATING | OPERATING | E070 | SNR0-2M0 | F40300000 |  | SNR0
SNR-H00SMH01AE202-M01 | Motor |  | OPERATING | OPERATING | E070 | SNR0-2E0 | F40300000 |  | SNR0
SNR-H00SMH01AE202KE01 | Hoiting Drum |  | OPERATING | OPERATING | E070 | SNR0-2M0 | F40300000 |  | SNR0
SNR-H00SMH01AE202KE02 | Hook |  | OPERATING | OPERATING | E070 | SNR0-2M0 | F40300000 |  | SNR0
SNR-H00SMH01AE202KE03 | Hook Block |  | OPERATING | OPERATING | E070 | SNR0-2M0 | F40300000 |  | SNR0
SNR-H00SMH01AE202KE04 | Upper Sheave |  | OPERATING | OPERATING | E070 | SNR0-2M0 | F40300000 |  | SNR0
SNR-H00SMH01AE202KE05 | Lower Sheave |  | OPERATING | OPERATING | E070 | SNR0-2M0 | F40300000 |  | SNR0
SNR-H00SMH01AE202KE06 | Wire Rope |  | OPERATING | OPERATING | E070 | SNR0-2M0 | F40300000 |  | SNR0
SNR-H00SMH01AE202KW01 | Guard |  | OPERATING | OPERATING | E070 | SNR0-2M0 | F40300000 |  | SNR0
SNR-H00SMH01AE202MB01 | Brake |  | OPERATING | OPERATING | E070 | SNR0-2M0 | F40300000 |  | SNR0
SNR-H00SMH01AE202MB02 | Eddy Current Brake |  | OPERATING | OPERATING | E070 | SNR0-2M0 | F40300000 |  | SNR0
SNR-H00SMH01AE202MG01 | Gear |  | OPERATING | OPERATING | E070 | SNR0-2M0 | F40300000 |  | SNR0
SNR-H00SMH01AE202MK01 | Coupling |  | OPERATING | OPERATING | E070 | SNR0-2M0 | F40300000 |  | SNR0
SNR-H00SMH01AE203 | Bridge Travelling |  | OPERATING | OPERATING | E070 | SNR0-2M0 | F40300000 |  | SNR0
SNR-H00SMH01AE203-F01 | Limit Switch |  | OPERATING | OPERATING | E070 | SNR0-2E0 | F40300000 |  | SNR0
SNR-H00SMH01AE203-M01 | Motor |  | OPERATING | OPERATING | E070 | SNR0-2E0 | F40300000 |  | SNR0
SNR-H00SMH01AE203KF01 | Rail |  | OPERATING | OPERATING | E070 | SNR0-2M0 | F40300000 |  | SNR0
SNR-H00SMH01AE203KW01 | Bumper |  | OPERATING | OPERATING | E070 | SNR0-2M0 | F40300000 |  | SNR0
SNR-H00SMH01AE203KW02 | Guard |  | OPERATING | OPERATING | E070 | SNR0-2M0 | F40300000 |  | SNR0
SNR-H00SMH01AE203KW03 | Ledder |  | OPERATING | OPERATING | E070 | SNR0-2M0 | F40300000 |  | SNR0
SNR-H00SMH01AE203MB01 | Brake |  | OPERATING | OPERATING | E070 | SNR0-2M0 | F40300000 |  | SNR0
SNR-H00SMH01AE203ME01 | Girder |  | OPERATING | OPERATING | E070 | SNR0-2M0 | F40300000 |  | SNR0
SNR-H00SMH01AE203ME02 | Wheel |  | OPERATING | OPERATING | E070 | SNR0-2M0 | F40300000 |  | SNR0
SNR-H00SMH01AE203MG01 | Gear box |  | OPERATING | OPERATING | E070 | SNR0-2M0 | F40300000 |  | SNR0
SNR-H00SMH01AE203MK01 | Coupling |  | OPERATING | OPERATING | E070 | SNR0-2M0 | F40300000 |  | SNR0
SNR-H00SMH01AE204 | Crab Trolley |  | OPERATING | OPERATING | E070 | SNR0-2M0 | F40300000 |  | SNR0
SNR-H00SMH01AE204-F01 | Limit Switch |  | OPERATING | OPERATING | E070 | SNR0-2E0 | F40300000 |  | SNR0
SNR-H00SMH01AE204-M01 | Motor |  | OPERATING | OPERATING | E070 | SNR0-2E0 | F40300000 |  | SNR0
SNR-H00SMH01AE204KE01 | Carriage |  | OPERATING | OPERATING | E070 | SNR0-2M0 | F40300000 |  | SNR0
SNR-H00SMH01AE204KE02 | Wheel |  | OPERATING | OPERATING | E070 | SNR0-2M0 | F40300000 |  | SNR0
SNR-H00SMH01AE204KW01 | Bumper |  | OPERATING | OPERATING | E070 | SNR0-2M0 | F40300000 |  | SNR0
SNR-H00SMH01AE204KW02 | Guard |  | OPERATING | OPERATING | E070 | SNR0-2M0 | F40300000 |  | SNR0
SNR-H00SMH01AE204MB01 | Brake |  | OPERATING | OPERATING | E070 | SNR0-2M0 | F40300000 |  | SNR0
SNR-H00SMH01AE204MF01 | Rail |  | OPERATING | OPERATING | E070 | SNR0-2M0 | F40300000 |  | SNR0
SNR-H00SMH01AE204MG01 | Gear |  | OPERATING | OPERATING | E070 | SNR0-2M0 | F40300000 |  | SNR0
SNR-H00SMH01AE204MK01 | Coupling |  | OPERATING | OPERATING | E070 | SNR0-2M0 | F40300000 |  | SNR0
SNR-H00SMH02 | GANTRY CRANE |  | OPERATING | OPERATING | E070 | SNR0-2M0 | F40300000 |  | SNR0
SNR-H00SMH02AE100 | GANTRY CRANE |  | OPERATING | OPERATING | E070 | SNR0-2M0 | F40300000 |  | SNR0
SNR-H00SMH02AE100-M01 | Motor |  | OPERATING | OPERATING | E070 | SNR0-2E0 | F40300000 |  | SNR0
SNR-H00SMH02AE100KE02 | Hook |  | OPERATING | OPERATING | E070 | SNR0-2M0 | F40300000 |  | SNR0
SNR-H00SMH02AE100KE06 | Wire Rope |  | OPERATING | OPERATING | E070 | SNR0-2M0 | F40300000 |  | SNR0
SNR-H00SMH02AE100MB01 | Brake |  | OPERATING | OPERATING | E070 | SNR0-2M0 | F40300000 |  | SNR0
SNR-H00SMH02AE100MG01 | Gear Box |  | OPERATING | OPERATING | E070 | SNR0-2M0 | F40300000 |  | SNR0
SNR-H00SMH02AE100MK01 | Motor Coupling |  | OPERATING | OPERATING | E070 | SNR0-2M0 | F40300000 |  | SNR0
SNR-H00SMH02AE101 | SNR-H00SMH02AE101 |  | OPERATING | OPERATING | E070 | SNR0-2M0 | F40300000 |  | SNR0
SNR-H00SMH02AE101-F01 | Limit Switch |  | OPERATING | OPERATING | E070 | SNR0-2E0 | F40300000 |  | SNR0
SNR-H00SMH02AE101-M01 | Motor |  | OPERATING | OPERATING | E070 | SNR0-2E0 | F40300000 |  | SNR0
SNR-H00SMH02AE101KF01 | Rail |  | OPERATING | OPERATING | E070 | SNR0-2M0 | F40300000 |  | SNR0
SNR-H00SMH02AE101KW01 | Bumper |  | OPERATING | OPERATING | E070 | SNR0-2M0 | F40300000 |  | SNR0
SNR-H00SMH02AE101KW02 | Guard |  | OPERATING | OPERATING | E070 | SNR0-2M0 | F40300000 |  | SNR0
SNR-H00SMH02AE101KW03 | Ledder |  | OPERATING | OPERATING | E070 | SNR0-2M0 | F40300000 |  | SNR0
SNR-H00SMH02AE101MB01 | Brake |  | OPERATING | OPERATING | E070 | SNR0-2M0 | F40300000 |  | SNR0
SNR-H00SMH02AE101ME01 | Girder |  | OPERATING | OPERATING | E070 | SNR0-2M0 | F40300000 |  | SNR0
SNR-H00SMH02AE101ME02 | Wheel |  | OPERATING | OPERATING | E070 | SNR0-2M0 | F40300000 |  | SNR0
SNR-H00SMH02AE101MG01 | Gear box |  | OPERATING | OPERATING | E070 | SNR0-2M0 | F40300000 |  | SNR0
SNR-H00SMH02AE101MK01 | Coupling |  | OPERATING | OPERATING | E070 | SNR0-2M0 | F40300000 |  | SNR0
SNR-H00SMH10 | OVERHEAD CRANE |  | OPERATING | OPERATING | E070 | SNR0-2M0 | F40300000 |  | SNR0
SNR-H00SMH10BF001 | Rail Bridge |  | OPERATING | OPERATING | E070 | SNR0-2M0 | F40300000 |  | SNR0
SNR-H00SMH11 | Overhead Crane NO.1 |  | OPERATING | OPERATING | E070 | SNR0-2M0 | F40300000 |  | SNR0
SNR-H00SMH11AE001 | Main Hoist |  | OPERATING | OPERATING | E070 | SNR0-2M0 | F40300000 |  | SNR0
SNR-H00SMH11AE001KE01 | Hoiting Drum |  | OPERATING | OPERATING | E070 | SNR0-2M0 | F40300000 |  | SNR0
SNR-H00SMH11AE001KE02 | Hook |  | OPERATING | OPERATING | E070 | SNR0-2M0 | F40300000 |  | SNR0
SNR-H00SMH11AE001KE03 | Hook Block |  | OPERATING | OPERATING | E070 | SNR0-2M0 | F40300000 |  | SNR0
SNR-H00SMH11AE001KE04 | Upper Sheave |  | OPERATING | OPERATING | E070 | SNR0-2M0 | F40300000 |  | SNR0
SNR-H00SMH11AE001KE05 | Lower Sheave |  | OPERATING | OPERATING | E070 | SNR0-2M0 | F40300000 |  | SNR0
SNR-H00SMH11AE001KE06 | Wire Rope |  | OPERATING | OPERATING | E070 | SNR0-2M0 | F40300000 |  | SNR0
SNR-H00SMH11AE001KW01 | Guard |  | OPERATING | OPERATING | E070 | SNR0-2M0 | F40300000 |  | SNR0
SNR-H00SMH11AE001MB01 | Brake |  | OPERATING | OPERATING | E070 | SNR0-2M0 | F40300000 |  | SNR0
SNR-H00SMH11AE001MG01 | Gear box |  | OPERATING | OPERATING | E070 | SNR0-2M0 | F40300000 |  | SNR0
SNR-H00SMH11AE001MK01 | Coupling |  | OPERATING | OPERATING | E070 | SNR0-2M0 | F40300000 |  | SNR0
SNR-H00SMH11AE002 | Aux. Hoist |  | OPERATING | OPERATING | E070 | SNR0-2M0 | F40300000 |  | SNR0
SNR-H00SMH11AE002KE01 | Hoiting Drum |  | OPERATING | OPERATING | E070 | SNR0-2M0 | F40300000 |  | SNR0
SNR-H00SMH11AE002KE02 | Hook |  | OPERATING | OPERATING | E070 | SNR0-2M0 | F40300000 |  | SNR0
SNR-H00SMH11AE002KE03 | Hook Block |  | OPERATING | OPERATING | E070 | SNR0-2M0 | F40300000 |  | SNR0
SNR-H00SMH11AE002KE04 | Upper Sheave |  | OPERATING | OPERATING | E070 | SNR0-2M0 | F40300000 |  | SNR0
SNR-H00SMH11AE002KE05 | Lower Sheave |  | OPERATING | OPERATING | E070 | SNR0-2M0 | F40300000 |  | SNR0
SNR-H00SMH11AE002KE06 | Wire Rope |  | OPERATING | OPERATING | E070 | SNR0-2M0 | F40300000 |  | SNR0
SNR-H00SMH11AE002KW01 | Guard |  | OPERATING | OPERATING | E070 | SNR0-2M0 | F40300000 |  | SNR0
SNR-H00SMH11AE002MB01 | Brake |  | OPERATING | OPERATING | E070 | SNR0-2M0 | F40300000 |  | SNR0
SNR-H00SMH11AE002MG01 | Gear |  | OPERATING | OPERATING | E070 | SNR0-2M0 | F40300000 |  | SNR0
SNR-H00SMH11AE002MK01 | Coupling |  | OPERATING | OPERATING | E070 | SNR0-2M0 | F40300000 |  | SNR0
SNR-H00SMH11AE003 | Bridge Travelling |  | OPERATING | OPERATING | E070 | SNR0-2M0 | F40300000 |  | SNR0
SNR-H00SMH11AE003KW01 | Bumper |  | OPERATING | OPERATING | E070 | SNR0-2M0 | F40300000 |  | SNR0
SNR-H00SMH11AE003KW02 | Guard |  | OPERATING | OPERATING | E070 | SNR0-2M0 | F40300000 |  | SNR0
SNR-H00SMH11AE003KW03 | Ledder |  | OPERATING | OPERATING | E070 | SNR0-2M0 | F40300000 |  | SNR0
SNR-H00SMH11AE003MB01 | Brake |  | OPERATING | OPERATING | E070 | SNR0-2M0 | F40300000 |  | SNR0
SNR-H00SMH11AE003ME01 | Girder |  | OPERATING | OPERATING | E070 | SNR0-2M0 | F40300000 |  | SNR0
SNR-H00SMH11AE003ME02 | Wheel |  | OPERATING | OPERATING | E070 | SNR0-2M0 | F40300000 |  | SNR0
SNR-H00SMH11AE003MG01 | Gear box |  | OPERATING | OPERATING | E070 | SNR0-2M0 | F40300000 |  | SNR0
SNR-H00SMH11AE003MK01 | Coupling |  | OPERATING | OPERATING | E070 | SNR0-2M0 | F40300000 |  | SNR0
SNR-H00SMH11AE004 | Crab Trolley |  | OPERATING | OPERATING | E070 | SNR0-2M0 | F40300000 |  | SNR0
SNR-H00SMH11AE004KE01 | Carriage |  | OPERATING | OPERATING | E070 | SNR0-2M0 | F40300000 |  | SNR0
SNR-H00SMH11AE004KE02 | Wheel |  | OPERATING | OPERATING | E070 | SNR0-2M0 | F40300000 |  | SNR0
SNR-H00SMH11AE004KW01 | Bumper |  | OPERATING | OPERATING | E070 | SNR0-2M0 | F40300000 |  | SNR0
SNR-H00SMH11AE004KW02 | Guard |  | OPERATING | OPERATING | E070 | SNR0-2M0 | F40300000 |  | SNR0
SNR-H00SMH11AE004MB01 | Brake |  | OPERATING | OPERATING | E070 | SNR0-2M0 | F40300000 |  | SNR0
SNR-H00SMH11AE004MF01 | Rail |  | OPERATING | OPERATING | E070 | SNR0-2M0 | F40300000 |  | SNR0
SNR-H00SMH11AE004MG01 | Gear |  | OPERATING | OPERATING | E070 | SNR0-2M0 | F40300000 |  | SNR0
SNR-H00SMH11AE004MK01 | Coupling |  | OPERATING | OPERATING | E070 | SNR0-2M0 | F40300000 |  | SNR0
SNR-H00SMH11AE004MS01 | Joint Operation |  | OPERATING | OPERATING | E070 | SNR0-2M0 | F40300000 |  | SNR0
SNR-H00SMH11AF001 | Lubricate System |  | OPERATING | OPERATING | E070 | SNR0-2M0 | F40300000 |  | SNR0
SNR-H00SMH11AH001 | Air Condition (Air Split Type) |  | OPERATING | OPERATING | E070 | SNR0-2M0 | F40300000 |  | SNR0
SNR-H00SMH11GH001 | Control Main hoist |  | OPERATING | OPERATING | E070 | SNR0-2E0 | F40300000 |  | SNR0
SNR-H00SMH11GH001-A01 | Control cubicle |  | OPERATING | OPERATING | E070 | SNR0-2E0 | F40300000 |  | SNR0
SNR-H00SMH11GH001-E01 | Lighting |  | OPERATING | OPERATING | E070 | SNR0-2E0 | F40300000 |  | SNR0
SNR-H00SMH11GH001-F01 | Thermal Protection |  | OPERATING | OPERATING | E070 | SNR0-2E0 | F40300000 |  | SNR0
SNR-H00SMH11GH001-F02 | Phase Protection |  | OPERATING | OPERATING | E070 | SNR0-2E0 | F40300000 |  | SNR0
SNR-H00SMH11GH001-F03 | Overload Device |  | OPERATING | OPERATING | E070 | SNR0-2E0 | F40300000 |  | SNR0
SNR-H00SMH11GH001-H01 | Horn Alram |  | OPERATING | OPERATING | E070 | SNR0-2E0 | F40300000 |  | SNR0
SNR-H00SMH11GH001-H02 | Lamp Alram |  | OPERATING | OPERATING | E070 | SNR0-2E0 | F40300000 |  | SNR0
SNR-H00SMH11GH001-K01 | Magnetic Contactor |  | OPERATING | OPERATING | E070 | SNR0-2E0 | F40300000 |  | SNR0
SNR-H00SMH11GH001-K02 | Magnetic Relay |  | OPERATING | OPERATING | E070 | SNR0-2E0 | F40300000 |  | SNR0
SNR-H00SMH11GH001-M01 | Motor Main hoist |  | OPERATING | OPERATING | E070 | SNR0-2E0 | F40300000 |  | SNR0
SNR-H00SMH11GH001-N01 | Brake Control System |  | OPERATING | OPERATING | E070 | SNR0-2E0 | F40300000 |  | SNR0
SNR-H00SMH11GH001-P01 | Metering |  | OPERATING | OPERATING | E070 | SNR0-2E0 | F40300000 |  | SNR0
SNR-H00SMH11GH001-Q01 | Circuit Breaker |  | OPERATING | OPERATING | E070 | SNR0-2E0 | F40300000 |  | SNR0
SNR-H00SMH11GH001-R01 | Resistor |  | OPERATING | OPERATING | E070 | SNR0-2E0 | F40300000 |  | SNR0
SNR-H00SMH11GH001-S01 | Joy Stick Control |  | OPERATING | OPERATING | E070 | SNR0-2E0 | F40300000 |  | SNR0
SNR-H00SMH11GH001-S02 | Limit Switch Main hoist ( Emergency ) |  | OPERATING | OPERATING | E070 | SNR0-2E0 | F40300000 |  | SNR0
SNR-H00SMH11GH001-S03 | Limit Switch Aux. hoist ( Upper/Lower ) |  | OPERATING | OPERATING | E070 | SNR0-2E0 | F40300000 |  | SNR0
SNR-H00SMH11GH001-S04 | Limit Switch Cab Trolley |  | OPERATING | OPERATING | E070 | SNR0-2E0 | F40300000 |  | SNR0
SNR-H00SMH11GH001-S05 | Limit Switch Wind lock |  | OPERATING | OPERATING | E070 | SNR0-2E0 | F40300000 |  | SNR0
SNR-H00SMH11GH001-T01 | Transformer |  | OPERATING | OPERATING | E070 | SNR0-2E0 | F40300000 |  | SNR0
SNR-H00SMH11GH001-U01 | Inverter |  | OPERATING | OPERATING | E070 | SNR0-2E0 | F40300000 |  | SNR0
SNR-H00SMH11GH001-X01 | Therminal |  | OPERATING | OPERATING | E070 | SNR0-2E0 | F40300000 |  | SNR0
SNR-H00SMH11GH002 | Control Auxiliary Hoist |  | OPERATING | OPERATING | E070 | SNR0-2E0 | F40300000 |  | SNR0
SNR-H00SMH11GH002-A01 | Control cubicle |  | OPERATING | OPERATING | E070 | SNR0-2E0 | F40300000 |  | SNR0
SNR-H00SMH11GH002-E01 | Lighting |  | OPERATING | OPERATING | E070 | SNR0-2E0 | F40300000 |  | SNR0
SNR-H00SMH11GH002-F01 | Thermal Protection |  | OPERATING | OPERATING | E070 | SNR0-2E0 | F40300000 |  | SNR0
SNR-H00SMH11GH002-F02 | Phase Protection |  | OPERATING | OPERATING | E070 | SNR0-2E0 | F40300000 |  | SNR0
SNR-H00SMH11GH002-F03 | Overload Device |  | OPERATING | OPERATING | E070 | SNR0-2E0 | F40300000 |  | SNR0
SNR-H00SMH11GH002-H01 | Horn Alram |  | OPERATING | OPERATING | E070 | SNR0-2E0 | F40300000 |  | SNR0
SNR-H00SMH11GH002-H02 | Lamp Alram |  | OPERATING | OPERATING | E070 | SNR0-2E0 | F40300000 |  | SNR0
SNR-H00SMH11GH002-K01 | Magnetic Contactor |  | OPERATING | OPERATING | E070 | SNR0-2E0 | F40300000 |  | SNR0
SNR-H00SMH11GH002-K02 | Magnetic Relay |  | OPERATING | OPERATING | E070 | SNR0-2E0 | F40300000 |  | SNR0
SNR-H00SMH11GH002-M01 | Motor Aux. hoist |  | OPERATING | OPERATING | E070 | SNR0-2E0 | F40300000 |  | SNR0
SNR-H00SMH11GH002-N01 | Brake Control System |  | OPERATING | OPERATING | E070 | SNR0-2E0 | F40300000 |  | SNR0
SNR-H00SMH11GH002-P01 | Metering |  | OPERATING | OPERATING | E070 | SNR0-2E0 | F40300000 |  | SNR0
SNR-H00SMH11GH002-Q01 | Circuit Breaker |  | OPERATING | OPERATING | E070 | SNR0-2E0 | F40300000 |  | SNR0
SNR-H00SMH11GH002-R01 | Resistor |  | OPERATING | OPERATING | E070 | SNR0-2E0 | F40300000 |  | SNR0
SNR-H00SMH11GH002-S01 | Joy Stick Control |  | OPERATING | OPERATING | E070 | SNR0-2E0 | F40300000 |  | SNR0
SNR-H00SMH11GH002-S02 | Limit Switch Aux. hoist ( Emegency ) |  | OPERATING | OPERATING | E070 | SNR0-2E0 | F40300000 |  | SNR0
SNR-H00SMH11GH002-S03 | Limit Switch Aux. hoist ( Upper/Lower ) |  | OPERATING | OPERATING | E070 | SNR0-2E0 | F40300000 |  | SNR0
SNR-H00SMH11GH002-S04 | Limit Switch Wind lock |  | OPERATING | OPERATING | E070 | SNR0-2E0 | F40300000 |  | SNR0
SNR-H00SMH11GH002-T01 | Transformer |  | OPERATING | OPERATING | E070 | SNR0-2E0 | F40300000 |  | SNR0
SNR-H00SMH11GH002-U01 | Inverter |  | OPERATING | OPERATING | E070 | SNR0-2E0 | F40300000 |  | SNR0
SNR-H00SMH11GH002-X01 | Therminal |  | OPERATING | OPERATING | E070 | SNR0-2E0 | F40300000 |  | SNR0
SNR-H00SMH11GH003 | Control Bridge Travelling |  | OPERATING | OPERATING | E070 | SNR0-2E0 | F40300000 |  | SNR0
SNR-H00SMH11GH003-A01 | Control cubicle |  | OPERATING | OPERATING | E070 | SNR0-2E0 | F40300000 |  | SNR0
SNR-H00SMH11GH003-E01 | Lighting |  | OPERATING | OPERATING | E070 | SNR0-2E0 | F40300000 |  | SNR0
SNR-H00SMH11GH003-F01 | Thermal Protection |  | OPERATING | OPERATING | E070 | SNR0-2E0 | F40300000 |  | SNR0
SNR-H00SMH11GH003-F02 | Phase Protection |  | OPERATING | OPERATING | E070 | SNR0-2E0 | F40300000 |  | SNR0
SNR-H00SMH11GH003-F03 | Overload Device |  | OPERATING | OPERATING | E070 | SNR0-2E0 | F40300000 |  | SNR0
SNR-H00SMH11GH003-H01 | Horn Alram |  | OPERATING | OPERATING | E070 | SNR0-2E0 | F40300000 |  | SNR0
SNR-H00SMH11GH003-H02 | Lamp Alram |  | OPERATING | OPERATING | E070 | SNR0-2E0 | F40300000 |  | SNR0
SNR-H00SMH11GH003-K01 | Magnetic Contactor |  | OPERATING | OPERATING | E070 | SNR0-2E0 | F40300000 |  | SNR0
SNR-H00SMH11GH003-K02 | Magnetic Relay |  | OPERATING | OPERATING | E070 | SNR0-2E0 | F40300000 |  | SNR0
SNR-H00SMH11GH003-M01 | Motor Bidge Taveling |  | OPERATING | OPERATING | E070 | SNR0-2E0 | F40300000 |  | SNR0
SNR-H00SMH11GH003-N01 | Brake Control System |  | OPERATING | OPERATING | E070 | SNR0-2E0 | F40300000 |  | SNR0
SNR-H00SMH11GH003-P01 | Metering |  | OPERATING | OPERATING | E070 | SNR0-2E0 | F40300000 |  | SNR0
SNR-H00SMH11GH003-Q01 | Circuit Breaker |  | OPERATING | OPERATING | E070 | SNR0-2E0 | F40300000 |  | SNR0
SNR-H00SMH11GH003-R01 | Resistor |  | OPERATING | OPERATING | E070 | SNR0-2E0 | F40300000 |  | SNR0
SNR-H00SMH11GH003-S01 | Joy Stick Control |  | OPERATING | OPERATING | E070 | SNR0-2E0 | F40300000 |  | SNR0
SNR-H00SMH11GH003-S02 | Limit Switch Bidge Travelling |  | OPERATING | OPERATING | E070 | SNR0-2E0 | F40300000 |  | SNR0
SNR-H00SMH11GH003-T01 | Transformer |  | OPERATING | OPERATING | E070 | SNR0-2E0 | F40300000 |  | SNR0
SNR-H00SMH11GH003-U01 | Inverter |  | OPERATING | OPERATING | E070 | SNR0-2E0 | F40300000 |  | SNR0
SNR-H00SMH11GH003-X01 | Therminal |  | OPERATING | OPERATING | E070 | SNR0-2E0 | F40300000 |  | SNR0
SNR-H00SMH11GH004 | Control Crab Trolley |  | OPERATING | OPERATING | E070 | SNR0-2E0 | F40300000 |  | SNR0
SNR-H00SMH11GH004-A01 | Control cubicle |  | OPERATING | OPERATING | E070 | SNR0-2E0 | F40300000 |  | SNR0
SNR-H00SMH11GH004-E01 | Lighting |  | OPERATING | OPERATING | E070 | SNR0-2E0 | F40300000 |  | SNR0
SNR-H00SMH11GH004-F01 | Thermal Protection |  | OPERATING | OPERATING | E070 | SNR0-2E0 | F40300000 |  | SNR0
SNR-H00SMH11GH004-F02 | Phase Protection |  | OPERATING | OPERATING | E070 | SNR0-2E0 | F40300000 |  | SNR0
SNR-H00SMH11GH004-F03 | Overload Device |  | OPERATING | OPERATING | E070 | SNR0-2E0 | F40300000 |  | SNR0
SNR-H00SMH11GH004-H01 | Horn Alram |  | OPERATING | OPERATING | E070 | SNR0-2E0 | F40300000 |  | SNR0
SNR-H00SMH11GH004-H02 | Lamp Alram |  | OPERATING | OPERATING | E070 | SNR0-2E0 | F40300000 |  | SNR0
SNR-H00SMH11GH004-K01 | Magnetic Contactor |  | OPERATING | OPERATING | E070 | SNR0-2E0 | F40300000 |  | SNR0
SNR-H00SMH11GH004-K02 | Magnetic Relay |  | OPERATING | OPERATING | E070 | SNR0-2E0 | F40300000 |  | SNR0
SNR-H00SMH11GH004-M01 | Motor Cab Trolley |  | OPERATING | OPERATING | E070 | SNR0-2E0 | F40300000 |  | SNR0
SNR-H00SMH11GH004-N01 | Brake Control System |  | OPERATING | OPERATING | E070 | SNR0-2E0 | F40300000 |  | SNR0
SNR-H00SMH11GH004-P01 | Metering |  | OPERATING | OPERATING | E070 | SNR0-2E0 | F40300000 |  | SNR0
SNR-H00SMH11GH004-Q01 | Circuit Breaker |  | OPERATING | OPERATING | E070 | SNR0-2E0 | F40300000 |  | SNR0
SNR-H00SMH11GH004-R01 | Resistor |  | OPERATING | OPERATING | E070 | SNR0-2E0 | F40300000 |  | SNR0
SNR-H00SMH11GH004-S01 | Joy Stick Control |  | OPERATING | OPERATING | E070 | SNR0-2E0 | F40300000 |  | SNR0
SNR-H00SMH11GH004-S02 | Limit Switch Cab Trolley |  | OPERATING | OPERATING | E070 | SNR0-2E0 | F40300000 |  | SNR0
SNR-H00SMH11GH004-S03 | Limit Switch Joint Operate |  | OPERATING | OPERATING | E070 | SNR0-2E0 | F40300000 |  | SNR0
SNR-H00SMH11GH004-T01 | Transformer |  | OPERATING | OPERATING | E070 | SNR0-2E0 | F40300000 |  | SNR0
SNR-H00SMH11GH004-U01 | Inverter |  | OPERATING | OPERATING | E070 | SNR0-2E0 | F40300000 |  | SNR0
SNR-H00SMH11GH004-X01 | Therminal |  | OPERATING | OPERATING | E070 | SNR0-2E0 | F40300000 |  | SNR0
SNR-H00SMH11GW001 | Power Supply |  | OPERATING | OPERATING | E070 | SNR0-2E0 | F40300000 |  | SNR0
SNR-H00SMH11GW001-Q01 | Main Circuit Breaker |  | OPERATING | OPERATING | E070 | SNR0-2E0 | F40300000 |  | SNR0
SNR-H00SMH11GW001-W01 | Bus bar |  | OPERATING | OPERATING | E070 | SNR0-2E0 | F40300000 |  | SNR0
SNR-H00SMH11GW001-W02 | Cable Supply |  | OPERATING | OPERATING | E070 | SNR0-2E0 | F40300000 |  | SNR0
SNR-H00SMH11GW001-W03 | Bus holder (Carbon Brush) |  | OPERATING | OPERATING | E070 | SNR0-2E0 | F40300000 |  | SNR0
SNR-H00SMH12 | Overhead Crane NO.2 |  | OPERATING | OPERATING | E070 | SNR0-2M0 | F40300000 |  | SNR0
SNR-H00SMH12AE001 | Main Hoist |  | OPERATING | OPERATING | E070 | SNR0-2M0 | F40300000 |  | SNR0
SNR-H00SMH12AE001KE01 | Hoiting Drum |  | OPERATING | OPERATING | E070 | SNR0-2M0 | F40300000 |  | SNR0
SNR-H00SMH12AE001KE02 | Hook |  | OPERATING | OPERATING | E070 | SNR0-2M0 | F40300000 |  | SNR0
SNR-H00SMH12AE001KE03 | Hook Block |  | OPERATING | OPERATING | E070 | SNR0-2M0 | F40300000 |  | SNR0
SNR-H00SMH12AE001KE04 | Upper Sheave |  | OPERATING | OPERATING | E070 | SNR0-2M0 | F40300000 |  | SNR0
SNR-H00SMH12AE001KE05 | Lower Sheave |  | OPERATING | OPERATING | E070 | SNR0-2M0 | F40300000 |  | SNR0
SNR-H00SMH12AE001KE06 | Wire Rope |  | OPERATING | OPERATING | E070 | SNR0-2M0 | F40300000 |  | SNR0
SNR-H00SMH12AE001KW01 | Guard |  | OPERATING | OPERATING | E070 | SNR0-2M0 | F40300000 |  | SNR0
SNR-H00SMH12AE001MB01 | Brake |  | OPERATING | OPERATING | E070 | SNR0-2M0 | F40300000 |  | SNR0
SNR-H00SMH12AE001MG01 | Gear box |  | OPERATING | OPERATING | E070 | SNR0-2M0 | F40300000 |  | SNR0
SNR-H00SMH12AE001MK01 | Coupling |  | OPERATING | OPERATING | E070 | SNR0-2M0 | F40300000 |  | SNR0
SNR-H00SMH12AE002 | Aux. Hoist |  | OPERATING | OPERATING | E070 | SNR0-2M0 | F40300000 |  | SNR0
SNR-H00SMH12AE002KE01 | Hoiting Drum |  | OPERATING | OPERATING | E070 | SNR0-2M0 | F40300000 |  | SNR0
SNR-H00SMH12AE002KE02 | Hook |  | OPERATING | OPERATING | E070 | SNR0-2M0 | F40300000 |  | SNR0
SNR-H00SMH12AE002KE03 | Hook Block |  | OPERATING | OPERATING | E070 | SNR0-2M0 | F40300000 |  | SNR0
SNR-H00SMH12AE002KE04 | Upper Sheave |  | OPERATING | OPERATING | E070 | SNR0-2M0 | F40300000 |  | SNR0
SNR-H00SMH12AE002KE05 | Lower Sheave |  | OPERATING | OPERATING | E070 | SNR0-2M0 | F40300000 |  | SNR0
SNR-H00SMH12AE002KE06 | Wire Rope |  | OPERATING | OPERATING | E070 | SNR0-2M0 | F40300000 |  | SNR0
SNR-H00SMH12AE002KW01 | Guard |  | OPERATING | OPERATING | E070 | SNR0-2M0 | F40300000 |  | SNR0
SNR-H00SMH12AE002MB01 | Brake |  | OPERATING | OPERATING | E070 | SNR0-2M0 | F40300000 |  | SNR0
SNR-H00SMH12AE002MG01 | Gear |  | OPERATING | OPERATING | E070 | SNR0-2M0 | F40300000 |  | SNR0
SNR-H00SMH12AE002MK01 | Coupling |  | OPERATING | OPERATING | E070 | SNR0-2M0 | F40300000 |  | SNR0
SNR-H00SMH12AE003 | Bridge Travelling |  | OPERATING | OPERATING | E070 | SNR0-2M0 | F40300000 |  | SNR0
SNR-H00SMH12AE003KW01 | Bumper |  | OPERATING | OPERATING | E070 | SNR0-2M0 | F40300000 |  | SNR0
SNR-H00SMH12AE003KW02 | Guard |  | OPERATING | OPERATING | E070 | SNR0-2M0 | F40300000 |  | SNR0
SNR-H00SMH12AE003KW03 | Ledder |  | OPERATING | OPERATING | E070 | SNR0-2M0 | F40300000 |  | SNR0
SNR-H00SMH12AE003MB01 | Brake |  | OPERATING | OPERATING | E070 | SNR0-2M0 | F40300000 |  | SNR0
SNR-H00SMH12AE003ME01 | Girder |  | OPERATING | OPERATING | E070 | SNR0-2M0 | F40300000 |  | SNR0
SNR-H00SMH12AE003ME02 | Wheel |  | OPERATING | OPERATING | E070 | SNR0-2M0 | F40300000 |  | SNR0
SNR-H00SMH12AE003MG01 | Gear box |  | OPERATING | OPERATING | E070 | SNR0-2M0 | F40300000 |  | SNR0
SNR-H00SMH12AE003MK01 | Coupling |  | OPERATING | OPERATING | E070 | SNR0-2M0 | F40300000 |  | SNR0
SNR-H00SMH12AE004 | Crab Trolley |  | OPERATING | OPERATING | E070 | SNR0-2M0 | F40300000 |  | SNR0
SNR-H00SMH12AE004KE01 | Carriage |  | OPERATING | OPERATING | E070 | SNR0-2M0 | F40300000 |  | SNR0
SNR-H00SMH12AE004KE02 | Wheel |  | OPERATING | OPERATING | E070 | SNR0-2M0 | F40300000 |  | SNR0
SNR-H00SMH12AE004KW01 | Bumper |  | OPERATING | OPERATING | E070 | SNR0-2M0 | F40300000 |  | SNR0
SNR-H00SMH12AE004KW02 | Guard |  | OPERATING | OPERATING | E070 | SNR0-2M0 | F40300000 |  | SNR0
SNR-H00SMH12AE004MB01 | Brake |  | OPERATING | OPERATING | E070 | SNR0-2M0 | F40300000 |  | SNR0
SNR-H00SMH12AE004MF01 | Rail |  | OPERATING | OPERATING | E070 | SNR0-2M0 | F40300000 |  | SNR0
SNR-H00SMH12AE004MG01 | Gear |  | OPERATING | OPERATING | E070 | SNR0-2M0 | F40300000 |  | SNR0
SNR-H00SMH12AE004MK01 | Coupling |  | OPERATING | OPERATING | E070 | SNR0-2M0 | F40300000 |  | SNR0
SNR-H00SMH12AF001 | Lubricate System |  | OPERATING | OPERATING | E070 | SNR0-2M0 | F40300000 |  | SNR0
SNR-H00SMH12AH001 | Air Condition (Air Split Type) |  | OPERATING | OPERATING | E070 | SNR0-2M0 | F40300000 |  | SNR0
SNR-H00SMH12GH001 | Control Main hoist |  | OPERATING | OPERATING | E070 | SNR0-2E0 | F40300000 |  | SNR0
SNR-H00SMH12GH001-A01 | Control cubicle |  | OPERATING | OPERATING | E070 | SNR0-2E0 | F40300000 |  | SNR0
SNR-H00SMH12GH001-E01 | Lighting |  | OPERATING | OPERATING | E070 | SNR0-2E0 | F40300000 |  | SNR0
SNR-H00SMH12GH001-F01 | Thermal Protection |  | OPERATING | OPERATING | E070 | SNR0-2E0 | F40300000 |  | SNR0
SNR-H00SMH12GH001-F02 | Phase Protection |  | OPERATING | OPERATING | E070 | SNR0-2E0 | F40300000 |  | SNR0
SNR-H00SMH12GH001-F03 | Overload Device |  | OPERATING | OPERATING | E070 | SNR0-2E0 | F40300000 |  | SNR0
SNR-H00SMH12GH001-H01 | Horn Alram |  | OPERATING | OPERATING | E070 | SNR0-2E0 | F40300000 |  | SNR0
SNR-H00SMH12GH001-H02 | Lamp Alram |  | OPERATING | OPERATING | E070 | SNR0-2E0 | F40300000 |  | SNR0
SNR-H00SMH12GH001-K01 | Magnetic Contactor |  | OPERATING | OPERATING | E070 | SNR0-2E0 | F40300000 |  | SNR0
SNR-H00SMH12GH001-K02 | Magnetic Relay |  | OPERATING | OPERATING | E070 | SNR0-2E0 | F40300000 |  | SNR0
SNR-H00SMH12GH001-M01 | Motor Main hoist |  | OPERATING | OPERATING | E070 | SNR0-2E0 | F40300000 |  | SNR0
SNR-H00SMH12GH001-N01 | Brake Control System |  | OPERATING | OPERATING | E070 | SNR0-2E0 | F40300000 |  | SNR0
SNR-H00SMH12GH001-P01 | Metering |  | OPERATING | OPERATING | E070 | SNR0-2E0 | F40300000 |  | SNR0
SNR-H00SMH12GH001-Q01 | Circuit Breaker |  | OPERATING | OPERATING | E070 | SNR0-2E0 | F40300000 |  | SNR0
SNR-H00SMH12GH001-R01 | Resistor |  | OPERATING | OPERATING | E070 | SNR0-2E0 | F40300000 |  | SNR0
SNR-H00SMH12GH001-S01 | Joy Stick Control |  | OPERATING | OPERATING | E070 | SNR0-2E0 | F40300000 |  | SNR0
SNR-H00SMH12GH001-S02 | Limit Switch Main hoist ( Emergency ) |  | OPERATING | OPERATING | E070 | SNR0-2E0 | F40300000 |  | SNR0
SNR-H00SMH12GH001-S03 | Limit Switch Aux. hoist ( Upper/Lower ) |  | OPERATING | OPERATING | E070 | SNR0-2E0 | F40300000 |  | SNR0
SNR-H00SMH12GH001-S04 | Limit Switch Cab Trolley |  | OPERATING | OPERATING | E070 | SNR0-2E0 | F40300000 |  | SNR0
SNR-H00SMH12GH001-S05 | Limit Switch Wind lock |  | OPERATING | OPERATING | E070 | SNR0-2E0 | F40300000 |  | SNR0
SNR-H00SMH12GH001-T01 | Transformer |  | OPERATING | OPERATING | E070 | SNR0-2E0 | F40300000 |  | SNR0
SNR-H00SMH12GH001-U01 | Inverter |  | OPERATING | OPERATING | E070 | SNR0-2E0 | F40300000 |  | SNR0
SNR-H00SMH12GH001-X01 | Therminal |  | OPERATING | OPERATING | E070 | SNR0-2E0 | F40300000 |  | SNR0
SNR-H00SMH12GH002 | Control Auxiliary Hoist |  | OPERATING | OPERATING | E070 | SNR0-2E0 | F40300000 |  | SNR0
SNR-H00SMH12GH002-A01 | Control cubicle |  | OPERATING | OPERATING | E070 | SNR0-2E0 | F40300000 |  | SNR0
SNR-H00SMH12GH002-E01 | Lighting |  | OPERATING | OPERATING | E070 | SNR0-2E0 | F40300000 |  | SNR0
SNR-H00SMH12GH002-F01 | Thermal Protection |  | OPERATING | OPERATING | E070 | SNR0-2E0 | F40300000 |  | SNR0
SNR-H00SMH12GH002-F02 | Phase Protection |  | OPERATING | OPERATING | E070 | SNR0-2E0 | F40300000 |  | SNR0
SNR-H00SMH12GH002-F03 | Overload Device |  | OPERATING | OPERATING | E070 | SNR0-2E0 | F40300000 |  | SNR0
SNR-H00SMH12GH002-H01 | Horn Alram |  | OPERATING | OPERATING | E070 | SNR0-2E0 | F40300000 |  | SNR0
SNR-H00SMH12GH002-H02 | Lamp Alram |  | OPERATING | OPERATING | E070 | SNR0-2E0 | F40300000 |  | SNR0
SNR-H00SMH12GH002-K01 | Magnetic Contactor |  | OPERATING | OPERATING | E070 | SNR0-2E0 | F40300000 |  | SNR0
SNR-H00SMH12GH002-K02 | Magnetic Relay |  | OPERATING | OPERATING | E070 | SNR0-2E0 | F40300000 |  | SNR0
SNR-H00SMH12GH002-M01 | Motor Aux. hoist |  | OPERATING | OPERATING | E070 | SNR0-2E0 | F40300000 |  | SNR0
SNR-H00SMH12GH002-N01 | Brake Control System |  | OPERATING | OPERATING | E070 | SNR0-2E0 | F40300000 |  | SNR0
SNR-H00SMH12GH002-P01 | Metering |  | OPERATING | OPERATING | E070 | SNR0-2E0 | F40300000 |  | SNR0
SNR-H00SMH12GH002-Q01 | Circuit Breaker |  | OPERATING | OPERATING | E070 | SNR0-2E0 | F40300000 |  | SNR0
SNR-H00SMH12GH002-R01 | Resistor |  | OPERATING | OPERATING | E070 | SNR0-2E0 | F40300000 |  | SNR0
SNR-H00SMH12GH002-S01 | Joy Stick Control |  | OPERATING | OPERATING | E070 | SNR0-2E0 | F40300000 |  | SNR0
SNR-H00SMH12GH002-S02 | Limit Switch Aux. hoist ( Emegency ) |  | OPERATING | OPERATING | E070 | SNR0-2E0 | F40300000 |  | SNR0
SNR-H00SMH12GH002-S03 | Limit Switch Aux. hoist ( Upper/Lower ) |  | OPERATING | OPERATING | E070 | SNR0-2E0 | F40300000 |  | SNR0
SNR-H00SMH12GH002-S04 | Limit Switch Wind lock |  | OPERATING | OPERATING | E070 | SNR0-2E0 | F40300000 |  | SNR0
SNR-H00SMH12GH002-T01 | Transformer |  | OPERATING | OPERATING | E070 | SNR0-2E0 | F40300000 |  | SNR0
SNR-H00SMH12GH002-U01 | Inverter |  | OPERATING | OPERATING | E070 | SNR0-2E0 | F40300000 |  | SNR0
SNR-H00SMH12GH002-X01 | Therminal |  | OPERATING | OPERATING | E070 | SNR0-2E0 | F40300000 |  | SNR0
SNR-H00SMH12GH003 | Control Bridge Travelling |  | OPERATING | OPERATING | E070 | SNR0-2E0 | F40300000 |  | SNR0
SNR-H00SMH12GH003-A01 | Control cubicle |  | OPERATING | OPERATING | E070 | SNR0-2E0 | F40300000 |  | SNR0
SNR-H00SMH12GH003-E01 | Lighting |  | OPERATING | OPERATING | E070 | SNR0-2E0 | F40300000 |  | SNR0
SNR-H00SMH12GH003-F01 | Thermal Protection |  | OPERATING | OPERATING | E070 | SNR0-2E0 | F40300000 |  | SNR0
SNR-H00SMH12GH003-F02 | Phase Protection |  | OPERATING | OPERATING | E070 | SNR0-2E0 | F40300000 |  | SNR0
SNR-H00SMH12GH003-F03 | Overload Device |  | OPERATING | OPERATING | E070 | SNR0-2E0 | F40300000 |  | SNR0
SNR-H00SMH12GH003-H01 | Horn Alram |  | OPERATING | OPERATING | E070 | SNR0-2E0 | F40300000 |  | SNR0
SNR-H00SMH12GH003-H02 | Lamp Alram |  | OPERATING | OPERATING | E070 | SNR0-2E0 | F40300000 |  | SNR0
SNR-H00SMH12GH003-K01 | Magnetic Contactor |  | OPERATING | OPERATING | E070 | SNR0-2E0 | F40300000 |  | SNR0
SNR-H00SMH12GH003-K02 | Magnetic Relay |  | OPERATING | OPERATING | E070 | SNR0-2E0 | F40300000 |  | SNR0
SNR-H00SMH12GH003-M01 | Motor Bidge Taveling |  | OPERATING | OPERATING | E070 | SNR0-2E0 | F40300000 |  | SNR0
SNR-H00SMH12GH003-N01 | Brake Control System |  | OPERATING | OPERATING | E070 | SNR0-2E0 | F40300000 |  | SNR0
SNR-H00SMH12GH003-P01 | Metering |  | OPERATING | OPERATING | E070 | SNR0-2E0 | F40300000 |  | SNR0
SNR-H00SMH12GH003-Q01 | Circuit Breaker |  | OPERATING | OPERATING | E070 | SNR0-2E0 | F40300000 |  | SNR0
SNR-H00SMH12GH003-R01 | Resistor |  | OPERATING | OPERATING | E070 | SNR0-2E0 | F40300000 |  | SNR0
SNR-H00SMH12GH003-S01 | Joy Stick Control |  | OPERATING | OPERATING | E070 | SNR0-2E0 | F40300000 |  | SNR0
SNR-H00SMH12GH003-S02 | Limit Switch Bidge Travelling |  | OPERATING | OPERATING | E070 | SNR0-2E0 | F40300000 |  | SNR0
SNR-H00SMH12GH003-T01 | Transformer |  | OPERATING | OPERATING | E070 | SNR0-2E0 | F40300000 |  | SNR0
SNR-H00SMH12GH003-U01 | Inverter |  | OPERATING | OPERATING | E070 | SNR0-2E0 | F40300000 |  | SNR0
SNR-H00SMH12GH003-X01 | Therminal |  | OPERATING | OPERATING | E070 | SNR0-2E0 | F40300000 |  | SNR0
SNR-H00SMH12GH004 | Control Crab Trolley |  | OPERATING | OPERATING | E070 | SNR0-2E0 | F40300000 |  | SNR0
SNR-H00SMH12GH004-A01 | Control cubicle |  | OPERATING | OPERATING | E070 | SNR0-2E0 | F40300000 |  | SNR0
SNR-H00SMH12GH004-E01 | Lighting |  | OPERATING | OPERATING | E070 | SNR0-2E0 | F40300000 |  | SNR0
SNR-H00SMH12GH004-F01 | Thermal Protection |  | OPERATING | OPERATING | E070 | SNR0-2E0 | F40300000 |  | SNR0
SNR-H00SMH12GH004-F02 | Phase Protection |  | OPERATING | OPERATING | E070 | SNR0-2E0 | F40300000 |  | SNR0
SNR-H00SMH12GH004-F03 | Overload Device |  | OPERATING | OPERATING | E070 | SNR0-2E0 | F40300000 |  | SNR0
SNR-H00SMH12GH004-H01 | Horn Alram |  | OPERATING | OPERATING | E070 | SNR0-2E0 | F40300000 |  | SNR0
SNR-H00SMH12GH004-H02 | Lamp Alram |  | OPERATING | OPERATING | E070 | SNR0-2E0 | F40300000 |  | SNR0
SNR-H00SMH12GH004-K01 | Magnetic Contactor |  | OPERATING | OPERATING | E070 | SNR0-2E0 | F40300000 |  | SNR0
SNR-H00SMH12GH004-K02 | Magnetic Relay |  | OPERATING | OPERATING | E070 | SNR0-2E0 | F40300000 |  | SNR0
SNR-H00SMH12GH004-M01 | Motor Cab Trolley |  | OPERATING | OPERATING | E070 | SNR0-2E0 | F40300000 |  | SNR0
SNR-H00SMH12GH004-N01 | Brake Control System |  | OPERATING | OPERATING | E070 | SNR0-2E0 | F40300000 |  | SNR0
SNR-H00SMH12GH004-P01 | Metering |  | OPERATING | OPERATING | E070 | SNR0-2E0 | F40300000 |  | SNR0
SNR-H00SMH12GH004-Q01 | Circuit Breaker |  | OPERATING | OPERATING | E070 | SNR0-2E0 | F40300000 |  | SNR0
SNR-H00SMH12GH004-R01 | Resistor |  | OPERATING | OPERATING | E070 | SNR0-2E0 | F40300000 |  | SNR0
SNR-H00SMH12GH004-S01 | Joy Stick Control |  | OPERATING | OPERATING | E070 | SNR0-2E0 | F40300000 |  | SNR0
SNR-H00SMH12GH004-S02 | Limit Switch Cab Trolley |  | OPERATING | OPERATING | E070 | SNR0-2E0 | F40300000 |  | SNR0
SNR-H00SMH12GH004-T01 | Transformer |  | OPERATING | OPERATING | E070 | SNR0-2E0 | F40300000 |  | SNR0
SNR-H00SMH12GH004-U01 | Inverter |  | OPERATING | OPERATING | E070 | SNR0-2E0 | F40300000 |  | SNR0
SNR-H00SMH12GH004-X01 | Therminal |  | OPERATING | OPERATING | E070 | SNR0-2E0 | F40300000 |  | SNR0
SNR-H00SMH12GW001 | Power Supply |  | OPERATING | OPERATING | E070 | SNR0-2E0 | F40300000 |  | SNR0
SNR-H00SMH12GW001-Q01 | Main Circuit Breaker |  | OPERATING | OPERATING | E070 | SNR0-2E0 | F40300000 |  | SNR0
SNR-H00SMH12GW001-W01 | Bus bar |  | OPERATING | OPERATING | E070 | SNR0-2E0 | F40300000 |  | SNR0
SNR-H00SMH12GW001-W02 | Cable Supply |  | OPERATING | OPERATING | E070 | SNR0-2E0 | F40300000 |  | SNR0
SNR-H00SMH12GW001-W03 | Bus holder (Carbon Brush) |  | OPERATING | OPERATING | E070 | SNR0-2E0 | F40300000 |  | SNR0
SNR-H00SMH30 | GANTRY CRANE |  | OPERATING | OPERATING | E070 | SNR0-2M0 | F40300000 |  | SNR0
SNR-H00SMH31 | GANTRY CRANE |  | OPERATING | OPERATING | E070 | SNR0-2M0 | F40300000 |  | SNR0
SNR-H00SMH31AE001 | Main Hoist |  | OPERATING | OPERATING | E070 | SNR0-2M0 | F40300000 |  | SNR0
SNR-H00SMH31AE001-M01 | Motor |  | OPERATING | OPERATING | E070 | SNR0-2E0 | F40300000 |  | SNR0
SNR-H00SMH31AE001KE02 | Hook |  | OPERATING | OPERATING | E070 | SNR0-2M0 | F40300000 |  | SNR0
SNR-H00SMH31AE001KE06 | Wire Rope |  | OPERATING | OPERATING | E070 | SNR0-2M0 | F40300000 |  | SNR0
SNR-H00SMH31AE001MB01 | Brake |  | OPERATING | OPERATING | E070 | SNR0-2M0 | F40300000 |  | SNR0
SNR-H00SMH31AE001MG01 | Gear Box |  | OPERATING | OPERATING | E070 | SNR0-2M0 | F40300000 |  | SNR0
SNR-H00SMH31AE001MK01 | Motor Coupling |  | OPERATING | OPERATING | E070 | SNR0-2M0 | F40300000 |  | SNR0
SNR-H00SMH31AE003 | Bridge Travelling |  | OPERATING | OPERATING | E070 | SNR0-2M0 | F40300000 |  | SNR0
SNR-H00SMH31AE003-M01 | Motor |  | OPERATING | OPERATING | E070 | SNR0-2E0 | F40300000 |  | SNR0
SNR-H00SMH31AE003KF01 | Rail |  | OPERATING | OPERATING | E070 | SNR0-2M0 | F40300000 |  | SNR0
SNR-H00SMH31AE003KW01 | Bumper |  | OPERATING | OPERATING | E070 | SNR0-2M0 | F40300000 |  | SNR0
SNR-H00SMH31AE003KW02 | Guard |  | OPERATING | OPERATING | E070 | SNR0-2M0 | F40300000 |  | SNR0
SNR-H00SMH31AE003KW03 | Ledder |  | OPERATING | OPERATING | E070 | SNR0-2M0 | F40300000 |  | SNR0
SNR-H00SMH31AE003MB01 | Brake |  | OPERATING | OPERATING | E070 | SNR0-2M0 | F40300000 |  | SNR0
SNR-H00SMH31AE003ME01 | Girder |  | OPERATING | OPERATING | E070 | SNR0-2M0 | F40300000 |  | SNR0
SNR-H00SMH31AE003ME02 | Wheel |  | OPERATING | OPERATING | E070 | SNR0-2M0 | F40300000 |  | SNR0
SNR-H00SMH31AE003MG01 | Gear box |  | OPERATING | OPERATING | E070 | SNR0-2M0 | F40300000 |  | SNR0
SNR-H00SMH31AE003MK01 | Coupling |  | OPERATING | OPERATING | E070 | SNR0-2M0 | F40300000 |  | SNR0
SNR-H00SMH31AF001 | Lubricate System |  | OPERATING | OPERATING | E070 | SNR0-2M0 | F40300000 |  | SNR0
SNR-H00SMH31BF001 | Rail Bridge |  | OPERATING | OPERATING | E070 | SNR0-2M0 | F40300000 |  | SNR0
SNR-H00SMH31GH001 | Control Main hoist |  | OPERATING | OPERATING | E070 | SNR0-2E0 | F40300000 |  | SNR0
SNR-H00SMH31GH001-A01 | Control cubicle |  | OPERATING | OPERATING | E070 | SNR0-2E0 | F40300000 |  | SNR0
SNR-H00SMH31GH001-E01 | Lighting |  | OPERATING | OPERATING | E070 | SNR0-2E0 | F40300000 |  | SNR0
SNR-H00SMH31GH001-F02 | Phase Protection |  | OPERATING | OPERATING | E070 | SNR0-2E0 | F40300000 |  | SNR0
SNR-H00SMH31GH001-F03 | Overload Device |  | OPERATING | OPERATING | E070 | SNR0-2E0 | F40300000 |  | SNR0
SNR-H00SMH31GH001-H02 | Horn Alram |  | OPERATING | OPERATING | E070 | SNR0-2E0 | F40300000 |  | SNR0
SNR-H00SMH31GH001-H03 | Lamp Alram |  | OPERATING | OPERATING | E070 | SNR0-2E0 | F40300000 |  | SNR0
SNR-H00SMH31GH001-K01 | Magnetic Contactor |  | OPERATING | OPERATING | E070 | SNR0-2E0 | F40300000 |  | SNR0
SNR-H00SMH31GH001-K02 | Magnetic Relay |  | OPERATING | OPERATING | E070 | SNR0-2E0 | F40300000 |  | SNR0
SNR-H00SMH31GH001-K03 | Timer Relay |  | OPERATING | OPERATING | E070 | SNR0-2E0 | F40300000 |  | SNR0
SNR-H00SMH31GH001-M01 | Motor Main hoist |  | OPERATING | OPERATING | E070 | SNR0-2E0 | F40300000 |  | SNR0
SNR-H00SMH31GH001-M02 | Cable Reel Motor |  | OPERATING | OPERATING | E070 | SNR0-2E0 | F40300000 |  | SNR0
SNR-H00SMH31GH001-N01 | Brake Control System |  | OPERATING | OPERATING | E070 | SNR0-2E0 | F40300000 |  | SNR0
SNR-H00SMH31GH001-P02 | Metering |  | OPERATING | OPERATING | E070 | SNR0-2E0 | F40300000 |  | SNR0
SNR-H00SMH31GH001-Q01 | Main Circuit Breaker |  | OPERATING | OPERATING | E070 | SNR0-2E0 | F40300000 |  | SNR0
SNR-H00SMH31GH001-S01 | Limit Switch Main hoist ( Emergency ) |  | OPERATING | OPERATING | E070 | SNR0-2E0 | F40300000 |  | SNR0
SNR-H00SMH31GH001-S02 | Limit Switch Main hoist ( Upper/Lower ) |  | OPERATING | OPERATING | E070 | SNR0-2E0 | F40300000 |  | SNR0
SNR-H00SMH31GH001-S03 | Pendant Control |  | OPERATING | OPERATING | E070 | SNR0-2E0 | F40300000 |  | SNR0
SNR-H00SMH31GH001-T01 | Transformer |  | OPERATING | OPERATING | E070 | SNR0-2E0 | F40300000 |  | SNR0
SNR-H00SMH31GH001-X01 | Therminal |  | OPERATING | OPERATING | E070 | SNR0-2E0 | F40300000 |  | SNR0
SNR-H00SMH31GH003 | Control Bridge Travelling |  | OPERATING | OPERATING | E070 | SNR0-2E0 | F40300000 |  | SNR0
SNR-H00SMH31GH003-K01 | Magnetic Contactor |  | OPERATING | OPERATING | E070 | SNR0-2E0 | F40300000 |  | SNR0
SNR-H00SMH31GH003-K02 | Magnetic Relay |  | OPERATING | OPERATING | E070 | SNR0-2E0 | F40300000 |  | SNR0
SNR-H00SMH31GH003-M01 | Motor Bidge Taveling |  | OPERATING | OPERATING | E070 | SNR0-2E0 | F40300000 |  | SNR0
SNR-H00SMH31GH003-M02 | Cable Reel Motor |  | OPERATING | OPERATING | E070 | SNR0-2E0 | F40300000 |  | SNR0
SNR-H00SMH31GH003-N01 | Brake Control System |  | OPERATING | OPERATING | E070 | SNR0-2E0 | F40300000 |  | SNR0
SNR-H00SMH31GH003-Q01 | Circuit Breaker |  | OPERATING | OPERATING | E070 | SNR0-2E0 | F40300000 |  | SNR0
SNR-H00SMH31GH003-S01 | Pendant Control |  | OPERATING | OPERATING | E070 | SNR0-2E0 | F40300000 |  | SNR0
SNR-H00SMH31GH003-S02 | Limit Switch Wind lock |  | OPERATING | OPERATING | E070 | SNR0-2E0 | F40300000 |  | SNR0
SNR-H00SMH31GH003-S03 | Limit Switch Bidge Travelling |  | OPERATING | OPERATING | E070 | SNR0-2E0 | F40300000 |  | SNR0
SNR-H00SMH31GH003-T01 | Transformer |  | OPERATING | OPERATING | E070 | SNR0-2E0 | F40300000 |  | SNR0
SNR-H00SMH31GH003-X01 | Therminal |  | OPERATING | OPERATING | E070 | SNR0-2E0 | F40300000 |  | SNR0
SNR-H00SN | Elevators |  | OPERATING | OPERATING | E070 | SNR0-2E0 | F40300000 |  | SNR0
SNR-H00SNA | Elevators |  | OPERATING | OPERATING | E070 | SNR0-2E0 | F40300000 |  | SNR0
SNR-H00SNA10 | Elevators |  | OPERATING | OPERATING | E070 | SNR0-2E0 | F40300000 |  | SNR0
SNR-H00SNA10AE001 | ELEVATOR ( LIFT ) |  | OPERATING | OPERATING | E070 | SNR0-2E0 | F40300000 |  | SNR0
SNR-H00SNA10AE100 | Elevators |  | OPERATING | OPERATING | E070 | SNR0-2E0 | F40300000 |  | SNR0
SNR-H00SNA10GH100 | Elevator Control Unit |  | OPERATING | OPERATING | E070 | SNR0-2E0 | F40300000 |  | SNR0
SNR-H00SR | SNR-H00SR |  | OPERATING | OPERATING | E070 | SNR0-2E0 | F40300000 |  | SNR0
SNR-H00SRP | SNR-H00SRP |  | OPERATING | OPERATING | E070 | SNR0-2E0 | F40300000 |  | SNR0
SNR-H00SRP10 | SNR-H00SRP10 |  | OPERATING | OPERATING | E070 | SNR0-2E0 | F40300000 |  | SNR0
SNR-H00SRP10AE001 | SEWAGE TREATMENT |  | OPERATING | OPERATING | E070 | SNR0-2E0 | F40300000 |  | SNR0
SNR-H00SRP10AE001-M01 | Motor For Sewage Treament |  | OPERATING | OPERATING | E070 | SNR0-2E0 | F40300000 |  | SNR0
SNR-H00WTA10 | SOLAR CELL |  | OPERATING | OPERATING | E070 | SNR0-2E0 | F40300000 |  | SNR0
SNR-H01 | Srinagarind Hydro Unit 1 |  | OPERATING | OPERATING | E071 |  | F40300001 |  | SNR0
SNR-H01A | Grid & Distribution System |  | OPERATING | OPERATING | E071 | SNR0-2E0 | F40300001 |  | SNR0
SNR-H01AD | 230kV System |  | OPERATING | OPERATING | E071 | SNR0-2E0 | F40300001 |  | SNR0
SNR-H01ADA | 230kV Bay |  | OPERATING | OPERATING | E071 | SNR0-2E0 | F40300001 |  | SNR0
SNR-H01ADA23 | 230KV. Bay Generator |  | OPERATING | OPERATING | E071 | SNR0-2E0 | F40300001 |  | SNR0
SNR-H01ADA23GS100 | Breaker 80012 (SNR-H01ADA21GS100) |  | OPERATING | OPERATING | E071 | SNR0-2E0 | F40300001 |  | SNR0
SNR-H01ADA23GS200 | DS 80015 (SNR-H01BAY01GS130) |  | OPERATING | OPERATING | E071 | SNR0-2E0 | F40300001 |  | SNR0
SNR-H01ADA23GS201 | DS 80016 (SNR-H01BAY01GS140) |  | OPERATING | OPERATING | E071 | SNR0-2E0 | F40300001 |  | SNR0
SNR-H01ADA23GS202 | DS 80017 (SNR-H01BAY01GS150) |  | OPERATING | OPERATING | E071 | SNR0-2E0 | F40300001 |  | SNR0
SNR-H01B | Power Transmission and Auxiliary Power Supply |  | OPERATING | OPERATING | E071 | SNR0-2E0 | F40300001 |  | SNR0
SNR-H01BA | Power Transmission |  | OPERATING | OPERATING | E071 | SNR0-2E0 | F40300001 |  | SNR0
SNR-H01BAA | Generator Leads |  | OPERATING | OPERATING | E071 | SNR0-2E0 | F40300001 |  | SNR0
SNR-H01BAA10 | 13.8 KV. BUS & Accessories |  | OPERATING | OPERATING | E071 | SNR0-2E0 | F40300001 |  | SNR0
SNR-H01BAA10GA100 | IPB 13.8 kV |  | OPERATING | OPERATING | E071 | SNR0-2E0 | F40300001 |  | SNR0
SNR-H01BAA10GS200 | DS.1311 Cubicle |  | OPERATING | OPERATING | E071 | SNR0-2E0 | F40300001 |  | SNR0
SNR-H01BAA10GS200-F01 | SC U-Phase (SNR-H01BAC01GV002A) |  | OPERATING | OPERATING | E071 | SNR0-2E0 | F40300001 |  | SNR0
SNR-H01BAA10GS200-F02 | SC V-Phase (SNR-H01BAC01GV002B) |  | OPERATING | OPERATING | E071 | SNR0-2E0 | F40300001 |  | SNR0
SNR-H01BAA10GS200-F03 | SC W-Phase (SNR-H01BAC01GV002C) |  | OPERATING | OPERATING | E071 | SNR0-2E0 | F40300001 |  | SNR0
SNR-H01BAA10GS200-F04 | LA U-Phase (SNR-H01BAC01GV001A) |  | OPERATING | OPERATING | E071 | SNR0-2E0 | F40300001 |  | SNR0
SNR-H01BAA10GS200-F05 | LA V-Phase (SNR-H01BAC01GV001B) |  | OPERATING | OPERATING | E071 | SNR0-2E0 | F40300001 |  | SNR0
SNR-H01BAA10GS200-F06 | LA W-Phase (SNR-H01BAC01GV001C) |  | OPERATING | OPERATING | E071 | SNR0-2E0 | F40300001 |  | SNR0
SNR-H01BAA10GS200-G01 | 230V AC Supply (MCC-4) (SNR-H00BHA50GH001+00BHA50) |  | OPERATING | OPERATING | E071 | SNR0-2E0 | F40300001 |  | SNR0
SNR-H01BAA10GS200-G02 | 230 AC Safe AC Board (Inverter) (SNR-H00BRA20GH001+00BRA20) |  | OPERATING | OPERATING | E071 | SNR0-2E0 | F40300001 |  | SNR0
SNR-H01BAA10GS200-Q01 | DS.1311 Gen DS Switch Gear (SNR-H01BAC01GS110) |  | OPERATING | OPERATING | E071 | SNR0-2E0 | F40300001 |  | SNR0
SNR-H01BAA10GS200-T01 | DS.1311 CT1 (SNR-H01BAC01CE111) |  | OPERATING | OPERATING | E071 | SNR0-2E0 | F40300001 |  | SNR0
SNR-H01BAA10GS200-T02 | DS.1311 CT2 (SNR-H01BAC01CE121) |  | OPERATING | OPERATING | E071 | SNR0-2E0 | F40300001 |  | SNR0
SNR-H01BAA10GS200-T03 | DS.1311 PT1 (SNR-H01BAC01CE210A,B,C) |  | OPERATING | OPERATING | E071 | SNR0-2E0 | F40300001 |  | SNR0
SNR-H01BAA10GS200-T04 | DS.1311 PT2 (SNR-H01BAC01CE220A,B,C) |  | OPERATING | OPERATING | E071 | SNR0-2E0 | F40300001 |  | SNR0
SNR-H01BAA11 | Generator Neutral System |  | OPERATING | OPERATING | E071 | SNR0-2E0 | F40300001 |  | SNR0
SNR-H01BAA11FE100 | NGR Cubicle (SNR-H01MKY01GH001) |  | OPERATING | OPERATING | E071 | SNR0-2E0 | F40300001 |  | SNR0
SNR-H01BAA11FE100-P01 | NGR Resistance (SNR-H01MKY01CE300) |  | OPERATING | OPERATING | E071 | SNR0-2E0 | F40300001 |  | SNR0
SNR-H01BAA11GT100 | NGT Cubicle (SNR-H01MKY01GH001) |  | OPERATING | OPERATING | E071 | SNR0-2E0 | F40300001 |  | SNR0
SNR-H01BAA11GT100-Q01 | NGT DS (SNR-H01MKY01GS110) |  | OPERATING | OPERATING | E071 | SNR0-2E0 | F40300001 |  | SNR0
SNR-H01BAA11GT100-T01 | NGT Transformer (SNR-H01MKY01CE210) |  | OPERATING | OPERATING | E071 | SNR0-2E0 | F40300001 |  | SNR0
SNR-H01BAA11GV100 | Star Point BUS Cubicle |  | OPERATING | OPERATING | E071 | SNR0-2E0 | F40300001 |  | SNR0
SNR-H01BAA11GV100-T01 | Star Point BUS CT1 (SNR-H01MKY01CE111) |  | OPERATING | OPERATING | E071 | SNR0-2E0 | F40300001 |  | SNR0
SNR-H01BAA11GV100-T02 | Star Point BUS CT2 (SNR-H01MKY01CE121) |  | OPERATING | OPERATING | E071 | SNR0-2E0 | F40300001 |  | SNR0
SNR-H01BAA11GV100-T03 | Star Point BUS CT3 (SNR-H01MKY01CE131) |  | OPERATING | OPERATING | E071 | SNR0-2E0 | F40300001 |  | SNR0
SNR-H01BAA11GV100-T04 | Star Point BUS CT4 (SNR-H01MKY01CE141) |  | OPERATING | OPERATING | E071 | SNR0-2E0 | F40300001 |  | SNR0
SNR-H01BAA11GV100-T05 | Star Point BUS CT5 (SNR-H01MKY01CE151) |  | OPERATING | OPERATING | E071 | SNR0-2E0 | F40300001 |  | SNR0
SNR-H01BAA12 | 24kV Dynamic Brake Isolator (SNR-H01BAC02) |  | OPERATING | OPERATING | E071 | SNR0-2E0 | F40300001 |  | SNR0
SNR-H01BAA12GH100 | 24kV Dynamic Brake Isolator Panel (SNR-H01BAC02GH001) |  | OPERATING | OPERATING | E071 | SNR0-2E0 | F40300001 |  | SNR0
SNR-H01BAA12GH100-B01 | Thermostate (SNR-H01BAC02GH001-S105) |  | OPERATING | OPERATING | E071 | SNR0-2E0 | F40300001 |  | SNR0
SNR-H01BAA12GH100-E01 | Tubelight (SNR-H01BAC02GH001-E101,102,103) |  | OPERATING | OPERATING | E071 | SNR0-2E0 | F40300001 |  | SNR0
SNR-H01BAA12GH100-E02 | Panel Heater (SNR-H01BAC02GH001-E201,202) |  | OPERATING | OPERATING | E071 | SNR0-2E0 | F40300001 |  | SNR0
SNR-H01BAA12GH100-E03 | LED (SNR-H01BAC02GH001-S111,112) |  | OPERATING | OPERATING | E071 | SNR0-2E0 | F40300001 |  | SNR0
SNR-H01BAA12GH100-F01 | Miniature Circuit Breaker (SNR-H01BAC02GH001-F141) |  | OPERATING | OPERATING | E071 | SNR0-2E0 | F40300001 |  | SNR0
SNR-H01BAA12GH100-Q01 | Breaker With Motor Gear Box (SNR-H01BAC02GH001-M101) |  | OPERATING | OPERATING | E071 | SNR0-2E0 | F40300001 |  | SNR0
SNR-H01BAA12GH100-S01 | Door Limit Switch (SNR-H01BAC02GH001-S101,102,103) |  | OPERATING | OPERATING | E071 | SNR0-2E0 | F40300001 |  | SNR0
SNR-H01BAA12GH100-S02 | Selector Switch (SNR-H01BAC02GH001-S104) |  | OPERATING | OPERATING | E071 | SNR0-2E0 | F40300001 |  | SNR0
SNR-H01BAA12GH100-T01 | CT1 (SNR-H01BAC02CE111) |  | OPERATING | OPERATING | E071 | SNR0-2E0 | F40300001 |  | SNR0
SNR-H01BAA12GH100-T02 | CT2 (SNR-H01BAC02CE121) |  | OPERATING | OPERATING | E071 | SNR0-2E0 | F40300001 |  | SNR0
SNR-H01BAA20 | DS.1313 |  | OPERATING | OPERATING | E071 | SNR0-2E0 | F40300001 |  | SNR0
SNR-H01BAA20GS200 | DS.1313 Cubicle |  | OPERATING | OPERATING | E071 | SNR0-2E0 | F40300001 |  | SNR0
SNR-H01BAT | 13.8/230kV Generator Transformer |  | OPERATING | OPERATING | E071 | SNR0-2E0 | F40300001 |  | SNR0
SNR-H01BAT10 | Generator Transformer |  | OPERATING | OPERATING | E071 | SNR0-2E0 | F40300001 |  | SNR0
SNR-H01BAT10GT100 | 13.8/230KV.Generator Transformer KG1A (SNR-H01BAT01GH001) |  | OPERATING | OPERATING | E071 | SNR0-2E0 | F40300001 |  | SNR0
SNR-H01BAT10GT100-B01 | Main Transformer HV Side Winding Teperature (SNR-H01BAT01CT001) |  | OPERATING | OPERATING | E071 | SNR0-2E0 | F40300001 |  | SNR0
SNR-H01BAT10GT100-B02 | Main Transformer LV Side Winding Teperature (SNR-H01BAT01CT002) |  | OPERATING | OPERATING | E071 | SNR0-2E0 | F40300001 |  | SNR0
SNR-H01BAT10GT100-B03 | Main Transformer Oil Temperature (SNR-H01BAT01CT003) |  | OPERATING | OPERATING | E071 | SNR0-2E0 | F40300001 |  | SNR0
SNR-H01BAT10GT100-F01 | Surge Arrester (SNR-H01BAU01GV001) |  | OPERATING | OPERATING | E071 | SNR0-2E0 | F40300001 |  | SNR0
SNR-H01BAT10GT100-F02 | Main Transformer Buchholz Relay (SNR-H01BAT01CP001) |  | OPERATING | OPERATING | E071 | SNR0-2E0 | F40300001 |  | SNR0
SNR-H01BAT10GT100-S01 | Main Transformer Conservator Oil Level Switch (SNR-H01BAT01CL001 |  | OPERATING | OPERATING | E071 | SNR0-2E0 | F40300001 |  | SNR0
SNR-H01BAT10GT100-S02 | Main Transformer Oil Level Switch (SNR-H01BAT01CL001) |  | OPERATING | OPERATING | E071 | SNR0-2E0 | F40300001 |  | SNR0
SNR-H01BAT10GT100-T01 | Gen. Trans. CT1 (SNR-H01BAY01CE111) |  | OPERATING | OPERATING | E071 | SNR0-2E0 | F40300001 |  | SNR0
SNR-H01BAT10GT100-T02 | Gen. Trans. CT2 (SNR-H01BAY01CE121) |  | OPERATING | OPERATING | E071 | SNR0-2E0 | F40300001 |  | SNR0
SNR-H01BAT10GT100-T03 | Gen. Trans. CT3 (SNR-H01BAY01CE131) |  | OPERATING | OPERATING | E071 | SNR0-2E0 | F40300001 |  | SNR0
SNR-H01BAT10GT100-T04 | Gen. Trans. CT4 (SNR-H01BAY01CE141) |  | OPERATING | OPERATING | E071 | SNR0-2E0 | F40300001 |  | SNR0
SNR-H01BAT10GT100-T05 | Gen. Trans. CT5 (SNR-H01BAY01CE151) |  | OPERATING | OPERATING | E071 | SNR0-2E0 | F40300001 |  | SNR0
SNR-H01BAT10GT100QP01 | Main Transformer Pressure Relief Device (SNR-H01.BAT01.CP002) |  | OPERATING | OPERATING | E071 | SNR0-2E0 | F40300001 |  | SNR0
SNR-H01BH | LV.Distribution Board (SNR-H01BH) |  | OPERATING | OPERATING | E071 | SNR0-2E0 | F40300001 |  | SNR0
SNR-H01BHA | Low Voltage Main Distribution Board (SNR-H01BHA) |  | OPERATING | OPERATING | E071 | SNR0-2E0 | F40300001 |  | SNR0
SNR-H01BHA10 | Motor Control Center MCC-1 |  | OPERATING | OPERATING | E071 | SNR0-2E0 | F40300001 |  | SNR0
SNR-H01BHA10GH100 | Motor Control Center Cubicle (SNR-H01BHA20GH001) |  | OPERATING | OPERATING | E071 | SNR0-2E0 | F40300001 |  | SNR0
SNR-H01BHA10GS100 | ACB-4 Incomer From 416 VAC Station Service Switchgear (SNR-H01BHA11GS100) |  | OPERATING | OPERATING | E071 | SNR0-2E0 | F40300001 |  | SNR0
SNR-H01BHA10GS101 | Circuit Breaker for Motor Oil Pump-Jacking Plant (SNR-H01BHA12GS100) |  | OPERATING | OPERATING | E071 | SNR0-2E0 | F40300001 |  | SNR0
SNR-H01BHA10GS102 | Circuit Breaker for Brake Dust Collection Plant Plant (SNR-H01BHA13GS100) |  | OPERATING | OPERATING | E071 | SNR0-2E0 | F40300001 |  | SNR0
SNR-H01BHA10GS103 | Circuit Breaker for Carbon Dust Collection Plant Plant (SNR-H01BHA14GS100) |  | OPERATING | OPERATING | E071 | SNR0-2E0 | F40300001 |  | SNR0
SNR-H01BHA10GS104 | Circuit Breaker for Motor High Pressure Oil Pump A (SNR-H01BHA15GS100) |  | OPERATING | OPERATING | E071 | SNR0-2E0 | F40300001 |  | SNR0
SNR-H01BHA10GS105 | Circuit Breaker for Motor Turbine (Governor) Oil Pump A (SNR-H01BHA16GS100) |  | OPERATING | OPERATING | E071 | SNR0-2E0 | F40300001 |  | SNR0
SNR-H01BHA10GS106 | Circuit Breaker for Motor Jockey Pump (SNR-H01BHA17GS100) |  | OPERATING | OPERATING | E071 | SNR0-2E0 | F40300001 |  | SNR0
SNR-H01BHA10GS107 | Circuit Breaker for Motor Turbine Offline Circulation Pump (SNR-H01BHA18GS100) |  | OPERATING | OPERATING | E071 | SNR0-2E0 | F40300001 |  | SNR0
SNR-H01BHA10GS108 | Circuit Breaker for Motor MIV Oil Pump (SNR-H01BHA19GS100) |  | OPERATING | OPERATING | E071 | SNR0-2E0 | F40300001 |  | SNR0
SNR-H01BHA10GS109 | Circuit Breaker for Motor MIV Oil Leakage Pump (SNR-H01BHA21GS100) |  | OPERATING | OPERATING | E071 | SNR0-2E0 | F40300001 |  | SNR0
SNR-H01BHA10GS110 | Circuit Breaker for ACDB for Generator Motorized Valves (SNR-H01BHA22GS100) |  | OPERATING | OPERATING | E071 | SNR0-2E0 | F40300001 |  | SNR0
SNR-H01BHA10GS111 | Circuit Breaker for Generator Space Heater (SNR-H01BHA23GS100) |  | OPERATING | OPERATING | E071 | SNR0-2E0 | F40300001 |  | SNR0
SNR-H01BHA10GS112 | Circuit Breaker for Excitation System Cubicle (SNR-H01BHA24GS100) |  | OPERATING | OPERATING | E071 | SNR0-2E0 | F40300001 |  | SNR0
SNR-H01BHA10GS113 | Circuit Breaker for Dynamic Brake Control Cubicle (SNR-H01BHA25GS100) |  | OPERATING | OPERATING | E071 | SNR0-2E0 | F40300001 |  | SNR0
SNR-H01BHA10GS114 | Circuit Breaker for Dynamic Brake Transformer (SNR-H01BHA26GS100) |  | OPERATING | OPERATING | E071 | SNR0-2E0 | F40300001 |  | SNR0
SNR-H01BHA10GS115 | Circuit Breaker for Main Transformer Cubicle (SNR-H01BHA27GS100) |  | OPERATING | OPERATING | E071 | SNR0-2E0 | F40300001 |  | SNR0
SNR-H01BHA10GS116 | Circuit Breaker for Air Compressor A (SNR-H01BHA28GS100) |  | OPERATING | OPERATING | E071 | SNR0-2E0 | F40300001 |  | SNR0
SNR-H01BHA10GS117 | Circuit Breaker for Main Water Pump (SNR-H01BHA29GS100) |  | OPERATING | OPERATING | E071 | SNR0-2E0 | F40300001 |  | SNR0
SNR-H01BHA10GS118 | Circuit Breaker for Motor Turbine Guide Bearing Oil Circulation A (SNR-H01BHA31GS100) |  | OPERATING | OPERATING | E071 | SNR0-2E0 | F40300001 |  | SNR0
SNR-H01BHA10GS119 | Circuit Breaker for Motor MIV Offline Circulation Oil Pump (SNR-H01BHA32GS100) |  | OPERATING | OPERATING | E071 | SNR0-2E0 | F40300001 |  | SNR0
SNR-H01BHA10GS120 | Circuit Breaker for Feeder for 3-Phase & Unit Auxiliary Supplies (SNR-H01BHA33GS100) |  | OPERATING | OPERATING | E071 | SNR0-2E0 | F40300001 |  | SNR0
SNR-H01BHA10GS121 | Circuit Breaker for Outgoing Feeder for MCC 1.1 (SNR-H01BHA34GS100) |  | OPERATING | OPERATING | E071 | SNR0-2E0 | F40300001 |  | SNR0
SNR-H01BHA10GS122 | Circuit Breaker for Washing Strainer A (SNR-H01BHA35GS100) |  | OPERATING | OPERATING | E071 | SNR0-2E0 | F40300001 |  | SNR0
SNR-H01BHA10GS123 | Circuit Breaker for Auto. Backwash Gen. Oil Cooler Cubicle (SNR-H01BHA36GS100) |  | OPERATING | OPERATING | E071 | SNR0-2E0 | F40300001 |  | SNR0
SNR-H01BHA10GS124 | Circuit Breaker for Auto. Backwash Gen. Air Cooler Cubicle (SNR-H01BHA37GS100) |  | OPERATING | OPERATING | E071 | SNR0-2E0 | F40300001 |  | SNR0
SNR-H01BHA20 | Motor Control Center MCC-3.1 |  | OPERATING | OPERATING | E071 | SNR0-2E0 | F40300001 |  | SNR0
SNR-H01BHA20GS100 | MCCB Circuit Breaker for Incomer From MCC3 (SNR-H03BHA39GS100) |  | OPERATING | OPERATING | E071 | SNR0-2E0 | F40300001 |  | SNR0
SNR-H01BHA20GS101 | Circuit Breaker for Motor HP Oil Injection System (B) (SNR-H03BHA41GS100) |  | OPERATING | OPERATING | E071 | SNR0-2E0 | F40300001 |  | SNR0
SNR-H01BHA20GS102 | Circuit Breaker for Turbine Oil Pressure Unit1 (SNR-H03BHA42GS100) |  | OPERATING | OPERATING | E071 | SNR0-2E0 | F40300001 |  | SNR0
SNR-H01BHA20GS103 | Circuit Breaker for Motor Turbine Guide Bearing Oil Circulation Motor2 Unit1 (SNR-H03BHA43GS100) |  | OPERATING | OPERATING | E071 | SNR0-2E0 | F40300001 |  | SNR0
SNR-H01BHA20GS104 | Circuit Breaker for Washing Strainer B (Sand Seperateor Spiral Case Valve) (SNR-H03BHA44GS100) |  | OPERATING | OPERATING | E071 | SNR0-2E0 | F40300001 |  | SNR0
SNR-H01BHA20GS105 | Circuit Breaker for Spare (SNR-H03BHA45GS100) |  | OPERATING | OPERATING | E071 | SNR0-2E0 | F40300001 |  | SNR0
SNR-H01BHA20GS106 | Circuit Breaker for Spare (SNR-H03BHA46GS100) |  | OPERATING | OPERATING | E071 | SNR0-2E0 | F40300001 |  | SNR0
SNR-H01C | Instrumentation and Control Equipment |  | OPERATING | OPERATING | E071 | SNR0-2E0 | F40300001 |  | SNR0
SNR-H01CH | Protection |  | OPERATING | OPERATING | E071 | SNR0-2E0 | F40300001 |  | SNR0
SNR-H01CHA | Cabinets for Gen and Trans Protection |  | OPERATING | OPERATING | E071 | SNR0-2E0 | F40300001 |  | SNR0
SNR-H01CHA10 | Protection Relay (SNR-H01CHA01) |  | OPERATING | OPERATING | E071 | SNR0-2E0 | F40300001 |  | SNR0
SNR-H01CHA10GH100 | Generator and Main Transformer Protection Panel System A (SNR-H01CHA01EW010+01CHA01) |  | OPERATING | OPERATING | E071 | SNR0-2E0 | F40300001 |  | SNR0
SNR-H01CHA10GH100-B01 | S90 Enclosure Internal Thermostat |  | OPERATING | OPERATING | E071 | SNR0-2E0 | F40300001 |  | SNR0
SNR-H01CHA10GH100-D01 | F111,112,113 HIPASE-CS-320 |  | OPERATING | OPERATING | E071 | SNR0-2E0 | F40300001 |  | SNR0
SNR-H01CHA10GH100-E01 | E90 Heater |  | OPERATING | OPERATING | E071 | SNR0-2E0 | F40300001 |  | SNR0
SNR-H01CHA10GH100-F01 | F01,02 Miniature Circuit Breaker 500VDC 10A |  | OPERATING | OPERATING | E071 | SNR0-2E0 | F40300001 |  | SNR0
SNR-H01CHA10GH100-F02 | F03,04,05,06,07 Miniature Circuit Breaker 500VDC 6A |  | OPERATING | OPERATING | E071 | SNR0-2E0 | F40300001 |  | SNR0
SNR-H01CHA10GH100-F03 | F90 Miniature Circuit Breaker 415VAC |  | OPERATING | OPERATING | E071 | SNR0-2E0 | F40300001 |  | SNR0
SNR-H01CHA10GH100-F04 | F101 Trip Circuit Supervision VDF-10 |  | OPERATING | OPERATING | E071 | SNR0-2E0 | F40300001 |  | SNR0
SNR-H01CHA10GH100-F05 | K101 Trip Relay |  | OPERATING | OPERATING | E071 | SNR0-2E0 | F40300001 |  | SNR0
SNR-H01CHA10GH100-F06 | K151,152,153,154 Lockout Relay |  | OPERATING | OPERATING | E071 | SNR0-2E0 | F40300001 |  | SNR0
SNR-H01CHA10GH100-F07 | K152A Lockout Relay (86-2) Trip Gen. Breaker |  | OPERATING | OPERATING | E071 | SNR0-2E0 | F40300001 |  | SNR0
SNR-H01CHA10GH100-G01 | A230 Power Supply Module |  | OPERATING | OPERATING | E071 | SNR0-2E0 | F40300001 |  | SNR0
SNR-H01CHA10GH100-K01 | K01,11,12,51,52,53 Auxiliary Contactor 125VDC With Varistor |  | OPERATING | OPERATING | E071 | SNR0-2E0 | F40300001 |  | SNR0
SNR-H01CHA10GH100-S01 | S01 Push Button |  | OPERATING | OPERATING | E071 | SNR0-2E0 | F40300001 |  | SNR0
SNR-H01CHA10GH100-S02 | S10,11 Switch |  | OPERATING | OPERATING | E071 | SNR0-2E0 | F40300001 |  | SNR0
SNR-H01CHA10GH100-V01 | V11,12,13,14 Rectifier Diode Module |  | OPERATING | OPERATING | E071 | SNR0-2E0 | F40300001 |  | SNR0
SNR-H01CHA10GH100-W01 | A231,232,233 Fieldbus Interface Star |  | OPERATING | OPERATING | E071 | SNR0-2E0 | F40300001 |  | SNR0
SNR-H01CHA10GH100-X01 | X111,112,113,114,115,116,117 Test Block |  | OPERATING | OPERATING | E071 | SNR0-2E0 | F40300001 |  | SNR0
SNR-H01CHA10GH200 | Generator and Main Transformer Protection Panel System B (SNR-H01CHA01EW010+01CHA02) |  | OPERATING | OPERATING | E071 | SNR0-2E0 | F40300001 |  | SNR0
SNR-H01CHA10GH200-B01 | S90 Enclosure Internal Thermostat |  | OPERATING | OPERATING | E071 | SNR0-2E0 | F40300001 |  | SNR0
SNR-H01CHA10GH200-D01 | F211,212,213 HIPASE-CS-320 |  | OPERATING | OPERATING | E071 | SNR0-2E0 | F40300001 |  | SNR0
SNR-H01CHA10GH200-E01 | E90 Heater |  | OPERATING | OPERATING | E071 | SNR0-2E0 | F40300001 |  | SNR0
SNR-H01CHA10GH200-F01 | F08,09 Miniature Circuit Breaker 500VDC 10A |  | OPERATING | OPERATING | E071 | SNR0-2E0 | F40300001 |  | SNR0
SNR-H01CHA10GH200-F02 | F10,11,12,13,14 Miniature Circuit Breaker 500VDC 6A |  | OPERATING | OPERATING | E071 | SNR0-2E0 | F40300001 |  | SNR0
SNR-H01CHA10GH200-F03 | F91 Miniature Circuit Breaker 415VAC |  | OPERATING | OPERATING | E071 | SNR0-2E0 | F40300001 |  | SNR0
SNR-H01CHA10GH200-F04 | F201 Trip Circuit Supervision VDF-10 |  | OPERATING | OPERATING | E071 | SNR0-2E0 | F40300001 |  | SNR0
SNR-H01CHA10GH200-F05 | K201 Trip Relay |  | OPERATING | OPERATING | E071 | SNR0-2E0 | F40300001 |  | SNR0
SNR-H01CHA10GH200-F06 | K251,252,253,254 Lockout Relay |  | OPERATING | OPERATING | E071 | SNR0-2E0 | F40300001 |  | SNR0
SNR-H01CHA10GH200-F07 | K252A Lockout Relay (86-2) Trip Gen. Breaker |  | OPERATING | OPERATING | E071 | SNR0-2E0 | F40300001 |  | SNR0
SNR-H01CHA10GH200-G01 | A10 AC/DC-DC Converter |  | OPERATING | OPERATING | E071 | SNR0-2E0 | F40300001 |  | SNR0
SNR-H01CHA10GH200-K01 | K02,21,22 Auxiliary Contactor 125VDC With Varistor |  | OPERATING | OPERATING | E071 | SNR0-2E0 | F40300001 |  | SNR0
SNR-H01CHA10GH200-S01 | A11 Ethernet Rail Switch |  | OPERATING | OPERATING | E071 | SNR0-2E0 | F40300001 |  | SNR0
SNR-H01CHA10GH200-S02 | S02 Push Button |  | OPERATING | OPERATING | E071 | SNR0-2E0 | F40300001 |  | SNR0
SNR-H01CHA10GH200-S03 | S20,21 Switch |  | OPERATING | OPERATING | E071 | SNR0-2E0 | F40300001 |  | SNR0
SNR-H01CHA10GH200-V01 | V21,22,23,24 Rectifier Diode Module |  | OPERATING | OPERATING | E071 | SNR0-2E0 | F40300001 |  | SNR0
SNR-H01CHA10GH200-X01 | X211,212,213,214,215,216,217 Test Block |  | OPERATING | OPERATING | E071 | SNR0-2E0 | F40300001 |  | SNR0
SNR-H01CJ | Unit Coordination Level |  | OPERATING | OPERATING | E071 | SNR0-2E0 | F40300001 |  | SNR0
SNR-H01CJA | Unit Control System |  | OPERATING | OPERATING | E071 | SNR0-2E0 | F40300001 |  | SNR0
SNR-H01CJA10 | Unit Control Board |  | OPERATING | OPERATING | E071 | SNR0-2E0 | F40300001 |  | SNR0
SNR-H01CJA10GH001 | Unit Control Cubicle |  | OPERATING | OPERATING | E071 | SNR0-2E0 | F40300001 |  | SNR0
SNR-H01CJA10GH001-A01 | Housing CM-2844 (SNR-H01CJA01GH001+03CJA01-A210) |  | OPERATING | OPERATING | E071 | SNR0-2E0 | F40300001 |  | SNR0
SNR-H01CJA10GH001-A02 | Touch Panel TPC-1771H (SNR-H01CJA01GH001+03CJA01-P01) |  | OPERATING | OPERATING | E071 | SNR0-2E0 | F40300001 |  | SNR0
SNR-H01CJA10GH001-A03 | Redundancy Module QUINT-ORING/24DC/2X20/1X40 (SNR-H01CJA01GH001+03CJA01-V03) |  | OPERATING | OPERATING | E071 | SNR0-2E0 | F40300001 |  | SNR0
SNR-H01CJA10GH001-B01 | Enclosure Internal Thermostat SK 3110.000 No.1 (SNR-H01CJA01GH001+03CJA01-B100) |  | OPERATING | OPERATING | E071 | SNR0-2E0 | F40300001 |  | SNR0
SNR-H01CJA10GH001-B02 | Enclosure Internal Thermostat SK 3110.000 No.2 (SNR-H01CJA01GH001+03CJA01-B200) |  | OPERATING | OPERATING | E071 | SNR0-2E0 | F40300001 |  | SNR0
SNR-H01CJA10GH001-D01 | Peripheral Control Module PE-6410 No.1-15 (SNR-H01CJA01GH001+03CJA01-A01-141) |  | OPERATING | OPERATING | E071 | SNR0-2E0 | F40300001 |  | SNR0
SNR-H01CJA10GH001-D02 | Digital Input Module DI-6103 No.1-50 (SNR-H01CJA01GH001+03CJA01-A06-145) |  | OPERATING | OPERATING | E071 | SNR0-2E0 | F40300001 |  | SNR0
SNR-H01CJA10GH001-D03 | Digital Input Module DO-6212 No.1-25 (SNR-H01CJA01GH001+03CJA01-A09-149) |  | OPERATING | OPERATING | E071 | SNR0-2E0 | F40300001 |  | SNR0
SNR-H01CJA10GH001-D04 | Digital Output Module DO-6200 (SNR-H01CJA01GH001+03CJA01-A129) |  | OPERATING | OPERATING | E071 | SNR0-2E0 | F40300001 |  | SNR0
SNR-H01CJA10GH001-D05 | Control Element CP-2016 (SNR-H01CJA01GH001+03CJA01-A210.01) |  | OPERATING | OPERATING | E071 | SNR0-2E0 | F40300001 |  | SNR0
SNR-H01CJA10GH001-D06 | Control Element CP-2019 no.1 (SNR-H01CJA01GH001+03CJA01-A210.04) |  | OPERATING | OPERATING | E071 | SNR0-2E0 | F40300001 |  | SNR0
SNR-H01CJA10GH001-D07 | Control Element CP-2019 no.2 (SNR-H01CJA01GH001+03CJA01-A210.05) |  | OPERATING | OPERATING | E071 | SNR0-2E0 | F40300001 |  | SNR0
SNR-H01CJA10GH001-D08 | Automation PC 910 (SNR-H01CJA01GH001+03CJA01-A401) |  | OPERATING | OPERATING | E071 | SNR0-2E0 | F40300001 |  | SNR0
SNR-H01CJA10GH001-D09 | Optocoupler PLC-OSC-24DC/300DC/1 (SNR-H01CJA01GH001+03CJA01-K204) |  | OPERATING | OPERATING | E071 | SNR0-2E0 | F40300001 |  | SNR0
SNR-H01CJA10GH001-E01 | Heater SK 3116.000 No.1 (SNR-H01CJA01GH001+03CJA01-E01) |  | OPERATING | OPERATING | E071 | SNR0-2E0 | F40300001 |  | SNR0
SNR-H01CJA10GH001-E02 | Heater SK 3116.000 No.2 (SNR-H01CJA01GH001+03CJA01-E02) |  | OPERATING | OPERATING | E071 | SNR0-2E0 | F40300001 |  | SNR0
SNR-H01CJA10GH001-E03 | Heater SK 3116.000 No.3 (SNR-H01CJA01GH001+03CJA01-E03) |  | OPERATING | OPERATING | E071 | SNR0-2E0 | F40300001 |  | SNR0
SNR-H01CJA10GH001-E04 | Heater SK 3116.000 No.4 (SNR-H01CJA01GH001+03CJA01-E04) |  | OPERATING | OPERATING | E071 | SNR0-2E0 | F40300001 |  | SNR0
SNR-H01CJA10GH001-E05 | LED 3SB5285-6HL01 (SNR-H01CJA01GH001+03CJA01-H01) |  | OPERATING | OPERATING | E071 | SNR0-2E0 | F40300001 |  | SNR0
SNR-H01CJA10GH001-E06 | LED 3SB5285-6HC01 (SNR-H01CJA01GH001+03CJA01-H02) |  | OPERATING | OPERATING | E071 | SNR0-2E0 | F40300001 |  | SNR0
SNR-H01CJA10GH001-E07 | Cubicle Light T5 No.1-8 (SNR-H01CJA01GH001+03CJA01-H91-98) |  | OPERATING | OPERATING | E071 | SNR0-2E0 | F40300001 |  | SNR0
SNR-H01CJA10GH001-F01 | Miniature Circuit Breaker C60H-C-6A 2pol (SNR-H01CJA01GH001+03CJA01-F01) |  | OPERATING | OPERATING | E071 | SNR0-2E0 | F40300001 |  | SNR0
SNR-H01CJA10GH001-F02 | Miniature Circuit Breaker C60H-DC 16A No.1 (SNR-H01CJA01GH001+03CJA01-F02) |  | OPERATING | OPERATING | E071 | SNR0-2E0 | F40300001 |  | SNR0
SNR-H01CJA10GH001-F03 | Miniature Circuit Breaker C60H-DC 16A No.2 (SNR-H01CJA01GH001+03CJA01-F03) |  | OPERATING | OPERATING | E071 | SNR0-2E0 | F40300001 |  | SNR0
SNR-H01CJA10GH001-F04 | Miniature Circuit Breaker C60H-DC 2A No.1-54 (SNR-H01CJA01GH001+03CJA01-F04-63) |  | OPERATING | OPERATING | E071 | SNR0-2E0 | F40300001 |  | SNR0
SNR-H01CJA10GH001-F05 | Miniature Circuit Breaker C60H-DC 6A No.1 (SNR-H01CJA01GH001+03CJA01-F35) |  | OPERATING | OPERATING | E071 | SNR0-2E0 | F40300001 |  | SNR0
SNR-H01CJA10GH001-F06 | Miniature Circuit Breaker C60H-DC 6A No.2 (SNR-H01CJA01GH001+03CJA01-F36) |  | OPERATING | OPERATING | E071 | SNR0-2E0 | F40300001 |  | SNR0
SNR-H01CJA10GH001-F07 | Miniature Circuit Breaker C60H-DC 6A No.3 (SNR-H01CJA01GH001+03CJA01-F37) |  | OPERATING | OPERATING | E071 | SNR0-2E0 | F40300001 |  | SNR0
SNR-H01CJA10GH001-F08 | Miniature Circuit Breaker C60H-DC 10A No.1 (SNR-H01CJA01GH001+03CJA01-F42) |  | OPERATING | OPERATING | E071 | SNR0-2E0 | F40300001 |  | SNR0
SNR-H01CJA10GH001-F09 | Miniature Circuit Breaker C60H-DC 10A No.2 (SNR-H01CJA01GH001+03CJA01-F43) |  | OPERATING | OPERATING | E071 | SNR0-2E0 | F40300001 |  | SNR0
SNR-H01CJA10GH001-F10 | Miniature Circuit Breaker C60H-DC 10A No.3 (SNR-H01CJA01GH001+03CJA01-F44) |  | OPERATING | OPERATING | E071 | SNR0-2E0 | F40300001 |  | SNR0
SNR-H01CJA10GH001-F11 | Trip Relay RF-4R (SNR-H01CJA01GH001+03CJA01-K19) |  | OPERATING | OPERATING | E071 | SNR0-2E0 | F40300001 |  | SNR0
SNR-H01CJA10GH001-F12 | Trip Relay RJ-8R No.1 (SNR-H01CJA01GH001+03CJA01-K20) |  | OPERATING | OPERATING | E071 | SNR0-2E0 | F40300001 |  | SNR0
SNR-H01CJA10GH001-F13 | Trip Relay RJ-8R No.2 (SNR-H01CJA01GH001+03CJA01-K201) |  | OPERATING | OPERATING | E071 | SNR0-2E0 | F40300001 |  | SNR0
SNR-H01CJA10GH001-F14 | Trip Relay RJ-8R No.3 (SNR-H01CJA01GH001+03CJA01-K201A) |  | OPERATING | OPERATING | E071 | SNR0-2E0 | F40300001 |  | SNR0
SNR-H01CJA10GH001-F15 | Trip Relay RJ-8R No.4 (SNR-H01CJA01GH001+03CJA01-K202) |  | OPERATING | OPERATING | E071 | SNR0-2E0 | F40300001 |  | SNR0
SNR-H01CJA10GH001-F16 | Trip Relay RJ-8R No.5 (SNR-H01CJA01GH001+03CJA01-K202A) |  | OPERATING | OPERATING | E071 | SNR0-2E0 | F40300001 |  | SNR0
SNR-H01CJA10GH001-F17 | MCB for 230 VAC Power Supply Circuit |  | OPERATING | OPERATING | E071 | SNR0-2E0 | F40300001 |  | SNR0
SNR-H01CJA10GH001-F18 | MCB for DC Main-I |  | OPERATING | OPERATING | E071 | SNR0-2E0 | F40300001 |  | SNR0
SNR-H01CJA10GH001-F19 | MCB for DC Main-II |  | OPERATING | OPERATING | E071 | SNR0-2E0 | F40300001 |  | SNR0
SNR-H01CJA10GH001-F20 | MCB for AK3 ACP DC Main-I (PS-2632) |  | OPERATING | OPERATING | E071 | SNR0-2E0 | F40300001 |  | SNR0
SNR-H01CJA10GH001-F21 | MCB for AK3 ACP DC Main-II (PS-2632) |  | OPERATING | OPERATING | E071 | SNR0-2E0 | F40300001 |  | SNR0
SNR-H01CJA10GH001-F22 | MCB for PS-6632 Row-00 |  | OPERATING | OPERATING | E071 | SNR0-2E0 | F40300001 |  | SNR0
SNR-H01CJA10GH001-F23 | MCB for DI-A06 Row-00 |  | OPERATING | OPERATING | E071 | SNR0-2E0 | F40300001 |  | SNR0
SNR-H01CJA10GH001-F24 | MCB for D0-A09 Row-00 |  | OPERATING | OPERATING | E071 | SNR0-2E0 | F40300001 |  | SNR0
SNR-H01CJA10GH001-F25 | MCB for PS-6632 Row-1 |  | OPERATING | OPERATING | E071 | SNR0-2E0 | F40300001 |  | SNR0
SNR-H01CJA10GH001-F26 | MCB for DI-A16 Row-1 |  | OPERATING | OPERATING | E071 | SNR0-2E0 | F40300001 |  | SNR0
SNR-H01CJA10GH001-F27 | MCB for PS-6632 Row-2 |  | OPERATING | OPERATING | E071 | SNR0-2E0 | F40300001 |  | SNR0
SNR-H01CJA10GH001-F28 | MCB for DI-A26 Row-2 |  | OPERATING | OPERATING | E071 | SNR0-2E0 | F40300001 |  | SNR0
SNR-H01CJA10GH001-F29 | MCB for PS-6632 Row-3 |  | OPERATING | OPERATING | E071 | SNR0-2E0 | F40300001 |  | SNR0
SNR-H01CJA10GH001-F30 | MCB for DI-A36 Row-3 |  | OPERATING | OPERATING | E071 | SNR0-2E0 | F40300001 |  | SNR0
SNR-H01CJA10GH001-F31 | MCB for PS-6632 Row-4 |  | OPERATING | OPERATING | E071 | SNR0-2E0 | F40300001 |  | SNR0
SNR-H01CJA10GH001-F32 | MCB for DI-A46 Row-4 |  | OPERATING | OPERATING | E071 | SNR0-2E0 | F40300001 |  | SNR0
SNR-H01CJA10GH001-F33 | MCB for PS-6632 Row-5 |  | OPERATING | OPERATING | E071 | SNR0-2E0 | F40300001 |  | SNR0
SNR-H01CJA10GH001-F34 | MCB for DI-A56 Row-5 |  | OPERATING | OPERATING | E071 | SNR0-2E0 | F40300001 |  | SNR0
SNR-H01CJA10GH001-F35 | MCB for PS-6632 Row-6 |  | OPERATING | OPERATING | E071 | SNR0-2E0 | F40300001 |  | SNR0
SNR-H01CJA10GH001-F36 | MCB for DI-A66 Row-6 |  | OPERATING | OPERATING | E071 | SNR0-2E0 | F40300001 |  | SNR0
SNR-H01CJA10GH001-F37 | MCB for PS-6632 Row-7 |  | OPERATING | OPERATING | E071 | SNR0-2E0 | F40300001 |  | SNR0
SNR-H01CJA10GH001-F38 | MCB for DI-A76 Row-7 |  | OPERATING | OPERATING | E071 | SNR0-2E0 | F40300001 |  | SNR0
SNR-H01CJA10GH001-F39 | MCB for PS-6632 Row-8 |  | OPERATING | OPERATING | E071 | SNR0-2E0 | F40300001 |  | SNR0
SNR-H01CJA10GH001-F40 | MCB for DI-A86 Row-8 |  | OPERATING | OPERATING | E071 | SNR0-2E0 | F40300001 |  | SNR0
SNR-H01CJA10GH001-F41 | MCB for PS-6632 Row-9 |  | OPERATING | OPERATING | E071 | SNR0-2E0 | F40300001 |  | SNR0
SNR-H01CJA10GH001-F42 | MCB for DI-A96 Row-9 |  | OPERATING | OPERATING | E071 | SNR0-2E0 | F40300001 |  | SNR0
SNR-H01CJA10GH001-F43 | MCB for PS-6632 Row-10 |  | OPERATING | OPERATING | E071 | SNR0-2E0 | F40300001 |  | SNR0
SNR-H01CJA10GH001-F44 | MCB for DI-A106 Row-10 |  | OPERATING | OPERATING | E071 | SNR0-2E0 | F40300001 |  | SNR0
SNR-H01CJA10GH001-F45 | MCB for PS-6632 Row-11 |  | OPERATING | OPERATING | E071 | SNR0-2E0 | F40300001 |  | SNR0
SNR-H01CJA10GH001-F46 | MCB for DI-A112 Row-11 |  | OPERATING | OPERATING | E071 | SNR0-2E0 | F40300001 |  | SNR0
SNR-H01CJA10GH001-F47 | MCB for PS-6632 Row-12 |  | OPERATING | OPERATING | E071 | SNR0-2E0 | F40300001 |  | SNR0
SNR-H01CJA10GH001-F48 | MCB for DI-A122 Row-12 |  | OPERATING | OPERATING | E071 | SNR0-2E0 | F40300001 |  | SNR0
SNR-H01CJA10GH001-F49 | MCB for Trip Circuit |  | OPERATING | OPERATING | E071 | SNR0-2E0 | F40300001 |  | SNR0
SNR-H01CJA10GH001-F50 | MCB for Synchronisation Circuit |  | OPERATING | OPERATING | E071 | SNR0-2E0 | F40300001 |  | SNR0
SNR-H01CJA10GH001-F51 | Spare |  | OPERATING | OPERATING | E071 | SNR0-2E0 | F40300001 |  | SNR0
SNR-H01CJA10GH001-F52 | MCB for Multifunction Meter |  | OPERATING | OPERATING | E071 | SNR0-2E0 | F40300001 |  | SNR0
SNR-H01CJA10GH001-F53 | MCB for Shutdown Circuit |  | OPERATING | OPERATING | E071 | SNR0-2E0 | F40300001 |  | SNR0
SNR-H01CJA10GH001-F54 | MCB for Relay Supply |  | OPERATING | OPERATING | E071 | SNR0-2E0 | F40300001 |  | SNR0
SNR-H01CJA10GH001-F55 | MCB for Control Supply to Control Desk Board |  | OPERATING | OPERATING | E071 | SNR0-2E0 | F40300001 |  | SNR0
SNR-H01CJA10GH001-F56 | MCB for PS-6632 A230 |  | OPERATING | OPERATING | E071 | SNR0-2E0 | F40300001 |  | SNR0
SNR-H01CJA10GH001-F57 | Spare |  | OPERATING | OPERATING | E071 | SNR0-2E0 | F40300001 |  | SNR0
SNR-H01CJA10GH001-F58 | MCB for Convertor1 Supply |  | OPERATING | OPERATING | E071 | SNR0-2E0 | F40300001 |  | SNR0
SNR-H01CJA10GH001-F59 | MCB for Convertor2 Supply |  | OPERATING | OPERATING | E071 | SNR0-2E0 | F40300001 |  | SNR0
SNR-H01CJA10GH001-F60 | MCB for 24VDC Power Supply Circuit |  | OPERATING | OPERATING | E071 | SNR0-2E0 | F40300001 |  | SNR0
SNR-H01CJA10GH001-F61 | MCB for PW-A Ethernet Switch-I |  | OPERATING | OPERATING | E071 | SNR0-2E0 | F40300001 |  | SNR0
SNR-H01CJA10GH001-F62 | MCB for PW-B Ethernet Switch-I |  | OPERATING | OPERATING | E071 | SNR0-2E0 | F40300001 |  | SNR0
SNR-H01CJA10GH001-F63 | MCB for PW-A Ethernet Switch-II |  | OPERATING | OPERATING | E071 | SNR0-2E0 | F40300001 |  | SNR0
SNR-H01CJA10GH001-F64 | MCB for PW-B Ethernet Switch-II |  | OPERATING | OPERATING | E071 | SNR0-2E0 | F40300001 |  | SNR0
SNR-H01CJA10GH001-F65 | MCB for Touch Panel |  | OPERATING | OPERATING | E071 | SNR0-2E0 | F40300001 |  | SNR0
SNR-H01CJA10GH001-F66 | MCB for AI-A84 Row-8 |  | OPERATING | OPERATING | E071 | SNR0-2E0 | F40300001 |  | SNR0
SNR-H01CJA10GH001-F67 | MCB for AI-A92 Row-9 |  | OPERATING | OPERATING | E071 | SNR0-2E0 | F40300001 |  | SNR0
SNR-H01CJA10GH001-F68 | MCB for AI-A102 Row-10 |  | OPERATING | OPERATING | E071 | SNR0-2E0 | F40300001 |  | SNR0
SNR-H01CJA10GH001-F69 | MCB for HW Watchdog |  | OPERATING | OPERATING | E071 | SNR0-2E0 | F40300001 |  | SNR0
SNR-H01CJA10GH001-F70 | MCB for Power Supply to HART Master Panel |  | OPERATING | OPERATING | E071 | SNR0-2E0 | F40300001 |  | SNR0
SNR-H01CJA10GH001-F71 | MCB for Control Desk |  | OPERATING | OPERATING | E071 | SNR0-2E0 | F40300001 |  | SNR0
SNR-H01CJA10GH001-F72 | MCB for PS-6632 Row-13 |  | OPERATING | OPERATING | E071 | SNR0-2E0 | F40300001 |  | SNR0
SNR-H01CJA10GH001-F73 | MCB for DI-A132 Row-13 |  | OPERATING | OPERATING | E071 | SNR0-2E0 | F40300001 |  | SNR0
SNR-H01CJA10GH001-F74 | MCB for PS-6632 Row-14 |  | OPERATING | OPERATING | E071 | SNR0-2E0 | F40300001 |  | SNR0
SNR-H01CJA10GH001-F75 | MCB for DI-A142 Row-14 |  | OPERATING | OPERATING | E071 | SNR0-2E0 | F40300001 |  | SNR0
SNR-H01CJA10GH001-F76 | MCB for PS-6632 Row-15 |  | OPERATING | OPERATING | E071 | SNR0-2E0 | F40300001 |  | SNR0
SNR-H01CJA10GH001-F77 | MCB for AI-A72 Row-9 |  | OPERATING | OPERATING | E071 | SNR0-2E0 | F40300001 |  | SNR0
SNR-H01CJA10GH001-F78 | MCB for PC Connection |  | OPERATING | OPERATING | E071 | SNR0-2E0 | F40300001 |  | SNR0
SNR-H01CJA10GH001-F79 | Spare |  | OPERATING | OPERATING | E071 | SNR0-2E0 | F40300001 |  | SNR0
SNR-H01CJA10GH001-G01 | Power Supply Module PS-6632 No.1-17 (SNR-H01CJA01GH001+03CJA01-A00-160) |  | OPERATING | OPERATING | E071 | SNR0-2E0 | F40300001 |  | SNR0
SNR-H01CJA10GH001-G02 | Power Supply Module PS-2632 No.1 (SNR-H01CJA01GH001+03CJA01-A210.00) |  | OPERATING | OPERATING | E071 | SNR0-2E0 | F40300001 |  | SNR0
SNR-H01CJA10GH001-G03 | Power Supply Module PS-2632 No.2 (SNR-H01CJA01GH001+03CJA01-A210.10) |  | OPERATING | OPERATING | E071 | SNR0-2E0 | F40300001 |  | SNR0
SNR-H01CJA10GH001-G04 | AC/DC-DC Converter QUINT-PS/1AC/24DC/10 No.1 (SNR-H01CJA01GH001+03CJA01-G01) |  | OPERATING | OPERATING | E071 | SNR0-2E0 | F40300001 |  | SNR0
SNR-H01CJA10GH001-G05 | AC/DC-DC Converter QUINT-PS/1AC/24DC/10 No.2 (SNR-H01CJA01GH001+03CJA01-G02) |  | OPERATING | OPERATING | E071 | SNR0-2E0 | F40300001 |  | SNR0
SNR-H01CJA10GH001-H01 | Signal Horn AUH-2448 (SNR-H01CJA01GH001+03CJA01-E92) |  | OPERATING | OPERATING | E071 | SNR0-2E0 | F40300001 |  | SNR0
SNR-H01CJA10GH001-K01 | Auxiliary Contact OF 26924 No.1-61 (SNR-H01CJA01GH001+03CJA01-F01-63) |  | OPERATING | OPERATING | E071 | SNR0-2E0 | F40300001 |  | SNR0
SNR-H01CJA10GH001-K02 | Voltage Monitoring Relay EMD-FL-V-300 No.1 (SNR-H01CJA01GH001+03CJA01-K01) |  | OPERATING | OPERATING | E071 | SNR0-2E0 | F40300001 |  | SNR0
SNR-H01CJA10GH001-K03 | Voltage Monitoring Relay EMD-FL-V-300 No.2 (SNR-H01CJA01GH001+03CJA01-K02) |  | OPERATING | OPERATING | E071 | SNR0-2E0 | F40300001 |  | SNR0
SNR-H01CJA10GH001-K04 | Contactor 3RH21 22-1BB40 (SNR-H01CJA01GH001+03CJA01-K03) |  | OPERATING | OPERATING | E071 | SNR0-2E0 | F40300001 |  | SNR0
SNR-H01CJA10GH001-K05 | Varistor 3RT2 916-1JK00 (SNR-H01CJA01GH001+03CJA01-K03) |  | OPERATING | OPERATING | E071 | SNR0-2E0 | F40300001 |  | SNR0
SNR-H01CJA10GH001-K06 | Auxiliary Contactor 3RH21 22-1BF40 No.1-57 (SNR-H01CJA01GH001+03CJA01-K04-) |  | OPERATING | OPERATING | E071 | SNR0-2E0 | F40300001 |  | SNR0
SNR-H01CJA10GH001-K07 | Varistor 3RT2 916-1JL00 No.1-63 (SNR-H01CJA01GH001+03CJA01-K04-KM19) |  | OPERATING | OPERATING | E071 | SNR0-2E0 | F40300001 |  | SNR0
SNR-H01CJA10GH001-K08 | Auxiliary Contactor 3RH21 40-1BF40 No.1-6 (SNR-H01CJA01GH001+03CJA01-K11-K403) |  | OPERATING | OPERATING | E071 | SNR0-2E0 | F40300001 |  | SNR0
SNR-H01CJA10GH001-K09 | Auxiliary Contactor 3RH29 11-1HA22 No.1-25 (SNR-H01CJA01GH001+03CJA01-K11-KM03) |  | OPERATING | OPERATING | E071 | SNR0-2E0 | F40300001 |  | SNR0
SNR-H01CJA10GH001-K10 | Terminal Relay PLC-RSC-24DC/21-21 No.1 (SNR-H01CJA01GH001+03CJA01-KM201) |  | OPERATING | OPERATING | E071 | SNR0-2E0 | F40300001 |  | SNR0
SNR-H01CJA10GH001-K11 | Terminal Relay PLC-RSC-24DC/21-21 No.2 (SNR-H01CJA01GH001+03CJA01-KM202) |  | OPERATING | OPERATING | E071 | SNR0-2E0 | F40300001 |  | SNR0
SNR-H01CJA10GH001-N01 | Analog Input Module AI-6310 No.1-28 (SNR-H01CJA01GH001+03CJA01-A02-65) |  | OPERATING | OPERATING | E071 | SNR0-2E0 | F40300001 |  | SNR0
SNR-H01CJA10GH001-N02 | Analog Input Module AI-6300 No.1-16 (SNR-H01CJA01GH001+03CJA01-A72-105) |  | OPERATING | OPERATING | E071 | SNR0-2E0 | F40300001 |  | SNR0
SNR-H01CJA10GH001-N03 | Analog Ouput Module AI-6303 (SNR-H01CJA01GH001+03CJA01-A151) |  | OPERATING | OPERATING | E071 | SNR0-2E0 | F40300001 |  | SNR0
SNR-H01CJA10GH001-N04 | RS232/RS422; RS485-Converter CM-0829 (SNR-H01CJA01GH001+03CJA01-A221) |  | OPERATING | OPERATING | E071 | SNR0-2E0 | F40300001 |  | SNR0
SNR-H01CJA10GH001-P01 | Multi Function Digital Meter RIS_3430 No.1 (SNR-H01CJA01GH001+03CJA01-P05) |  | OPERATING | OPERATING | E071 | SNR0-2E0 | F40300001 |  | SNR0
SNR-H01CJA10GH001-P02 | Multi Function Digital Meter RIS_3430 No.2 (SNR-H01CJA01GH001+03CJA01-P06) |  | OPERATING | OPERATING | E071 | SNR0-2E0 | F40300001 |  | SNR0
SNR-H01CJA10GH001-S01 | Ethernet Rail Switch IE-3000-8TC-E No.1 (SNR-H01CJA01GH001+03CJA01-A301) |  | OPERATING | OPERATING | E071 | SNR0-2E0 | F40300001 |  | SNR0
SNR-H01CJA10GH001-S02 | Ethernet Rail Switch IE-3000-8TC-E No.2 (SNR-H01CJA01GH001+03CJA01-A302) |  | OPERATING | OPERATING | E071 | SNR0-2E0 | F40300001 |  | SNR0
SNR-H01CJA10GH001-S03 | Mushroom Actuator P2AMLKB4 (SNR-H01CJA01GH001+03CJA01-S01) |  | OPERATING | OPERATING | E071 | SNR0-2E0 | F40300001 |  | SNR0
SNR-H01CJA10GH001-S04 | ILPB (AMBER) 2LHLR (SNR-H01CJA01GH001+03CJA01-S02) |  | OPERATING | OPERATING | E071 | SNR0-2E0 | F40300001 |  | SNR0
SNR-H01CJA10GH001-S05 | ILPB (Red) 2LHLR (SNR-H01CJA01GH001+03CJA01-S03) |  | OPERATING | OPERATING | E071 | SNR0-2E0 | F40300001 |  | SNR0
SNR-H01CJA10GH001-S06 | Selector Switch P2AS2-2P (SNR-H01CJA01GH001+03CJA01-S08) |  | OPERATING | OPERATING | E071 | SNR0-2E0 | F40300001 |  | SNR0
SNR-H01CJA10GH001-S07 | Push Button P2AF8 (SNR-H01CJA01GH001+03CJA01-S09) |  | OPERATING | OPERATING | E071 | SNR0-2E0 | F40300001 |  | SNR0
SNR-H01CJA10GH001-S08 | Door Limit Switch SZ 4127.000 No.1-8 (SNR-H01CJA01GH001+03CJA01-S91-98) |  | OPERATING | OPERATING | E071 | SNR0-2E0 | F40300001 |  | SNR0
SNR-H01CJA10GH001-V01 | Diode ST-1N4007+UDK-RELG 2 No.1 (SNR-H01CJA01GH001+03CJA01-D01) |  | OPERATING | OPERATING | E071 | SNR0-2E0 | F40300001 |  | SNR0
SNR-H01CJA10GH001-V02 | Diode ST-1N4007+UDK-RELG 2 No.2 (SNR-H01CJA01GH001+03CJA01-D02) |  | OPERATING | OPERATING | E071 | SNR0-2E0 | F40300001 |  | SNR0
SNR-H01CJA10GH001-V03 | Power Bridge Rectifier SKB 60/16 No.1 (SNR-H01CJA01GH001+03CJA01-V01) |  | OPERATING | OPERATING | E071 | SNR0-2E0 | F40300001 |  | SNR0
SNR-H01CJA10GH001-V04 | Power Bridge Rectifier SKB 60/16 No.2 (SNR-H01CJA01GH001+03CJA01-V02) |  | OPERATING | OPERATING | E071 | SNR0-2E0 | F40300001 |  | SNR0
SNR-H01CJA10GH001-W01 | CAT6 No.1-13 (SNR-H01CJA01GH001+03CJA01-W0001-0013) |  | OPERATING | OPERATING | E071 | SNR0-2E0 | F40300001 |  | SNR0
SNR-H01CJA10GH001-W02 | USB Cable TC6-203 No.1-16 (SNR-H01CJA01GH001+03CJA01-W0021-0036) |  | OPERATING | OPERATING | E071 | SNR0-2E0 | F40300001 |  | SNR0
SNR-H01CJA10GH001-W03 | Patch Cable CAT5(4*2) AWG26/7 No.1-7 (SNR-H01CJA01GH001+03CJA01-W1018-2130) |  | OPERATING | OPERATING | E071 | SNR0-2E0 | F40300001 |  | SNR0
SNR-H01CJA10GH001-X01 | Single Socket (SNR-H01CJA01GH001+03CJA01-X91) |  | OPERATING | OPERATING | E071 | SNR0-2E0 | F40300001 |  | SNR0
SNR-H01CJA10GH001AX01 | Standstill Monitor KFD2-SR2-2.W.SM (SNR-H01CJA01GH001+03CJA01-KW01) |  | OPERATING | OPERATING | E071 | SNR0-2E0 | F40300001 |  | SNR0
SNR-H01CJA10GH001KT01 | Filter Fan SK 3322.107 No.1 (SNR-H01CJA01GH001+03CJA01-M101) |  | OPERATING | OPERATING | E071 | SNR0-2E0 | F40300001 |  | SNR0
SNR-H01CJA10GH001KT02 | Filter Fan SK 3322.107 No.2 (SNR-H01CJA01GH001+03CJA01-M102) |  | OPERATING | OPERATING | E071 | SNR0-2E0 | F40300001 |  | SNR0
SNR-H01CJA10GH001KT03 | Filter Fan SK 3322.107 No.3 (SNR-H01CJA01GH001+03CJA01-M103) |  | OPERATING | OPERATING | E071 | SNR0-2E0 | F40300001 |  | SNR0
SNR-H01CJA10GH001KT04 | Filter Fan SK 3322.107 No.4 (SNR-H01CJA01GH001+03CJA01-M104) |  | OPERATING | OPERATING | E071 | SNR0-2E0 | F40300001 |  | SNR0
SNR-H01CJA10GH001XB01 | Bus Interface Ax-PE CM-0843 No.1 (SNR-H01CJA01GH001+03CJA01-A201) |  | OPERATING | OPERATING | E071 | SNR0-2E0 | F40300001 |  | SNR0
SNR-H01CJA10GH001XB02 | Bus Interface Ax-PE CM-0843 No.2 (SNR-H01CJA01GH001+03CJA01-A202) |  | OPERATING | OPERATING | E071 | SNR0-2E0 | F40300001 |  | SNR0
SNR-H01CJA10GH001XB03 | Bus Interface Ax-PE CM-0843 No.3 (SNR-H01CJA01GH001+03CJA01-A203) |  | OPERATING | OPERATING | E071 | SNR0-2E0 | F40300001 |  | SNR0
SNR-H01CJA10GH001XB04 | Bus Interface Ax-PE CM-0843 No.4 (SNR-H01CJA01GH001+03CJA01-A204) |  | OPERATING | OPERATING | E071 | SNR0-2E0 | F40300001 |  | SNR0
SNR-H01CJA10GH001XB05 | Fiber Optic Interface CM-0847 No.1 (SNR-H01CJA01GH001+03CJA01-A222) |  | OPERATING | OPERATING | E071 | SNR0-2E0 | F40300001 |  | SNR0
SNR-H01CJA10GH001XB06 | Fiber Optic Interface CM-0847 No.2 (SNR-H01CJA01GH001+03CJA01-A223) |  | OPERATING | OPERATING | E071 | SNR0-2E0 | F40300001 |  | SNR0
SNR-H01CJA10GH001XB07 | Fieldbus Interface Star CM-0822 No.1 (SNR-H01CJA01GH001+03CJA01-A231) |  | OPERATING | OPERATING | E071 | SNR0-2E0 | F40300001 |  | SNR0
SNR-H01CJA10GH001XB08 | Fieldbus Interface Star CM-0822 No.2 (SNR-H01CJA01GH001+03CJA01-A232) |  | OPERATING | OPERATING | E071 | SNR0-2E0 | F40300001 |  | SNR0
SNR-H01CJA10GH001XB09 | Fieldbus Interface Star CM-0822 No.3 (SNR-H01CJA01GH001+03CJA01-A233) |  | OPERATING | OPERATING | E071 | SNR0-2E0 | F40300001 |  | SNR0
SNR-H01CJA10GH001XB10 | Small Factor Pluggable Module GLC-SX-MM-RGD No.1 (SNR-H01CJA01GH001+03CJA01-A301.1) |  | OPERATING | OPERATING | E071 | SNR0-2E0 | F40300001 |  | SNR0
SNR-H01CJA10GH001XB11 | Small Factor Pluggable Module GLC-SX-MM-RGD No.2 (SNR-H01CJA01GH001+03CJA01-A301.2) |  | OPERATING | OPERATING | E071 | SNR0-2E0 | F40300001 |  | SNR0
SNR-H01CJA10GH001XB12 | Small Factor Pluggable Module GLC-SX-MM-RGD No.3 (SNR-H01CJA01GH001+03CJA01-A302.1) |  | OPERATING | OPERATING | E071 | SNR0-2E0 | F40300001 |  | SNR0
SNR-H01CJA10GH001XB13 | Small Factor Pluggable Module GLC-SX-MM-RGD No.4 (SNR-H01CJA01GH001+03CJA01-A302.2) |  | OPERATING | OPERATING | E071 | SNR0-2E0 | F40300001 |  | SNR0
SNR-H01CJA10GH001XB14 | Backplane HMM64 No.1 (SNR-H01CJA01GH001+03CJA01-B101) |  | OPERATING | OPERATING | E071 | SNR0-2E0 | F40300001 |  | SNR0
SNR-H01CJA10GH001XB15 | Backplane HMM64 No.2 (SNR-H01CJA01GH001+03CJA01-B102) |  | OPERATING | OPERATING | E071 | SNR0-2E0 | F40300001 |  | SNR0
SNR-H01CJA10GH001XB16 | Backplane HMM64 No.3 (SNR-H01CJA01GH001+03CJA01-B103) |  | OPERATING | OPERATING | E071 | SNR0-2E0 | F40300001 |  | SNR0
SNR-H01CJA10GH001XB17 | Backplane HMM64 No.4 (SNR-H01CJA01GH001+03CJA01-B104) |  | OPERATING | OPERATING | E071 | SNR0-2E0 | F40300001 |  | SNR0
SNR-H01CJA10GH001XD01 | Interface Processor Module SM-2551 No.1 (SNR-H01CJA01GH001+03CJA01-A210.04) |  | OPERATING | OPERATING | E071 | SNR0-2E0 | F40300001 |  | SNR0
SNR-H01CJA10GH001XD02 | Interface Processor Module SM-2551 No.2 (SNR-H01CJA01GH001+03CJA01-A210.05) |  | OPERATING | OPERATING | E071 | SNR0-2E0 | F40300001 |  | SNR0
SNR-H01CJA10GH001XQ01 | HART Multiplexer MTL4851 No.1 (SNR-H01CJA01GH001+03CJA01-A601) |  | OPERATING | OPERATING | E071 | SNR0-2E0 | F40300001 |  | SNR0
SNR-H01CJA10GH001XQ02 | HART Multiplexer MTL4851 No.2 (SNR-H01CJA01GH001+03CJA01-A603) |  | OPERATING | OPERATING | E071 | SNR0-2E0 | F40300001 |  | SNR0
SNR-H01CJA10GH001XQ03 | HART Multiplexer MTL4851 No.3 (SNR-H01CJA01GH001+03CJA01-A605) |  | OPERATING | OPERATING | E071 | SNR0-2E0 | F40300001 |  | SNR0
SNR-H01CJA10GH001XQ04 | HART Multiplexer MTL4851 No.4 (SNR-H01CJA01GH001+03CJA01-A607) |  | OPERATING | OPERATING | E071 | SNR0-2E0 | F40300001 |  | SNR0
SNR-H01CJA10GH001XQ05 | HART Multiplexer MTL4852 No.1 (SNR-H01CJA01GH001+03CJA01-A602) |  | OPERATING | OPERATING | E071 | SNR0-2E0 | F40300001 |  | SNR0
SNR-H01CJA10GH001XQ06 | HART Multiplexer MTL4852 No.2 (SNR-H01CJA01GH001+03CJA01-A604) |  | OPERATING | OPERATING | E071 | SNR0-2E0 | F40300001 |  | SNR0
SNR-H01CJA10GH001XQ07 | HART Multiplexer MTL4852 No.3 (SNR-H01CJA01GH001+03CJA01-A606) |  | OPERATING | OPERATING | E071 | SNR0-2E0 | F40300001 |  | SNR0
SNR-H01CJA10GH001XQ08 | HART Multiplexer MTL4852 No.4 (SNR-H01CJA01GH001+03CJA01-A608) |  | OPERATING | OPERATING | E071 | SNR0-2E0 | F40300001 |  | SNR0
SNR-H01CJA10GH001XQ09 | HART Module HCU16B No.1 (SNR-H01CJA01GH001+03CJA01-A701) |  | OPERATING | OPERATING | E071 | SNR0-2E0 | F40300001 |  | SNR0
SNR-H01CJA10GH001XQ10 | HART Module HCU16B No.2 (SNR-H01CJA01GH001+03CJA01-A702) |  | OPERATING | OPERATING | E071 | SNR0-2E0 | F40300001 |  | SNR0
SNR-H01CJA10GH001XQ11 | HART Module HCU16B No.3 (SNR-H01CJA01GH001+03CJA01-A703) |  | OPERATING | OPERATING | E071 | SNR0-2E0 | F40300001 |  | SNR0
SNR-H01CJA10GH001XQ12 | HART Module HCU16B No.4 (SNR-H01CJA01GH001+03CJA01-A704) |  | OPERATING | OPERATING | E071 | SNR0-2E0 | F40300001 |  | SNR0
SNR-H01CWF | Main Control Panel |  | OPERATING | OPERATING | E071 | SNR0-2E0 | F40300001 |  | SNR0
SNR-H01CWF10 | Master SW. Control |  | OPERATING | OPERATING | E071 | SNR0-2E0 | F40300001 |  | SNR0
SNR-H01CWF10GK100 | Control Desk Board |  | OPERATING | OPERATING | E071 | SNR0-2E0 | F40300001 |  | SNR0
SNR-H01CWF10GK100-B01 | Enclosure Internal Thermostat SK 3110.000 (SNR-H00APA01GH001+0APA01-B100) |  | OPERATING | OPERATING | E071 | SNR0-2E0 | F40300001 |  | SNR0
SNR-H01CWF10GK100-E01 | Heater SK3116.000 (SNR-H00APA01GH001+0APA01-E01) |  | OPERATING | OPERATING | E071 | SNR0-2E0 | F40300001 |  | SNR0
SNR-H01CWF10GK100-E02 | LED Lamp (RED) 3SB 5285-6HC01 No.1-13 (SNR-H00APA01GH001+0APA01-H01-22) |  | OPERATING | OPERATING | E071 | SNR0-2E0 | F40300001 |  | SNR0
SNR-H01CWF10GK100-E03 | LED Lamp (Green) 3SB 5285-6HE01 No.1-6 (SNR-H00APA01GH001+0APA01-H04-18) |  | OPERATING | OPERATING | E071 | SNR0-2E0 | F40300001 |  | SNR0
SNR-H01CWF10GK100-E04 | Cubicle Light With Socket SZ 4138.140 (SNR-H00APA01GH001+0APA01-H91) |  | OPERATING | OPERATING | E071 | SNR0-2E0 | F40300001 |  | SNR0
SNR-H01CWF10GK100-F01 | Digital Synchronizer SYN 3000/3221en (SNR-H00APA01GH001+0APA01-A500) |  | OPERATING | OPERATING | E071 | SNR0-2E0 | F40300001 |  | SNR0
SNR-H01CWF10GK100-F02 | Miniature Circuit Breaker C60H-C-6A 2pol (CDB) (SNR-H00APA01GH001+0APA01-F01) |  | OPERATING | OPERATING | E071 | SNR0-2E0 | F40300001 |  | SNR0
SNR-H01CWF10GK100-F03 | Synchronoscope With Sync Check Contact Accuracy +/-2 (SNR-H00APA01GH001+0APA01-P03) |  | OPERATING | OPERATING | E071 | SNR0-2E0 | F40300001 |  | SNR0
SNR-H01CWF10GK100-K01 | Contactor 3RH21 22-1AP00 (SNR-H00APA01GH001+0APA01-K01) |  | OPERATING | OPERATING | E071 | SNR0-2E0 | F40300001 |  | SNR0
SNR-H01CWF10GK100-K02 | Varistor 3RT29 16-1JP00 No.1 (SNR-H00APA01GH001+0APA01-K01) |  | OPERATING | OPERATING | E071 | SNR0-2E0 | F40300001 |  | SNR0
SNR-H01CWF10GK100-K03 | Varistor 3RT29 16-1JP00 No.2 (SNR-H00APA01GH001+0APA01-K09A) |  | OPERATING | OPERATING | E071 | SNR0-2E0 | F40300001 |  | SNR0
SNR-H01CWF10GK100-K04 | Auxiliary Contactor 3RH21 22-1BG40 No.1-14 (SNR-H00APA01GH001+0APA01-K06-18) |  | OPERATING | OPERATING | E071 | SNR0-2E0 | F40300001 |  | SNR0
SNR-H01CWF10GK100-K05 | Varistor 3RT29 16-1JL00 No.1-13 (SNR-H00APA01GH001+0APA01-K06-18) |  | OPERATING | OPERATING | E071 | SNR0-2E0 | F40300001 |  | SNR0
SNR-H01CWF10GK100-K06 | Auxiliary Contact 3RH29 11-1HA22 No.1 (SNR-H00APA01GH001+0APA01-K08) |  | OPERATING | OPERATING | E071 | SNR0-2E0 | F40300001 |  | SNR0
SNR-H01CWF10GK100-K07 | Auxiliary Contact 3RH29 11-1HA22 No.2 (SNR-H00APA01GH001+0APA01-K09) |  | OPERATING | OPERATING | E071 | SNR0-2E0 | F40300001 |  | SNR0
SNR-H01CWF10GK100-K08 | Auxiliary Contact 3RH29 11-1HA22 No.3 (SNR-H00APA01GH001+0APA01-K10) |  | OPERATING | OPERATING | E071 | SNR0-2E0 | F40300001 |  | SNR0
SNR-H01CWF10GK100-K09 | Auxiliary Contact 3RH29 11-1GA40 No.1 (SNR-H00APA01GH001+0APA01-K11) |  | OPERATING | OPERATING | E071 | SNR0-2E0 | F40300001 |  | SNR0
SNR-H01CWF10GK100-K10 | Auxiliary Contact 3RH29 11-1GA40 No.2 (SNR-H00APA01GH001+0APA01-K12) |  | OPERATING | OPERATING | E071 | SNR0-2E0 | F40300001 |  | SNR0
SNR-H01CWF10GK100-K11 | Auxiliary Contact 3RH29 11-1GA40 No.3 (SNR-H00APA01GH001+0APA01-K13) |  | OPERATING | OPERATING | E071 | SNR0-2E0 | F40300001 |  | SNR0
SNR-H01CWF10GK100-K12 | Auxiliary Contact 3RH29 11-1GA40 No.4 (SNR-H00APA01GH001+0APA01-K14) |  | OPERATING | OPERATING | E071 | SNR0-2E0 | F40300001 |  | SNR0
SNR-H01CWF10GK100-P01 | MW Meter WL96 V3B (SNR-H00APA01GH001+0APA01-M01) |  | OPERATING | OPERATING | E071 | SNR0-2E0 | F40300001 |  | SNR0
SNR-H01CWF10GK100-P02 | MVAr Meter WL96 V3B (SNR-H00APA01GH001+0APA01-M02) |  | OPERATING | OPERATING | E071 | SNR0-2E0 | F40300001 |  | SNR0
SNR-H01CWF10GK100-P03 | MVA Meter WL96 V3B (SNR-H00APA01GH001+0APA01-M03) |  | OPERATING | OPERATING | E071 | SNR0-2E0 | F40300001 |  | SNR0
SNR-H01CWF10GK100-P04 | Double Frequency Meter ELFD 96 (SNR-H00APA01GH001+0APA01-P02) |  | OPERATING | OPERATING | E071 | SNR0-2E0 | F40300001 |  | SNR0
SNR-H01CWF10GK100-P05 | Double Scale Voltmeter SIF 96 (SNR-H00APA01GH001+0APA01-P04) |  | OPERATING | OPERATING | E071 | SNR0-2E0 | F40300001 |  | SNR0
SNR-H01CWF10GK100-P06 | Double Frequency Meter ZQ96 (SNR-H00APA01GH001+0APA01-P05) |  | OPERATING | OPERATING | E071 | SNR0-2E0 | F40300001 |  | SNR0
SNR-H01CWF10GK100-P07 | Amperemeter V-PQS96 (SNR-H00APA01GH001+0APA01-P06) |  | OPERATING | OPERATING | E071 | SNR0-2E0 | F40300001 |  | SNR0
SNR-H01CWF10GK100-P08 | Voltmeter V-VL96 (SNR-H00APA01GH001+0APA01-P07) |  | OPERATING | OPERATING | E071 | SNR0-2E0 | F40300001 |  | SNR0
SNR-H01CWF10GK100-S01 | Selector Switch P2AS2-2P 1NO+1NC No.1 (SNR-H00APA01GH001+0APA01-S04) |  | OPERATING | OPERATING | E071 | SNR0-2E0 | F40300001 |  | SNR0
SNR-H01CWF10GK100-S02 | Selector Switch P2AS2-2P 1NO+1NC No.2 (SNR-H00APA01GH001+0APA01-S11) |  | OPERATING | OPERATING | E071 | SNR0-2E0 | F40300001 |  | SNR0
SNR-H01CWF10GK100-S03 | Selector Switch P2AS2-2P 1NO+1NC No.3 (SNR-H00APA01GH001+0APA01-S13) |  | OPERATING | OPERATING | E071 | SNR0-2E0 | F40300001 |  | SNR0
SNR-H01CWF10GK100-S04 | Selector Switch P2AS2-2P 1NC No.1 (SNR-H00APA01GH001+0APA01-S05) |  | OPERATING | OPERATING | E071 | SNR0-2E0 | F40300001 |  | SNR0
SNR-H01CWF10GK100-S05 | Selector Switch P2AS2-E3PSR 2NO No.1 (SNR-H00APA01GH001+0APA01-S06) |  | OPERATING | OPERATING | E071 | SNR0-2E0 | F40300001 |  | SNR0
SNR-H01CWF10GK100-S06 | Selector Switch P2AS2-E3PSR 2NO No.2 (SNR-H00APA01GH001+0APA01-S07) |  | OPERATING | OPERATING | E071 | SNR0-2E0 | F40300001 |  | SNR0
SNR-H01CWF10GK100-S07 | Selector Switch P2AS2-E3PSR 2NO No.3 (SNR-H00APA01GH001+0APA01-S21) |  | OPERATING | OPERATING | E071 | SNR0-2E0 | F40300001 |  | SNR0
SNR-H01CWF10GK100-S08 | Selector Switch P2AS2-E3PSR 2NO No.4 (SNR-H00APA01GH001+0APA01-S22) |  | OPERATING | OPERATING | E071 | SNR0-2E0 | F40300001 |  | SNR0
SNR-H01CWF10GK100-S09 | Selector Switch P2AS2-E3PSR 2NO No.5 (SNR-H00APA01GH001+0APA01-S23) |  | OPERATING | OPERATING | E071 | SNR0-2E0 | F40300001 |  | SNR0
SNR-H01CWF10GK100-S10 | Selector Switch P2AS2-E3PSR 2NO No.6 (SNR-H00APA01GH001+0APA01-S24) |  | OPERATING | OPERATING | E071 | SNR0-2E0 | F40300001 |  | SNR0
SNR-H01CWF10GK100-S11 | Push Button P2AF8 No.1 (SNR-H00APA01GH001+0APA01-S09) |  | OPERATING | OPERATING | E071 | SNR0-2E0 | F40300001 |  | SNR0
SNR-H01CWF10GK100-S12 | Push Button P2AF8 No.2 (SNR-H00APA01GH001+0APA01-S12) |  | OPERATING | OPERATING | E071 | SNR0-2E0 | F40300001 |  | SNR0
SNR-H01CWF10GK100-S13 | Selector Switch P2AS2-E3PSR 1NO+1NC (SNR-H00APA01GH001+0APA01-S10) |  | OPERATING | OPERATING | E071 | SNR0-2E0 | F40300001 |  | SNR0
SNR-H01CWF10GK100-S14 | Mushroom Actuator P2AMLKB4 No.1 (SNR-H00APA01GH001+0APA01-S14) |  | OPERATING | OPERATING | E071 | SNR0-2E0 | F40300001 |  | SNR0
SNR-H01CWF10GK100-S15 | Mushroom Actuator P2AMLKB4 No.2 (SNR-H00APA01GH001+0APA01-S15) |  | OPERATING | OPERATING | E071 | SNR0-2E0 | F40300001 |  | SNR0
SNR-H01CWF10GK100-S16 | Door Limit Switch SZ4127.000 (SNR-H00APA01GH001+0APA01-S91) |  | OPERATING | OPERATING | E071 | SNR0-2E0 | F40300001 |  | SNR0
SNR-H01CWF10GK100-T01 | Voltage Transformer TJP6.1 (SNR-H00APA01GH001+0APA01-T01) |  | OPERATING | OPERATING | E071 | SNR0-2E0 | F40300001 |  | SNR0
SNR-H01CWF10GK100-V01 | Diode ST-1N4007+UDK-RELG2 (CDB) No.1-19 (SNR-H00APA01GH001+0APA01-D01-19) |  | OPERATING | OPERATING | E071 | SNR0-2E0 | F40300001 |  | SNR0
SNR-H01CWF10GK100-W01 | Patch Cable CAT5(4x2) AWG26/7 (SNR-H00CMA01GH001+00CMA01-W1018) |  | OPERATING | OPERATING | E071 | SNR0-2E0 | F40300001 |  | SNR0
SNR-H01CWF20 | HMI |  | OPERATING | OPERATING | E071 | SNR0-2E0 | F40300001 |  | SNR0
SNR-H01L | Intake System |  | OPERATING | OPERATING | E071 | SNR0-2M0 | F40300001 |  | SNR0
SNR-H01LP | Intake System |  | OPERATING | OPERATING | E071 | SNR0-2M0 | F40300001 |  | SNR0
SNR-H01LPA | Intake Trash Rack |  | OPERATING | OPERATING | E071 | SNR0-2M0 | F40300001 |  | SNR0
SNR-H01LPA10 | Trash Rask Row.01 |  | OPERATING | OPERATING | E071 | SNR0-2M0 | F40300001 |  | SNR0
SNR-H01LPA10AT001 | Trash Rask Row.01 No.1-4 |  | OPERATING | OPERATING | E071 | SNR0-2M0 | F40300001 |  | SNR0
SNR-H01LPA10AT001KT01 | Rack No.1 |  | OPERATING | OPERATING | E071 | SNR0-2M0 | F40300001 |  | SNR0
SNR-H01LPA10AT001KT02 | Rack No.2 |  | OPERATING | OPERATING | E071 | SNR0-2M0 | F40300001 |  | SNR0
SNR-H01LPA10AT001KT03 | Rack No.3 |  | OPERATING | OPERATING | E071 | SNR0-2M0 | F40300001 |  | SNR0
SNR-H01LPA10AT001KT04 | Rack No.4 |  | OPERATING | OPERATING | E071 | SNR0-2M0 | F40300001 |  | SNR0
SNR-H01LPA20 | Trash Rask Row.02 |  | OPERATING | OPERATING | E071 | SNR0-2M0 | F40300001 |  | SNR0
SNR-H01LPA20AT001 | Trash Rask Row.02 No.1-4 |  | OPERATING | OPERATING | E071 | SNR0-2M0 | F40300001 |  | SNR0
SNR-H01LPA20AT001KT01 | Rack No.1 |  | OPERATING | OPERATING | E071 | SNR0-2M0 | F40300001 |  | SNR0
SNR-H01LPA20AT001KT02 | Rack No.2 |  | OPERATING | OPERATING | E071 | SNR0-2M0 | F40300001 |  | SNR0
SNR-H01LPA20AT001KT03 | Rack No.3 |  | OPERATING | OPERATING | E071 | SNR0-2M0 | F40300001 |  | SNR0
SNR-H01LPA20AT001KT04 | Rack No.4 |  | OPERATING | OPERATING | E071 | SNR0-2M0 | F40300001 |  | SNR0
SNR-H01LPB | Gate&Servomotor |  | OPERATING | OPERATING | E071 | SNR0-2M0 | F40300001 |  | SNR0
SNR-H01LPB10 | Intake Gate |  | OPERATING | OPERATING | E071 | SNR0-2M0 | F40300001 |  | SNR0
SNR-H01LPB10AB001 | Gate & Servomotor |  | OPERATING | OPERATING | E071 | SNR0-2M0 | F40300001 |  | SNR0
SNR-H01LPB10AB001KA01 | Filling Valve |  | OPERATING | OPERATING | E071 | SNR0-2M0 | F40300001 |  | SNR0
SNR-H01LPB10AB001KB01 | Gate |  | OPERATING | OPERATING | E071 | SNR0-2M0 | F40300001 |  | SNR0
SNR-H01LPB10AB001KE01 | Servomotor |  | OPERATING | OPERATING | E071 | SNR0-2M0 | F40300001 |  | SNR0
SNR-H01LPB10BR001 | Head Tank |  | OPERATING | OPERATING | E071 | SNR0-2M0 | F40300001 |  | SNR0
SNR-H01LPC | Penstock |  | OPERATING | OPERATING | E071 | SNR0-2M0 | F40300001 |  | SNR0
SNR-H01LPC10 | Penstock Pipe |  | OPERATING | OPERATING | E071 | SNR0-2M0 | F40300001 |  | SNR0
SNR-H01LPC10AA001 | Valve Drain Penstock |  | OPERATING | OPERATING | E071 | SNR0-2M0 | F40300001 |  | SNR0
SNR-H01LPC10BQ001 | Expention Joint |  | OPERATING | OPERATING | E071 | SNR0-2M0 | F40300001 |  | SNR0
SNR-H01LPC10BR001 | Pipe |  | OPERATING | OPERATING | E071 | SNR0-2M0 | F40300001 |  | SNR0
SNR-H01LPC10CF001 | Penstock Water Flow Transmitter (SNR-H01MEA11CF001) |  | OPERATING | OPERATING | E071 | SNR0-2E0 | F40300001 |  | SNR0
SNR-H01LPY | Hydraulic Control |  | OPERATING | OPERATING | E071 | SNR0-2M0 | F40300001 |  | SNR0
SNR-H01LPY10 | Hydraulic Control Device |  | OPERATING | OPERATING | E071 | SNR0-2M0 | F40300001 |  | SNR0
SNR-H01LPY10AA001 | Check Valve (PC1-1-I) |  | OPERATING | OPERATING | E071 | SNR0-2M0 | F40300001 |  | SNR0
SNR-H01LPY10AA002 | Check Valve (PC2-1-I) |  | OPERATING | OPERATING | E071 | SNR0-2M0 | F40300001 |  | SNR0
SNR-H01LPY10AA003 | Check Valve (PC3-1-I) |  | OPERATING | OPERATING | E071 | SNR0-2M0 | F40300001 |  | SNR0
SNR-H01LPY10AA004 | Check Valve (CA3-1-I) |  | OPERATING | OPERATING | E071 | SNR0-2M0 | F40300001 |  | SNR0
SNR-H01LPY10AA005 | Check Valve (CA4-1-I) |  | OPERATING | OPERATING | E071 | SNR0-2M0 | F40300001 |  | SNR0
SNR-H01LPY10AA006 | Check Valve (CA5-1-I) |  | OPERATING | OPERATING | E071 | SNR0-2M0 | F40300001 |  | SNR0
SNR-H01LPY10AA007 | Check Valve (CA6-1-I) |  | OPERATING | OPERATING | E071 | SNR0-2M0 | F40300001 |  | SNR0
SNR-H01LPY10AA008 | Solenoid Valve (S2-1-I) |  | OPERATING | OPERATING | E071 | SNR0-2M0 | F40300001 |  | SNR0
SNR-H01LPY10AA009 | Solenoid Valve (S3-1-I) |  | OPERATING | OPERATING | E071 | SNR0-2M0 | F40300001 |  | SNR0
SNR-H01LPY10AA010 | Solenoid Valve (S4-1-I) |  | OPERATING | OPERATING | E071 | SNR0-2M0 | F40300001 |  | SNR0
SNR-H01LPY10AA011 | Solenoid Valve (S5-1-I) |  | OPERATING | OPERATING | E071 | SNR0-2M0 | F40300001 |  | SNR0
SNR-H01LPY10AA012 | Solenoid Valve (S6-1-I) |  | OPERATING | OPERATING | E071 | SNR0-2M0 | F40300001 |  | SNR0
SNR-H01LPY10AA013 | Solenoid Valve (S7-1-I) |  | OPERATING | OPERATING | E071 | SNR0-2M0 | F40300001 |  | SNR0
SNR-H01LPY10AA014 | Solenoid Valve (S8-1-I) |  | OPERATING | OPERATING | E071 | SNR0-2M0 | F40300001 |  | SNR0
SNR-H01LPY10AA015 | Manual Valve (MV1-1-I) |  | OPERATING | OPERATING | E071 | SNR0-2M0 | F40300001 |  | SNR0
SNR-H01LPY10AA016 | Flow Control Valve (MC1-1-I) |  | OPERATING | OPERATING | E071 | SNR0-2M0 | F40300001 |  | SNR0
SNR-H01LPY10AA017 | Flow Control Valve (MC2-1-I) |  | OPERATING | OPERATING | E071 | SNR0-2M0 | F40300001 |  | SNR0
SNR-H01LPY10AA018 | Flow Control Valve (CF1-1-I) |  | OPERATING | OPERATING | E071 | SNR0-2M0 | F40300001 |  | SNR0
SNR-H01LPY10AA019 | Flow Control Valve (CG1-1-I) |  | OPERATING | OPERATING | E071 | SNR0-2M0 | F40300001 |  | SNR0
SNR-H01LPY10AA020 | Valve (ST1-1-I)-NC |  | OPERATING | OPERATING | E071 | SNR0-2M0 | F40300001 |  | SNR0
SNR-H01LPY10AA021 | Valve (ST2-1-I)-NC |  | OPERATING | OPERATING | E071 | SNR0-2M0 | F40300001 |  | SNR0
SNR-H01LPY10AA022 | Valve (ST3-1-I)-NO |  | OPERATING | OPERATING | E071 | SNR0-2M0 | F40300001 |  | SNR0
SNR-H01LPY10AA023 | Valve (ST4-1-I)-NO |  | OPERATING | OPERATING | E071 | SNR0-2M0 | F40300001 |  | SNR0
SNR-H01LPY10AA024 | Valve (ST5-1-I)-NC |  | OPERATING | OPERATING | E071 | SNR0-2M0 | F40300001 |  | SNR0
SNR-H01LPY10AA025 | Valve (ST6-1-I)-NC |  | OPERATING | OPERATING | E071 | SNR0-2M0 | F40300001 |  | SNR0
SNR-H01LPY10AA026 | Valve (ST7-1)-NO |  | OPERATING | OPERATING | E071 | SNR0-2M0 | F40300001 |  | SNR0
SNR-H01LPY10AA027 | Valve (ST8-1)-NO |  | OPERATING | OPERATING | E071 | SNR0-2M0 | F40300001 |  | SNR0
SNR-H01LPY10AA028 | Valve (ST9-1)-NC |  | OPERATING | OPERATING | E071 | SNR0-2M0 | F40300001 |  | SNR0
SNR-H01LPY10AA029 | Relief Valve (SE1-1) |  | OPERATING | OPERATING | E071 | SNR0-2M0 | F40300001 |  | SNR0
SNR-H01LPY10AA030 | Intake gate oil drain valve |  | OPERATING | OPERATING | E071 | SNR0-2M0 | F40300001 |  | SNR0
SNR-H01LPY10AE001 | Aux. Hoist |  | OPERATING | OPERATING | E071 | SNR0-2M0 | F40300001 |  | SNR0
SNR-H01LPY10CE001 | Limit Switch Set |  | OPERATING | OPERATING | E071 | SNR0-2E0 | F40300001 |  | SNR0
SNR-H01LPY10CP001 | Pressure Switch (PS2-1-I) |  | OPERATING | OPERATING | E071 | SNR0-2E0 | F40300001 |  | SNR0
SNR-H01LPY10CP002 | Pressure Switch (PS4-1-I) |  | OPERATING | OPERATING | E071 | SNR0-2E0 | F40300001 |  | SNR0
SNR-H01LPY10CP003 | Pressure Switch (PS5-1-I) |  | OPERATING | OPERATING | E071 | SNR0-2E0 | F40300001 |  | SNR0
SNR-H01LPY10CP004 | Pressure Gauge (PG4-1-I) |  | OPERATING | OPERATING | E071 | SNR0-2E0 | F40300001 |  | SNR0
SNR-H01LPY10CP005 | Pressure Gauge (PG5-1-I) |  | OPERATING | OPERATING | E071 | SNR0-2E0 | F40300001 |  | SNR0
SNR-H01M | Mechanical (Turbine and Generator) |  | OPERATING | OPERATING | E071 | SNR0-2M0 | F40300001 |  | SNR0
SNR-H01ME | Hydraulic Turbine Plant |  | OPERATING | OPERATING | E071 | SNR0-2M0 | F40300001 |  | SNR0
SNR-H01MEA | Hydraulic Turbine |  | OPERATING | OPERATING | E071 | SNR0-2M0 | F40300001 |  | SNR0
SNR-H01MEA10 | Spiral Case |  | OPERATING | OPERATING | E071 | SNR0-2M0 | F40300001 |  | SNR0
SNR-H01MEA10CL001 | Turbine Pit Level |  | OPERATING | OPERATING | E071 | SNR0-2E0 | F40300001 |  | SNR0
SNR-H01MEA10CL001-S01 | Turbine Pit Flooded Alarm 1,2 Level Switch (SNE-H03MEA11CL301-S01) |  | OPERATING | OPERATING | E071 | SNR0-2E0 | F40300001 |  | SNR0
SNR-H01MEA10CL001-S02 | Turbine Pit Flooded Trip Level Switch (SNR-H01MEA11CL302-S01) |  | OPERATING | OPERATING | E071 | SNR0-2E0 | F40300001 |  | SNR0
SNR-H01MEA10CP001 | Turbine Core Pressure Transmitter (Spiral Case) (SNR-H01MEA11CP001) |  | OPERATING | OPERATING | E071 | SNR0-2E0 | F40300001 |  | SNR0
SNR-H01MEA10CP002 | Spiral case Pressure Gauge (SNR-H01MEA11CP501) |  | OPERATING | OPERATING | E071 | SNR0-2E0 | F40300001 |  | SNR0
SNR-H01MEA10HA001 | Spiral Case |  | OPERATING | OPERATING | E071 | SNR0-2M0 | F40300001 |  | SNR0
SNR-H01MEA10HA001KB01 | Manhole Spiral Case |  | OPERATING | OPERATING | E071 | SNR0-2M0 | F40300001 |  | SNR0
SNR-H01MEA20 | Guide Vane Mechanism & Servomotor |  | OPERATING | OPERATING | E071 | SNR0-2M0 | F40300001 |  | SNR0
SNR-H01MEA20HA001 | Operating Ring |  | OPERATING | OPERATING | E071 | SNR0-2M0 | F40300001 |  | SNR0
SNR-H01MEA20HA002 | Servomotor Link L |  | OPERATING | OPERATING | E071 | SNR0-2M0 | F40300001 |  | SNR0
SNR-H01MEA20HA003 | Servomotor Link R |  | OPERATING | OPERATING | E071 | SNR0-2M0 | F40300001 |  | SNR0
SNR-H01MEA20HA101 | Guide Vane Set No.01 |  | OPERATING | OPERATING | E071 | SNR0-2M0 | F40300001 |  | SNR0
SNR-H01MEA20HA101KB01 | Guide Vane No.01 |  | OPERATING | OPERATING | E071 | SNR0-2M0 | F40300001 |  | SNR0
SNR-H01MEA20HA101KE01 | Arm Lever Guide Vane No.01 |  | OPERATING | OPERATING | E071 | SNR0-2M0 | F40300001 |  | SNR0
SNR-H01MEA20HA101KE02 | Pin No.01 |  | OPERATING | OPERATING | E071 | SNR0-2M0 | F40300001 |  | SNR0
SNR-H01MEA20HA101KE03 | Eccentric Pin No.01 |  | OPERATING | OPERATING | E071 | SNR0-2M0 | F40300001 |  | SNR0
SNR-H01MEA20HA101MU01 | Guide Vane Link No.01 |  | OPERATING | OPERATING | E071 | SNR0-2M0 | F40300001 |  | SNR0
SNR-H01MEA20HA102 | Guide Vane Set No.02 |  | OPERATING | OPERATING | E071 | SNR0-2M0 | F40300001 |  | SNR0
SNR-H01MEA20HA102KB01 | Guide Vane No.02 |  | OPERATING | OPERATING | E071 | SNR0-2M0 | F40300001 |  | SNR0
SNR-H01MEA20HA102KE01 | Arm Lever Guide Vane No.02 |  | OPERATING | OPERATING | E071 | SNR0-2M0 | F40300001 |  | SNR0
SNR-H01MEA20HA102KE02 | Pin No.02 |  | OPERATING | OPERATING | E071 | SNR0-2M0 | F40300001 |  | SNR0
SNR-H01MEA20HA102KE03 | Eccentric Pin No.02 |  | OPERATING | OPERATING | E071 | SNR0-2M0 | F40300001 |  | SNR0
SNR-H01MEA20HA102MU01 | Guide Vane Link No.02 Bending Link |  | OPERATING | OPERATING | E071 | SNR0-2M0 | F40300001 |  | SNR0
SNR-H01MEA20HA103 | Guide Vane Set No.03 |  | OPERATING | OPERATING | E071 | SNR0-2M0 | F40300001 |  | SNR0
SNR-H01MEA20HA103KB01 | Guide Vane No.03 |  | OPERATING | OPERATING | E071 | SNR0-2M0 | F40300001 |  | SNR0
SNR-H01MEA20HA103KE01 | Arm Lever Guide Vane No.03 |  | OPERATING | OPERATING | E071 | SNR0-2M0 | F40300001 |  | SNR0
SNR-H01MEA20HA103KE02 | Pin No.03 |  | OPERATING | OPERATING | E071 | SNR0-2M0 | F40300001 |  | SNR0
SNR-H01MEA20HA103KE03 | Eccentric Pin No.03 |  | OPERATING | OPERATING | E071 | SNR0-2M0 | F40300001 |  | SNR0
SNR-H01MEA20HA103MU01 | Guide Vane Link No.03 |  | OPERATING | OPERATING | E071 | SNR0-2M0 | F40300001 |  | SNR0
SNR-H01MEA20HA104 | Guide Vane Set No.04 |  | OPERATING | OPERATING | E071 | SNR0-2M0 | F40300001 |  | SNR0
SNR-H01MEA20HA104KB01 | Guide Vane No.04 |  | OPERATING | OPERATING | E071 | SNR0-2M0 | F40300001 |  | SNR0
SNR-H01MEA20HA104KE01 | Arm Lever Guide Vane No.04 |  | OPERATING | OPERATING | E071 | SNR0-2M0 | F40300001 |  | SNR0
SNR-H01MEA20HA104KE02 | Pin No.04 |  | OPERATING | OPERATING | E071 | SNR0-2M0 | F40300001 |  | SNR0
SNR-H01MEA20HA104KE03 | Eccentric Pin No.04 |  | OPERATING | OPERATING | E071 | SNR0-2M0 | F40300001 |  | SNR0
SNR-H01MEA20HA104MU01 | Guide Vane Link No.04 Bending Link |  | OPERATING | OPERATING | E071 | SNR0-2M0 | F40300001 |  | SNR0
SNR-H01MEA20HA105 | Guide Vane Set No.05 |  | OPERATING | OPERATING | E071 | SNR0-2M0 | F40300001 |  | SNR0
SNR-H01MEA20HA105KB01 | Guide Vane No.05 |  | OPERATING | OPERATING | E071 | SNR0-2M0 | F40300001 |  | SNR0
SNR-H01MEA20HA105KE01 | Arm Lever Guide Vane No.05 |  | OPERATING | OPERATING | E071 | SNR0-2M0 | F40300001 |  | SNR0
SNR-H01MEA20HA105KE02 | Pin No.05 |  | OPERATING | OPERATING | E071 | SNR0-2M0 | F40300001 |  | SNR0
SNR-H01MEA20HA105KE03 | Eccentric Pin No.05 |  | OPERATING | OPERATING | E071 | SNR0-2M0 | F40300001 |  | SNR0
SNR-H01MEA20HA105MU01 | Guide Vane Link No.05 |  | OPERATING | OPERATING | E071 | SNR0-2M0 | F40300001 |  | SNR0
SNR-H01MEA20HA106 | Guide Vane Set No.06 |  | OPERATING | OPERATING | E071 | SNR0-2M0 | F40300001 |  | SNR0
SNR-H01MEA20HA106KB01 | Guide Vane No.06 |  | OPERATING | OPERATING | E071 | SNR0-2M0 | F40300001 |  | SNR0
SNR-H01MEA20HA106KE01 | Arm Lever Guide Vane No.06 |  | OPERATING | OPERATING | E071 | SNR0-2M0 | F40300001 |  | SNR0
SNR-H01MEA20HA106KE02 | Pin No.06 |  | OPERATING | OPERATING | E071 | SNR0-2M0 | F40300001 |  | SNR0
SNR-H01MEA20HA106KE03 | Eccentric Pin No.06 |  | OPERATING | OPERATING | E071 | SNR0-2M0 | F40300001 |  | SNR0
SNR-H01MEA20HA106MU01 | Guide Vane Link No.06 Bending Link |  | OPERATING | OPERATING | E071 | SNR0-2M0 | F40300001 |  | SNR0
SNR-H01MEA20HA107 | Guide Vane Set No.07 |  | OPERATING | OPERATING | E071 | SNR0-2M0 | F40300001 |  | SNR0
SNR-H01MEA20HA107KB01 | Guide Vane No.07 |  | OPERATING | OPERATING | E071 | SNR0-2M0 | F40300001 |  | SNR0
SNR-H01MEA20HA107KE01 | Arm Lever Guide Vane No.07 |  | OPERATING | OPERATING | E071 | SNR0-2M0 | F40300001 |  | SNR0
SNR-H01MEA20HA107KE02 | Pin No.07 |  | OPERATING | OPERATING | E071 | SNR0-2M0 | F40300001 |  | SNR0
SNR-H01MEA20HA107KE03 | Eccentric Pin No.07 |  | OPERATING | OPERATING | E071 | SNR0-2M0 | F40300001 |  | SNR0
SNR-H01MEA20HA107MU01 | Guide Vane Link No.07 |  | OPERATING | OPERATING | E071 | SNR0-2M0 | F40300001 |  | SNR0
SNR-H01MEA20HA108 | Guide Vane Set No.08 |  | OPERATING | OPERATING | E071 | SNR0-2M0 | F40300001 |  | SNR0
SNR-H01MEA20HA108KB01 | Guide Vane No.08 |  | OPERATING | OPERATING | E071 | SNR0-2M0 | F40300001 |  | SNR0
SNR-H01MEA20HA108KE01 | Arm Lever Guide Vane No.08 |  | OPERATING | OPERATING | E071 | SNR0-2M0 | F40300001 |  | SNR0
SNR-H01MEA20HA108KE02 | Pin No.08 |  | OPERATING | OPERATING | E071 | SNR0-2M0 | F40300001 |  | SNR0
SNR-H01MEA20HA108KE03 | Eccentric Pin No.08 |  | OPERATING | OPERATING | E071 | SNR0-2M0 | F40300001 |  | SNR0
SNR-H01MEA20HA108MU01 | Guide Vane Link No.08 Bending Link |  | OPERATING | OPERATING | E071 | SNR0-2M0 | F40300001 |  | SNR0
SNR-H01MEA20HA109 | Guide Vane Set No.09 |  | OPERATING | OPERATING | E071 | SNR0-2M0 | F40300001 |  | SNR0
SNR-H01MEA20HA109KB01 | Guide Vane No.09 |  | OPERATING | OPERATING | E071 | SNR0-2M0 | F40300001 |  | SNR0
SNR-H01MEA20HA109KE01 | Arm Lever Guide Vane No.09 |  | OPERATING | OPERATING | E071 | SNR0-2M0 | F40300001 |  | SNR0
SNR-H01MEA20HA109KE02 | Pin No.09 |  | OPERATING | OPERATING | E071 | SNR0-2M0 | F40300001 |  | SNR0
SNR-H01MEA20HA109KE03 | Eccentric Pin No.09 |  | OPERATING | OPERATING | E071 | SNR0-2M0 | F40300001 |  | SNR0
SNR-H01MEA20HA109MU01 | Guide Vane Link No.09 |  | OPERATING | OPERATING | E071 | SNR0-2M0 | F40300001 |  | SNR0
SNR-H01MEA20HA110 | Guide Vane Set No.10 |  | OPERATING | OPERATING | E071 | SNR0-2M0 | F40300001 |  | SNR0
SNR-H01MEA20HA110KB01 | Guide Vane No.10 |  | OPERATING | OPERATING | E071 | SNR0-2M0 | F40300001 |  | SNR0
SNR-H01MEA20HA110KE01 | Arm Lever Guide Vane No.10 |  | OPERATING | OPERATING | E071 | SNR0-2M0 | F40300001 |  | SNR0
SNR-H01MEA20HA110KE02 | Pin No.10 |  | OPERATING | OPERATING | E071 | SNR0-2M0 | F40300001 |  | SNR0
SNR-H01MEA20HA110KE03 | Eccentric Pin No.10 |  | OPERATING | OPERATING | E071 | SNR0-2M0 | F40300001 |  | SNR0
SNR-H01MEA20HA110MU01 | Guide Vane Link No.10 Bending Link |  | OPERATING | OPERATING | E071 | SNR0-2M0 | F40300001 |  | SNR0
SNR-H01MEA20HA111 | Guide Vane Set No.11 |  | OPERATING | OPERATING | E071 | SNR0-2M0 | F40300001 |  | SNR0
SNR-H01MEA20HA111KB01 | Guide Vane No.11 |  | OPERATING | OPERATING | E071 | SNR0-2M0 | F40300001 |  | SNR0
SNR-H01MEA20HA111KE01 | Arm Lever Guide Vane No.11 |  | OPERATING | OPERATING | E071 | SNR0-2M0 | F40300001 |  | SNR0
SNR-H01MEA20HA111KE02 | Pin No.11 |  | OPERATING | OPERATING | E071 | SNR0-2M0 | F40300001 |  | SNR0
SNR-H01MEA20HA111KE03 | Eccentric Pin No.11 |  | OPERATING | OPERATING | E071 | SNR0-2M0 | F40300001 |  | SNR0
SNR-H01MEA20HA111MU01 | Guide Vane Link No.11 |  | OPERATING | OPERATING | E071 | SNR0-2M0 | F40300001 |  | SNR0
SNR-H01MEA20HA112 | Guide Vane Set No.12 |  | OPERATING | OPERATING | E071 | SNR0-2M0 | F40300001 |  | SNR0
SNR-H01MEA20HA112KB01 | Guide Vane No.12 |  | OPERATING | OPERATING | E071 | SNR0-2M0 | F40300001 |  | SNR0
SNR-H01MEA20HA112KE01 | Arm Lever Guide Vane No.12 |  | OPERATING | OPERATING | E071 | SNR0-2M0 | F40300001 |  | SNR0
SNR-H01MEA20HA112KE02 | Pin No.12 |  | OPERATING | OPERATING | E071 | SNR0-2M0 | F40300001 |  | SNR0
SNR-H01MEA20HA112KE03 | Eccentric Pin No.12 |  | OPERATING | OPERATING | E071 | SNR0-2M0 | F40300001 |  | SNR0
SNR-H01MEA20HA112MU01 | Guide Vane Link No.12 Bending Link |  | OPERATING | OPERATING | E071 | SNR0-2M0 | F40300001 |  | SNR0
SNR-H01MEA20HA113 | Guide Vane Set No.13 |  | OPERATING | OPERATING | E071 | SNR0-2M0 | F40300001 |  | SNR0
SNR-H01MEA20HA113KB01 | Guide Vane No.13 |  | OPERATING | OPERATING | E071 | SNR0-2M0 | F40300001 |  | SNR0
SNR-H01MEA20HA113KE01 | Arm Lever Guide Vane No.13 |  | OPERATING | OPERATING | E071 | SNR0-2M0 | F40300001 |  | SNR0
SNR-H01MEA20HA113KE02 | Pin No.13 |  | OPERATING | OPERATING | E071 | SNR0-2M0 | F40300001 |  | SNR0
SNR-H01MEA20HA113KE03 | Eccentric Pin No.13 |  | OPERATING | OPERATING | E071 | SNR0-2M0 | F40300001 |  | SNR0
SNR-H01MEA20HA113MU01 | Guide Vane Link No.13 |  | OPERATING | OPERATING | E071 | SNR0-2M0 | F40300001 |  | SNR0
SNR-H01MEA20HA114 | Guide Vane Set No.14 |  | OPERATING | OPERATING | E071 | SNR0-2M0 | F40300001 |  | SNR0
SNR-H01MEA20HA114KB01 | Guide Vane No.14 |  | OPERATING | OPERATING | E071 | SNR0-2M0 | F40300001 |  | SNR0
SNR-H01MEA20HA114KE01 | Arm Lever Guide Vane No.14 |  | OPERATING | OPERATING | E071 | SNR0-2M0 | F40300001 |  | SNR0
SNR-H01MEA20HA114KE02 | Pin No.14 |  | OPERATING | OPERATING | E071 | SNR0-2M0 | F40300001 |  | SNR0
SNR-H01MEA20HA114KE03 | Eccentric Pin No.14 |  | OPERATING | OPERATING | E071 | SNR0-2M0 | F40300001 |  | SNR0
SNR-H01MEA20HA114MU01 | Guide Vane Link No.14 Bending Link |  | OPERATING | OPERATING | E071 | SNR0-2M0 | F40300001 |  | SNR0
SNR-H01MEA20HA115 | Guide Vane Set No.15 |  | OPERATING | OPERATING | E071 | SNR0-2M0 | F40300001 |  | SNR0
SNR-H01MEA20HA115KB01 | Guide Vane No.15 |  | OPERATING | OPERATING | E071 | SNR0-2M0 | F40300001 |  | SNR0
SNR-H01MEA20HA115KE01 | Arm Lever Guide Vane No.15 |  | OPERATING | OPERATING | E071 | SNR0-2M0 | F40300001 |  | SNR0
SNR-H01MEA20HA115KE02 | Pin No.15 |  | OPERATING | OPERATING | E071 | SNR0-2M0 | F40300001 |  | SNR0
SNR-H01MEA20HA115KE03 | Eccentric Pin No.15 |  | OPERATING | OPERATING | E071 | SNR0-2M0 | F40300001 |  | SNR0
SNR-H01MEA20HA115MU01 | Guide Vane Link No.15 |  | OPERATING | OPERATING | E071 | SNR0-2M0 | F40300001 |  | SNR0
SNR-H01MEA20HA116 | Guide Vane Set No.16 |  | OPERATING | OPERATING | E071 | SNR0-2M0 | F40300001 |  | SNR0
SNR-H01MEA20HA116KB01 | Guide Vane No.16 |  | OPERATING | OPERATING | E071 | SNR0-2M0 | F40300001 |  | SNR0
SNR-H01MEA20HA116KE01 | Arm Lever Guide Vane No.16 |  | OPERATING | OPERATING | E071 | SNR0-2M0 | F40300001 |  | SNR0
SNR-H01MEA20HA116KE02 | Pin No.16 |  | OPERATING | OPERATING | E071 | SNR0-2M0 | F40300001 |  | SNR0
SNR-H01MEA20HA116KE03 | Eccentric Pin No.16 |  | OPERATING | OPERATING | E071 | SNR0-2M0 | F40300001 |  | SNR0
SNR-H01MEA20HA116MU01 | Guide Vane Link No.16 Bending Link |  | OPERATING | OPERATING | E071 | SNR0-2M0 | F40300001 |  | SNR0
SNR-H01MEA20HA117 | Guide Vane Set No.17 |  | OPERATING | OPERATING | E071 | SNR0-2M0 | F40300001 |  | SNR0
SNR-H01MEA20HA117KB01 | Guide Vane No.17 |  | OPERATING | OPERATING | E071 | SNR0-2M0 | F40300001 |  | SNR0
SNR-H01MEA20HA117KE01 | Arm Lever Guide Vane No.17 |  | OPERATING | OPERATING | E071 | SNR0-2M0 | F40300001 |  | SNR0
SNR-H01MEA20HA117KE02 | Pin No.17 |  | OPERATING | OPERATING | E071 | SNR0-2M0 | F40300001 |  | SNR0
SNR-H01MEA20HA117KE03 | Eccentric Pin No.17 |  | OPERATING | OPERATING | E071 | SNR0-2M0 | F40300001 |  | SNR0
SNR-H01MEA20HA117MU01 | Guide Vane Link No.17 |  | OPERATING | OPERATING | E071 | SNR0-2M0 | F40300001 |  | SNR0
SNR-H01MEA20HA118 | Guide Vane Set No.18 |  | OPERATING | OPERATING | E071 | SNR0-2M0 | F40300001 |  | SNR0
SNR-H01MEA20HA118KB01 | Guide Vane No.18 |  | OPERATING | OPERATING | E071 | SNR0-2M0 | F40300001 |  | SNR0
SNR-H01MEA20HA118KE01 | Arm Lever Guide Vane No.18 |  | OPERATING | OPERATING | E071 | SNR0-2M0 | F40300001 |  | SNR0
SNR-H01MEA20HA118KE02 | Pin No.18 |  | OPERATING | OPERATING | E071 | SNR0-2M0 | F40300001 |  | SNR0
SNR-H01MEA20HA118KE03 | Eccentric Pin No.18 |  | OPERATING | OPERATING | E071 | SNR0-2M0 | F40300001 |  | SNR0
SNR-H01MEA20HA118MU01 | Guide Vane Link No.18 Bending Link |  | OPERATING | OPERATING | E071 | SNR0-2M0 | F40300001 |  | SNR0
SNR-H01MEA20HA119 | Guide Vane Set No.19 |  | OPERATING | OPERATING | E071 | SNR0-2M0 | F40300001 |  | SNR0
SNR-H01MEA20HA119KB01 | Guide Vane No.19 |  | OPERATING | OPERATING | E071 | SNR0-2M0 | F40300001 |  | SNR0
SNR-H01MEA20HA119KE01 | Arm Lever Guide Vane No.19 |  | OPERATING | OPERATING | E071 | SNR0-2M0 | F40300001 |  | SNR0
SNR-H01MEA20HA119KE02 | Pin No.19 |  | OPERATING | OPERATING | E071 | SNR0-2M0 | F40300001 |  | SNR0
SNR-H01MEA20HA119KE03 | Eccentric Pin No.19 |  | OPERATING | OPERATING | E071 | SNR0-2M0 | F40300001 |  | SNR0
SNR-H01MEA20HA119MU01 | Guide Vane Link No.19 |  | OPERATING | OPERATING | E071 | SNR0-2M0 | F40300001 |  | SNR0
SNR-H01MEA20HA120 | Guide Vane Set No.20 |  | OPERATING | OPERATING | E071 | SNR0-2M0 | F40300001 |  | SNR0
SNR-H01MEA20HA120KB01 | Guide Vane No.20 |  | OPERATING | OPERATING | E071 | SNR0-2M0 | F40300001 |  | SNR0
SNR-H01MEA20HA120KE01 | Arm Lever Guide Vane No.20 |  | OPERATING | OPERATING | E071 | SNR0-2M0 | F40300001 |  | SNR0
SNR-H01MEA20HA120KE02 | Pin No.20 |  | OPERATING | OPERATING | E071 | SNR0-2M0 | F40300001 |  | SNR0
SNR-H01MEA20HA120KE03 | Eccentric Pin No.20 |  | OPERATING | OPERATING | E071 | SNR0-2M0 | F40300001 |  | SNR0
SNR-H01MEA20HA120MU01 | Guide Vane Link No.20 Bending Link |  | OPERATING | OPERATING | E071 | SNR0-2M0 | F40300001 |  | SNR0
SNR-H01MEA20HA121 | Guide Vane Set No.21 |  | OPERATING | OPERATING | E071 | SNR0-2M0 | F40300001 |  | SNR0
SNR-H01MEA20HA121KB01 | Guide Vane No.21 |  | OPERATING | OPERATING | E071 | SNR0-2M0 | F40300001 |  | SNR0
SNR-H01MEA20HA121KE01 | Arm Lever Guide Vane No.21 |  | OPERATING | OPERATING | E071 | SNR0-2M0 | F40300001 |  | SNR0
SNR-H01MEA20HA121KE02 | Pin No.21 |  | OPERATING | OPERATING | E071 | SNR0-2M0 | F40300001 |  | SNR0
SNR-H01MEA20HA121KE03 | Eccentric Pin No.21 |  | OPERATING | OPERATING | E071 | SNR0-2M0 | F40300001 |  | SNR0
SNR-H01MEA20HA121MU01 | Guide Vane Link No.21 |  | OPERATING | OPERATING | E071 | SNR0-2M0 | F40300001 |  | SNR0
SNR-H01MEA20HA122 | Guide Vane Set No.22 |  | OPERATING | OPERATING | E071 | SNR0-2M0 | F40300001 |  | SNR0
SNR-H01MEA20HA122KB01 | Guide Vane No.22 |  | OPERATING | OPERATING | E071 | SNR0-2M0 | F40300001 |  | SNR0
SNR-H01MEA20HA122KE01 | Arm Lever Guide Vane No.22 |  | OPERATING | OPERATING | E071 | SNR0-2M0 | F40300001 |  | SNR0
SNR-H01MEA20HA122KE02 | Pin No.22 |  | OPERATING | OPERATING | E071 | SNR0-2M0 | F40300001 |  | SNR0
SNR-H01MEA20HA122KE03 | Eccentric Pin No.22 |  | OPERATING | OPERATING | E071 | SNR0-2M0 | F40300001 |  | SNR0
SNR-H01MEA20HA122MU01 | Guide Vane Link No.22 Bending Link |  | OPERATING | OPERATING | E071 | SNR0-2M0 | F40300001 |  | SNR0
SNR-H01MEA20HA123 | Guide Vane Set No.23 |  | OPERATING | OPERATING | E071 | SNR0-2M0 | F40300001 |  | SNR0
SNR-H01MEA20HA123KB01 | Guide Vane No.23 |  | OPERATING | OPERATING | E071 | SNR0-2M0 | F40300001 |  | SNR0
SNR-H01MEA20HA123KE01 | Arm Lever Guide Vane No.23 |  | OPERATING | OPERATING | E071 | SNR0-2M0 | F40300001 |  | SNR0
SNR-H01MEA20HA123KE02 | Pin No.23 |  | OPERATING | OPERATING | E071 | SNR0-2M0 | F40300001 |  | SNR0
SNR-H01MEA20HA123KE03 | Eccentric Pin No.23 |  | OPERATING | OPERATING | E071 | SNR0-2M0 | F40300001 |  | SNR0
SNR-H01MEA20HA123MU01 | Guide Vane Link No.23 |  | OPERATING | OPERATING | E071 | SNR0-2M0 | F40300001 |  | SNR0
SNR-H01MEA20HA124 | Guide Vane Set No.24 |  | OPERATING | OPERATING | E071 | SNR0-2M0 | F40300001 |  | SNR0
SNR-H01MEA20HA124KB01 | Guide Vane No.24 |  | OPERATING | OPERATING | E071 | SNR0-2M0 | F40300001 |  | SNR0
SNR-H01MEA20HA124KE01 | Arm Lever Guide Vane No.24 |  | OPERATING | OPERATING | E071 | SNR0-2M0 | F40300001 |  | SNR0
SNR-H01MEA20HA124KE02 | Pin No.24 |  | OPERATING | OPERATING | E071 | SNR0-2M0 | F40300001 |  | SNR0
SNR-H01MEA20HA124KE03 | Eccentric Pin No.24 |  | OPERATING | OPERATING | E071 | SNR0-2M0 | F40300001 |  | SNR0
SNR-H01MEA20HA124MU01 | Guide Vane Link No.24 Bending Link |  | OPERATING | OPERATING | E071 | SNR0-2M0 | F40300001 |  | SNR0
SNR-H01MEA30 | Runner, Main Shaft |  | OPERATING | OPERATING | E071 | SNR0-2M0 | F40300001 |  | SNR0
SNR-H01MEA30AA001 | Check Valve for Air Admission |  | OPERATING | OPERATING | E071 | SNR0-2M0 | F40300001 |  | SNR0
SNR-H01MEA30CP001 | Runner Top Pressure Gauge (SNR-H01MEA30CP501) |  | OPERATING | OPERATING | E071 | SNR0-2E0 | F40300001 |  | SNR0
SNR-H01MEA30CP002 | Runner Side Pressure Gauge (SNR-H01MEA30CP511) |  | OPERATING | OPERATING | E071 | SNR0-2E0 | F40300001 |  | SNR0
SNR-H01MEA30HB100 | Runner |  | OPERATING | OPERATING | E071 | SNR0-2M0 | F40300001 |  | SNR0
SNR-H01MEA30HB101 | Runner Blade No.01 |  | OPERATING | OPERATING | E071 | SNR0-2M0 | F40300001 |  | SNR0
SNR-H01MEA30HB102 | Runner Blade No.02 |  | OPERATING | OPERATING | E071 | SNR0-2M0 | F40300001 |  | SNR0
SNR-H01MEA30HB103 | Runner Blade No.03 |  | OPERATING | OPERATING | E071 | SNR0-2M0 | F40300001 |  | SNR0
SNR-H01MEA30HB104 | Runner Blade No.04 |  | OPERATING | OPERATING | E071 | SNR0-2M0 | F40300001 |  | SNR0
SNR-H01MEA30HB105 | Runner Blade No.05 |  | OPERATING | OPERATING | E071 | SNR0-2M0 | F40300001 |  | SNR0
SNR-H01MEA30HB106 | Runner Blade No.06 |  | OPERATING | OPERATING | E071 | SNR0-2M0 | F40300001 |  | SNR0
SNR-H01MEA30HB107 | Runner Blade No.07 |  | OPERATING | OPERATING | E071 | SNR0-2M0 | F40300001 |  | SNR0
SNR-H01MEA30HB108 | Runner Blade No.08 |  | OPERATING | OPERATING | E071 | SNR0-2M0 | F40300001 |  | SNR0
SNR-H01MEA30HB109 | Runner Blade No.09 |  | OPERATING | OPERATING | E071 | SNR0-2M0 | F40300001 |  | SNR0
SNR-H01MEA30HB110 | Runner Blade No.10 |  | OPERATING | OPERATING | E071 | SNR0-2M0 | F40300001 |  | SNR0
SNR-H01MEA30HB111 | Runner Blade No.11 |  | OPERATING | OPERATING | E071 | SNR0-2M0 | F40300001 |  | SNR0
SNR-H01MEA30HB112 | Runner Blade No.12 |  | OPERATING | OPERATING | E071 | SNR0-2M0 | F40300001 |  | SNR0
SNR-H01MEA30HB113 | Runner Blade No.13 |  | OPERATING | OPERATING | E071 | SNR0-2M0 | F40300001 |  | SNR0
SNR-H01MEA30HB200 | Turbine Shaft |  | OPERATING | OPERATING | E071 | SNR0-2M0 | F40300001 |  | SNR0
SNR-H01MEA30HB300 | Turbine Shaft Sleeve |  | OPERATING | OPERATING | E071 | SNR0-2M0 | F40300001 |  | SNR0
SNR-H01MEA40 | Head Cover, Stay Ring, Draft Tube, Shaft |  | OPERATING | OPERATING | E071 | SNR0-2M0 | F40300001 |  | SNR0
SNR-H01MEA40CP001 | Draft Tube Pressure Transmitter (SNR-H01MEA15CP001) |  | OPERATING | OPERATING | E071 | SNR0-2E0 | F40300001 |  | SNR0
SNR-H01MEA40CP002 | Draft tube Pressure Gauge (SNR-H01MEA15CP501) |  | OPERATING | OPERATING | E071 | SNR0-2E0 | F40300001 |  | SNR0
SNR-H01MEA40HA001 | Bottom Ring |  | OPERATING | OPERATING | E071 | SNR0-2M0 | F40300001 |  | SNR0
SNR-H01MEA40HA002 | Upper Ring |  | OPERATING | OPERATING | E071 | SNR0-2M0 | F40300001 |  | SNR0
SNR-H01MEA40HA003 | Head Cover |  | OPERATING | OPERATING | E071 | SNR0-2M0 | F40300001 |  | SNR0
SNR-H01MEA40HA0031 | Baffle Plate |  | OPERATING | OPERATING | E071 | SNR0-2M0 | F40300001 |  | SNR0
SNR-H01MEA40HA004 | Draft Tube |  | OPERATING | OPERATING | E071 | SNR0-2M0 | F40300001 |  | SNR0
SNR-H01MEA40HA004KB01 | Manhole Draft Tube |  | OPERATING | OPERATING | E071 | SNR0-2M0 | F40300001 |  | SNR0
SNR-H01MEA40HA005 | Discharge Ring |  | OPERATING | OPERATING | E071 | SNR0-2M0 | F40300001 |  | SNR0
SNR-H01MEA40HA007 | Sealing Box |  | OPERATING | OPERATING | E071 | SNR0-2M0 | F40300001 |  | SNR0
SNR-H01MEA40HA007KK01 | Square Packing Seal |  | OPERATING | OPERATING | E071 | SNR0-2M0 | F40300001 |  | SNR0
SNR-H01MEA40HA007KK02 | Packing Gland |  | OPERATING | OPERATING | E071 | SNR0-2M0 | F40300001 |  | SNR0
SNR-H01MEA40HA007KK03 | Lantern Ring |  | OPERATING | OPERATING | E071 | SNR0-2M0 | F40300001 |  | SNR0
SNR-H01MEA40HA007QP01 | Sealing Box Pressure Gauge (SNR-H01MES10CP501) |  | OPERATING | OPERATING | E071 | SNR0-2E0 | F40300001 |  | SNR0
SNR-H01MEA40HA101 | Stay Vane No.1 |  | OPERATING | OPERATING | E071 | SNR0-2M0 | F40300001 |  | SNR0
SNR-H01MEA40HA102 | Stay Vane No.2 |  | OPERATING | OPERATING | E071 | SNR0-2M0 | F40300001 |  | SNR0
SNR-H01MEA40HA103 | Stay Vane No.3 |  | OPERATING | OPERATING | E071 | SNR0-2M0 | F40300001 |  | SNR0
SNR-H01MEA40HA104 | Stay Vane No.4 |  | OPERATING | OPERATING | E071 | SNR0-2M0 | F40300001 |  | SNR0
SNR-H01MEA40HA105 | Stay Vane No.5 |  | OPERATING | OPERATING | E071 | SNR0-2M0 | F40300001 |  | SNR0
SNR-H01MEA40HA106 | Stay Vane No.6 |  | OPERATING | OPERATING | E071 | SNR0-2M0 | F40300001 |  | SNR0
SNR-H01MEA40HA107 | Stay Vane No.7 |  | OPERATING | OPERATING | E071 | SNR0-2M0 | F40300001 |  | SNR0
SNR-H01MEA40HA108 | Stay Vane No.8 |  | OPERATING | OPERATING | E071 | SNR0-2M0 | F40300001 |  | SNR0
SNR-H01MEA40HA109 | Stay Vane No.9 |  | OPERATING | OPERATING | E071 | SNR0-2M0 | F40300001 |  | SNR0
SNR-H01MEA40HA110 | Stay Vane No.10 |  | OPERATING | OPERATING | E071 | SNR0-2M0 | F40300001 |  | SNR0
SNR-H01MEA40HA111 | Stay Vane No.11 |  | OPERATING | OPERATING | E071 | SNR0-2M0 | F40300001 |  | SNR0
SNR-H01MEA40HA112 | Stay Vane No.12 |  | OPERATING | OPERATING | E071 | SNR0-2M0 | F40300001 |  | SNR0
SNR-H01MEA50 | Spiral Case Drain |  | OPERATING | OPERATING | E071 | SNR0-2M0 | F40300001 |  | SNR0
SNR-H01MEA50AA001 | Valve Drain Spiral Case |  | OPERATING | OPERATING | E071 | SNR0-2M0 | F40300001 |  | SNR0
SNR-H01MEA50BR001 | Pipe Drain Spiral Case |  | OPERATING | OPERATING | E071 | SNR0-2M0 | F40300001 |  | SNR0
SNR-H01MEB | Inlet Valve |  | OPERATING | OPERATING | E071 | SNR0-2M0 | F40300001 |  | SNR0
SNR-H01MEB10 | Main Inlet Valve Set |  | OPERATING | OPERATING | E071 | SNR0-2M0 | F40300001 |  | SNR0
SNR-H01MEB10AA001 | Inlet Valve |  | OPERATING | OPERATING | E071 | SNR0-2M0 | F40300001 |  | SNR0
SNR-H01MEB10AA001-B01 | Absolute Inclination Transmitter |  | OPERATING | OPERATING | E071 | SNR0-2E0 | F40300001 |  | SNR0
SNR-H01MEB10AA001-B02 | Penstock Butterfly Valve (PBV.) Disk Position (SNR-H01MEX10CG001-B01) |  | OPERATING | OPERATING | E071 | SNR0-2E0 | F40300001 |  | SNR0
SNR-H01MEB10AA001-S01 | Limit Switch |  | OPERATING | OPERATING | E071 | SNR0-2E0 | F40300001 |  | SNR0
SNR-H01MEB10AA001-S02 | Differential Pressure Switch |  | OPERATING | OPERATING | E071 | SNR0-2E0 | F40300001 |  | SNR0
SNR-H01MEB10AA001KA01 | Disc |  | OPERATING | OPERATING | E071 | SNR0-2M0 | F40300001 |  | SNR0
SNR-H01MEB10AA001KA02 | Stem |  | OPERATING | OPERATING | E071 | SNR0-2M0 | F40300001 |  | SNR0
SNR-H01MEB10AA001KA03 | Valve Casing |  | OPERATING | OPERATING | E071 | SNR0-2M0 | F40300001 |  | SNR0
SNR-H01MEB10AA001KA04 | Thrust/Radial Bearing |  | OPERATING | OPERATING | E071 | SNR0-2M0 | F40300001 |  | SNR0
SNR-H01MEB10AA001KA05 | Special Seal |  | OPERATING | OPERATING | E071 | SNR0-2M0 | F40300001 |  | SNR0
SNR-H01MEB10AA001QP01 | Indicator |  | OPERATING | OPERATING | E071 | SNR0-2M0 | F40300001 |  | SNR0
SNR-H01MEB10AA001QP02 | Pressure Gauge |  | OPERATING | OPERATING | E071 | SNR0-2E0 | F40300001 |  | SNR0
SNR-H01MEB10HA001 | Arm Inlet Valve |  | OPERATING | OPERATING | E071 | SNR0-2M0 | F40300001 |  | SNR0
SNR-H01MEB20 | By - Pass Valve Set |  | OPERATING | OPERATING | E071 | SNR0-2M0 | F40300001 |  | SNR0
SNR-H01MEB20AA001 | Valve Before By Pass Valve |  | OPERATING | OPERATING | E071 | SNR0-2M0 | F40300001 |  | SNR0
SNR-H01MEB20AA002 | By- Pass Valve |  | OPERATING | OPERATING | E071 | SNR0-2M0 | F40300001 |  | SNR0
SNR-H01MEB20AA002-S01 | Limit Switch 338A (Opening) |  | OPERATING | OPERATING | E071 | SNR0-2E0 | F40300001 |  | SNR0
SNR-H01MEB20AA002-S02 | Limit Switch 338B (Closing) |  | OPERATING | OPERATING | E071 | SNR0-2E0 | F40300001 |  | SNR0
SNR-H01MEB20AA002KA01 | Valve |  | OPERATING | OPERATING | E071 | SNR0-2M0 | F40300001 |  | SNR0
SNR-H01MEB20AA002MU01 | Servomotor |  | OPERATING | OPERATING | E071 | SNR0-2M0 | F40300001 |  | SNR0
SNR-H01MEB20BR001 | Pipe Line |  | OPERATING | OPERATING | E071 | SNR0-2M0 | F40300001 |  | SNR0
SNR-H01MED | Turbine Stationary Part |  | OPERATING | OPERATING | E071 | SNR0-2M0 | F40300001 |  | SNR0
SNR-H01MED10 | Turbine Guide Bearing Oil Pan |  | OPERATING | OPERATING | E071 | SNR0-2M0 | F40300001 |  | SNR0
SNR-H01MED10AS101 | Pivot Adjusting Bearing No.1 |  | OPERATING | OPERATING | E071 | SNR0-2M0 | F40300001 |  | SNR0
SNR-H01MED10AS102 | Pivot Adjusting Bearing No.2 |  | OPERATING | OPERATING | E071 | SNR0-2M0 | F40300001 |  | SNR0
SNR-H01MED10AS103 | Pivot Adjusting Bearing No.3 |  | OPERATING | OPERATING | E071 | SNR0-2M0 | F40300001 |  | SNR0
SNR-H01MED10AS104 | Pivot Adjusting Bearing No.4 |  | OPERATING | OPERATING | E071 | SNR0-2M0 | F40300001 |  | SNR0
SNR-H01MED10AS105 | Pivot Adjusting Bearing No.5 |  | OPERATING | OPERATING | E071 | SNR0-2M0 | F40300001 |  | SNR0
SNR-H01MED10AS106 | Pivot Adjusting Bearing No.6 |  | OPERATING | OPERATING | E071 | SNR0-2M0 | F40300001 |  | SNR0
SNR-H01MED10AS107 | Pivot Adjusting Bearing No.7 |  | OPERATING | OPERATING | E071 | SNR0-2M0 | F40300001 |  | SNR0
SNR-H01MED10AS108 | Pivot Adjusting Bearing No.8 |  | OPERATING | OPERATING | E071 | SNR0-2M0 | F40300001 |  | SNR0
SNR-H01MED10AS109 | Pivot Adjusting Bearing No.9 |  | OPERATING | OPERATING | E071 | SNR0-2M0 | F40300001 |  | SNR0
SNR-H01MED10AS110 | Pivot Adjusting Bearing No.10 |  | OPERATING | OPERATING | E071 | SNR0-2M0 | F40300001 |  | SNR0
SNR-H01MED10AS111 | Pivot Adjusting Bearing No.11 |  | OPERATING | OPERATING | E071 | SNR0-2M0 | F40300001 |  | SNR0
SNR-H01MED10AS112 | Pivot Adjusting Bearing No.12 |  | OPERATING | OPERATING | E071 | SNR0-2M0 | F40300001 |  | SNR0
SNR-H01MED10BB001 | Turbine Oil Pan |  | OPERATING | OPERATING | E071 | SNR0-2M0 | F40300001 |  | SNR0
SNR-H01MED10BQ001 | Support Tur. Bearing |  | OPERATING | OPERATING | E071 | SNR0-2M0 | F40300001 |  | SNR0
SNR-H01MED10CL001 | Level Relay |  | OPERATING | OPERATING | E071 | SNR0-2E0 | F40300001 |  | SNR0
SNR-H01MED10CL002 | TGB Oil Level |  | OPERATING | OPERATING | E071 | SNR0-2E0 | F40300001 |  | SNR0
SNR-H01MED10CL002-S01 | TGB Oil Level too High (SNR-H01MED20CL301-S01) |  | OPERATING | OPERATING | E071 | SNR0-2E0 | F40300001 |  | SNR0
SNR-H01MED10CL002-S02 | TGB Oil Level High (SNR-H01MED20CL302-S01) |  | OPERATING | OPERATING | E071 | SNR0-2E0 | F40300001 |  | SNR0
SNR-H01MED10CL002-S03 | TGB Oil Level Low (SNR-H01MED20CL303-S01) |  | OPERATING | OPERATING | E071 | SNR0-2E0 | F40300001 |  | SNR0
SNR-H01MED10CL002-S04 | TGB Oil Level too Low (SNR-H01MED20CL304-S01) |  | OPERATING | OPERATING | E071 | SNR0-2E0 | F40300001 |  | SNR0
SNR-H01MED10CM001 | TGB Water Detector - TGB Lub. Oil (SNR-H01MED20CL311) |  | OPERATING | OPERATING | E071 | SNR0-2E0 | F40300001 |  | SNR0
SNR-H01MED10CT001 | TGB Metal Temp 1 (SNR-H01MED20CT001) |  | OPERATING | OPERATING | E071 | SNR0-2E0 | F40300001 |  | SNR0
SNR-H01MED10CT002 | TGB Metal Temp 2 (SNR-H01MED20CT002) |  | OPERATING | OPERATING | E071 | SNR0-2E0 | F40300001 |  | SNR0
SNR-H01MED10CT003 | Metal Turbine Bearing Temp (SNR-H01MED20CT301) |  | OPERATING | OPERATING | E071 | SNR0-2E0 | F40300001 |  | SNR0
SNR-H01MED10CT004 | Dial Temp. Gauge of Sump Oil Turbine Bearing (SNR-H01MED20CT501) |  | OPERATING | OPERATING | E071 | SNR0-2E0 | F40300001 |  | SNR0
SNR-H01MED20 | Bearing |  | OPERATING | OPERATING | E071 | SNR0-2M0 | F40300001 |  | SNR0
SNR-H01MED20HD101 | Turbine Guide Bearing No.1 |  | OPERATING | OPERATING | E071 | SNR0-2M0 | F40300001 |  | SNR0
SNR-H01MED20HD102 | Turbine Guide Bearing No.2 |  | OPERATING | OPERATING | E071 | SNR0-2M0 | F40300001 |  | SNR0
SNR-H01MED20HD103 | Turbine Guide Bearing No.3 |  | OPERATING | OPERATING | E071 | SNR0-2M0 | F40300001 |  | SNR0
SNR-H01MED20HD104 | Turbine Guide Bearing No.4 |  | OPERATING | OPERATING | E071 | SNR0-2M0 | F40300001 |  | SNR0
SNR-H01MED20HD105 | Turbine Guide Bearing No.5 |  | OPERATING | OPERATING | E071 | SNR0-2M0 | F40300001 |  | SNR0
SNR-H01MED20HD106 | Turbine Guide Bearing No.6 |  | OPERATING | OPERATING | E071 | SNR0-2M0 | F40300001 |  | SNR0
SNR-H01MED20HD107 | Turbine Guide Bearing No.7 |  | OPERATING | OPERATING | E071 | SNR0-2M0 | F40300001 |  | SNR0
SNR-H01MED20HD108 | Turbine Guide Bearing No.8 |  | OPERATING | OPERATING | E071 | SNR0-2M0 | F40300001 |  | SNR0
SNR-H01MED20HD109 | Turbine Guide Bearing No.9 |  | OPERATING | OPERATING | E071 | SNR0-2M0 | F40300001 |  | SNR0
SNR-H01MED20HD110 | Turbine Guide Bearing No.10 |  | OPERATING | OPERATING | E071 | SNR0-2M0 | F40300001 |  | SNR0
SNR-H01MED20HD111 | Turbine Guide Bearing No.11 |  | OPERATING | OPERATING | E071 | SNR0-2M0 | F40300001 |  | SNR0
SNR-H01MED20HD112 | Turbine Guide Bearing No.12 |  | OPERATING | OPERATING | E071 | SNR0-2M0 | F40300001 |  | SNR0
SNR-H01MES | Water Supply to Tur. Shaft Sealing Box |  | OPERATING | OPERATING | E071 | SNR0-2M0 | F40300001 |  | SNR0
SNR-H01MES10 | Water Supply for Sealing Box |  | OPERATING | OPERATING | E071 | SNR0-2M0 | F40300001 |  | SNR0
SNR-H01MES10AA002 | Valve Inlet Before Washing Strainer 813 (SNR-H01MES21AA101) |  | OPERATING | OPERATING | E071 | SNR0-2M0 | F40300001 |  | SNR0
SNR-H01MES10AA002-M01 | Motor |  | OPERATING | OPERATING | E071 | SNR0-2E0 | F40300001 |  | SNR0
SNR-H01MES10AA002KA01 | Valve |  | OPERATING | OPERATING | E071 | SNR0-2M0 | F40300001 |  | SNR0
SNR-H01MES10AA003 | Valve Outlet After Washing Strainer 813 (SNR-H01MES21AA501) |  | OPERATING | OPERATING | E071 | SNR0-2M0 | F40300001 |  | SNR0
SNR-H01MES10AA004 | Valve Drain for Washing Strainer (813A) |  | OPERATING | OPERATING | E071 | SNR0-2M0 | F40300001 |  | SNR0
SNR-H01MES10AA004-M01 | Motor |  | OPERATING | OPERATING | E071 | SNR0-2E0 | F40300001 |  | SNR0
SNR-H01MES10AA004KA01 | Valve |  | OPERATING | OPERATING | E071 | SNR0-2M0 | F40300001 |  | SNR0
SNR-H01MES10AA005 | Valve Inlet Before Washing Strainer 813 (SNR-H01MES22AA101) |  | OPERATING | OPERATING | E071 | SNR0-2M0 | F40300001 |  | SNR0
SNR-H01MES10AA005-M01 | Motor |  | OPERATING | OPERATING | E071 | SNR0-2E0 | F40300001 |  | SNR0
SNR-H01MES10AA005KA01 | Valve |  | OPERATING | OPERATING | E071 | SNR0-2M0 | F40300001 |  | SNR0
SNR-H01MES10AA006 | Valve Outlet After Washing Strainer 813 (SNR-H01MES22AA501) |  | OPERATING | OPERATING | E071 | SNR0-2M0 | F40300001 |  | SNR0
SNR-H01MES10AA007 | Valve Drain for Washing Strainer (813B) |  | OPERATING | OPERATING | E071 | SNR0-2M0 | F40300001 |  | SNR0
SNR-H01MES10AA007-M01 | Motor |  | OPERATING | OPERATING | E071 | SNR0-2E0 | F40300001 |  | SNR0
SNR-H01MES10AA007KA01 | Valve |  | OPERATING | OPERATING | E071 | SNR0-2M0 | F40300001 |  | SNR0
SNR-H01MES10AA008 | Auto Sand Separator Valve Drain 20SM (SNR-H01MES11AA401) |  | OPERATING | OPERATING | E071 | SNR0-2M0 | F40300001 |  | SNR0
SNR-H01MES10AA008-M01 | Motor |  | OPERATING | OPERATING | E071 | SNR0-2E0 | F40300001 |  | SNR0
SNR-H01MES10AA008KA01 | Valve |  | OPERATING | OPERATING | E071 | SNR0-2M0 | F40300001 |  | SNR0
SNR-H01MES10AA009 | Valve Inlet Before Sand Separator 1 (SNR-H01MES11AA101) |  | OPERATING | OPERATING | E071 | SNR0-2M0 | F40300001 |  | SNR0
SNR-H01MES10AA009-M01 | Motor |  | OPERATING | OPERATING | E071 | SNR0-2E0 | F40300001 |  | SNR0
SNR-H01MES10AA009KA01 | Valve |  | OPERATING | OPERATING | E071 | SNR0-2M0 | F40300001 |  | SNR0
SNR-H01MES10AA010 | Valve Outlet After Flow Relay 80WP (SNR-H01MES10AA501) |  | OPERATING | OPERATING | E071 | SNR0-2M0 | F40300001 |  | SNR0
SNR-H01MES10AA011 | Valve Outlet After Sand Separator 1 (SNR-H01MES11AA501) |  | OPERATING | OPERATING | E071 | SNR0-2M0 | F40300001 |  | SNR0
SNR-H01MES10AA012 | Valve By Pass for Sand Separator Drain (SNR-H01MES11AA601) |  | OPERATING | OPERATING | E071 | SNR0-2M0 | F40300001 |  | SNR0
SNR-H01MES10AA013 | Valve Inlet Before Sand Separator 2 (SNR-H01MES12AA101) |  | OPERATING | OPERATING | E071 | SNR0-2M0 | F40300001 |  | SNR0
SNR-H01MES10AA013-M01 | Motor |  | OPERATING | OPERATING | E071 | SNR0-2E0 | F40300001 |  | SNR0
SNR-H01MES10AA013KA01 | Valve |  | OPERATING | OPERATING | E071 | SNR0-2M0 | F40300001 |  | SNR0
SNR-H01MES10AA014 | Valve Outlet After Sand Separator 2 (SNR-H01MES12AA501) |  | OPERATING | OPERATING | E071 | SNR0-2M0 | F40300001 |  | SNR0
SNR-H01MES10AA015 | Auto Sand Separator 2 Valve Drain (SNR-H01MES12AA401) |  | OPERATING | OPERATING | E071 | SNR0-2M0 | F40300001 |  | SNR0
SNR-H01MES10AA015-M01 | Motor |  | OPERATING | OPERATING | E071 | SNR0-2E0 | F40300001 |  | SNR0
SNR-H01MES10AA015KA01 | Valve |  | OPERATING | OPERATING | E071 | SNR0-2M0 | F40300001 |  | SNR0
SNR-H01MES10AA016 | Valve By Pass for Sand Separator Drain (SNR-H01MES11AA601) |  | OPERATING | OPERATING | E071 | SNR0-2M0 | F40300001 |  | SNR0
SNR-H01MES10AA017 | Flow Control Valve (SNR-H01MES10AA061) |  | OPERATING | OPERATING | E071 | SNR0-2M0 | F40300001 |  | SNR0
SNR-H01MES10AA018 | Check Valve (SNR-H01MES10AA701) |  | OPERATING | OPERATING | E071 | SNR0-2M0 | F40300001 |  | SNR0
SNR-H01MES10AT001 | Stationary Washing Strainer (813A) (SNR-H01MES21AT001) |  | OPERATING | OPERATING | E071 | SNR0-2M0 | F40300001 |  | SNR0
SNR-H01MES10AT002 | Stationary Washing Strainer (813B) (SNR-H01MES22AT001) |  | OPERATING | OPERATING | E071 | SNR0-2M0 | F40300001 |  | SNR0
SNR-H01MES10AT003 | Auto Sand Separator(840) (SNR-H01MES11AT001) |  | OPERATING | OPERATING | E071 | SNR0-2M0 | F40300001 |  | SNR0
SNR-H01MES10AT004 | Auto Sand Separator 2 (SNR-H01MES12AT001) |  | OPERATING | OPERATING | E071 | SNR0-2M0 | F40300001 |  | SNR0
SNR-H01MES10BR001 | Pipe Line |  | OPERATING | OPERATING | E071 | SNR0-2M0 | F40300001 |  | SNR0
SNR-H01MES10CP001 | Shaft Seal Water Flow (SNR-H01MES10CF311) |  | OPERATING | OPERATING | E071 | SNR0-2E0 | F40300001 |  | SNR0
SNR-H01MES10CP002 | Shaft Seal Water Pressure (SNR-H01MES10CP301) |  | OPERATING | OPERATING | E071 | SNR0-2E0 | F40300001 |  | SNR0
SNR-H01MES10CP003 | Shaft Seal CW. Pressure Gauge (SNR-H01MES10CP502) |  | OPERATING | OPERATING | E071 | SNR0-2E0 | F40300001 |  | SNR0
SNR-H01MES10CP004 | SS. Water Centrifugal Seperator-1 Clogged Diff. Press. Sw. (SNR-H01MES12AT001-S01) |  | OPERATING | OPERATING | E071 | SNR0-2E0 | F40300001 |  | SNR0
SNR-H01MES10CP005 | SS. Water Centrifugal Seperator-2 Clogged Diff. Press. Sw. (SNR-H01MES11AT001-S01) |  | OPERATING | OPERATING | E071 | SNR0-2E0 | F40300001 |  | SNR0
SNR-H01MEV | Lubricant Supply System |  | OPERATING | OPERATING | E071 | SNR0-2M0 | F40300001 |  | SNR0
SNR-H01MEV10 | Turbine Lub Oil Supply |  | OPERATING | OPERATING | E071 | SNR0-2M0 | F40300001 |  | SNR0
SNR-H01MEV10AA001 | Valve Inlet Before Oil Pump No.1 (SNR-H01MED21AA501) |  | OPERATING | OPERATING | E071 | SNR0-2M0 | F40300001 |  | SNR0
SNR-H01MEV10AA002 | Valve Outlet After Oil Pump No.1 (SNR-H01MED21AA502) |  | OPERATING | OPERATING | E071 | SNR0-2M0 | F40300001 |  | SNR0
SNR-H01MEV10AA003 | Valve Inlet Before Oil Pump No.2 (SNR-H01MED22AA501) |  | OPERATING | OPERATING | E071 | SNR0-2M0 | F40300001 |  | SNR0
SNR-H01MEV10AA004 | Valve Outlet After Oil Pump No.2 (SNR-H01MED22AA502) |  | OPERATING | OPERATING | E071 | SNR0-2M0 | F40300001 |  | SNR0
SNR-H01MEV10AA005 | Valve Inlet Oil Cooler No.1 (SNR-H01MED20AA501) |  | OPERATING | OPERATING | E071 | SNR0-2M0 | F40300001 |  | SNR0
SNR-H01MEV10AA006 | Valve Outlet Oil Cooler No.1 (SNR-H01MED20AA502) |  | OPERATING | OPERATING | E071 | SNR0-2M0 | F40300001 |  | SNR0
SNR-H01MEV10AA007 | Valve Inlet Oil Cooler No.2 (SNR-H01MED20AA511) |  | OPERATING | OPERATING | E071 | SNR0-2M0 | F40300001 |  | SNR0
SNR-H01MEV10AA008 | Valve Outlet Oil Cooler No.2 (SNR-H01MED20AA512) |  | OPERATING | OPERATING | E071 | SNR0-2M0 | F40300001 |  | SNR0
SNR-H01MEV10AA009 | Valve Inlet to Turbine Oil Pan (SNR-H01MED20AA602) |  | OPERATING | OPERATING | E071 | SNR0-2M0 | F40300001 |  | SNR0
SNR-H01MEV10AA010 | Valve Outlet From Turbine Oil Pan (SNR-H01MED20AA601) |  | OPERATING | OPERATING | E071 | SNR0-2M0 | F40300001 |  | SNR0
SNR-H01MEV10AA011 | Check Valve for Oil Pump No.1 (SNR-H01MED21AA701) |  | OPERATING | OPERATING | E071 | SNR0-2M0 | F40300001 |  | SNR0
SNR-H01MEV10AA012 | Check Valve for Oil Pump No.2 (SNR-H01MED22AA701) |  | OPERATING | OPERATING | E071 | SNR0-2M0 | F40300001 |  | SNR0
SNR-H01MEV10AA013 | Flow Control Valve (SNR-H01MED20AA061) |  | OPERATING | OPERATING | E071 | SNR0-2M0 | F40300001 |  | SNR0
SNR-H01MEV10AC001 | Turbine Guide Brg. Oil Cooler No.1 (SNR-H01MED20AC001) |  | OPERATING | OPERATING | E071 | SNR0-2M0 | F40300001 |  | SNR0
SNR-H01MEV10AC002 | Turbine Guide Brg. Oil Cooler No.2 (SNR-H01MED20AC002) |  | OPERATING | OPERATING | E071 | SNR0-2M0 | F40300001 |  | SNR0
SNR-H01MEV10AP001 | Turbine Guide Brg. Oil Pump No.1 (SNR-H01MED21AP001) |  | OPERATING | OPERATING | E071 | SNR0-2M0 | F40300001 |  | SNR0
SNR-H01MEV10AP001-M01 | Motor 88QBMA |  | OPERATING | OPERATING | E071 | SNR0-2E0 | F40300001 |  | SNR0
SNR-H01MEV10AP001KA01 | Valve for Pressure Gauge |  | OPERATING | OPERATING | E071 | SNR0-2M0 | F40300001 |  | SNR0
SNR-H01MEV10AP001KP01 | Pump No.1 (120A) |  | OPERATING | OPERATING | E071 | SNR0-2M0 | F40300001 |  | SNR0
SNR-H01MEV10AP001QP01 | Pressure Gauge |  | OPERATING | OPERATING | E071 | SNR0-2E0 | F40300001 |  | SNR0
SNR-H01MEV10AP002 | Turbine Guide Brg. Oil Pump No.2 (SNR-H01MED22AP001) |  | OPERATING | OPERATING | E071 | SNR0-2M0 | F40300001 |  | SNR0
SNR-H01MEV10AP002-M01 | Motor 88QBMB |  | OPERATING | OPERATING | E071 | SNR0-2E0 | F40300001 |  | SNR0
SNR-H01MEV10AP002KA01 | Valve for Pressure Gauge |  | OPERATING | OPERATING | E071 | SNR0-2M0 | F40300001 |  | SNR0
SNR-H01MEV10AP002KP01 | Oil Pump No.2 (120B) |  | OPERATING | OPERATING | E071 | SNR0-2M0 | F40300001 |  | SNR0
SNR-H01MEV10AP002QP01 | Pressure Gauge |  | OPERATING | OPERATING | E071 | SNR0-2E0 | F40300001 |  | SNR0
SNR-H01MEV10AT001 | Strainer for Oil Pump No.1 (SNR-H01MED21AT001) |  | OPERATING | OPERATING | E071 | SNR0-2M0 | F40300001 |  | SNR0
SNR-H01MEV10AT002 | Strainer for Oil Pump No.2 (SNR-H01MED22AT001) |  | OPERATING | OPERATING | E071 | SNR0-2M0 | F40300001 |  | SNR0
SNR-H01MEV10BR001 | Pipe Line |  | OPERATING | OPERATING | E071 | SNR0-2M0 | F40300001 |  | SNR0
SNR-H01MEV10CP001 | TGB Oil Flow Transmitter (SNR-H01MED20CF001) |  | OPERATING | OPERATING | E071 | SNR0-2E0 | F40300001 |  | SNR0
SNR-H01MEW | Sealing Water Supply System |  | OPERATING | OPERATING | E071 | SNR0-2M0 | F40300001 |  | SNR0
SNR-H01MEW10 | Water Supply for Runner Seal |  | OPERATING | OPERATING | E071 | SNR0-2M0 | F40300001 |  | SNR0
SNR-H01MEW10AA001 | By Pass Valve for Runner Seal Strainer |  | OPERATING | OPERATING | E071 | SNR0-2M0 | F40300001 |  | SNR0
SNR-H01MEW10AA002 | Valve 20 RM (SNR-H01MEA30AA101) |  | OPERATING | OPERATING | E071 | SNR0-2M0 | F40300001 |  | SNR0
SNR-H01MEW10AA002-M01 | Motor |  | OPERATING | OPERATING | E071 | SNR0-2E0 | F40300001 |  | SNR0
SNR-H01MEW10AA002KA01 | Valve |  | OPERATING | OPERATING | E071 | SNR0-2M0 | F40300001 |  | SNR0
SNR-H01MEW10AA003 | Valve for Pressure Guage (SNR-H01MEA30AA921) |  | OPERATING | OPERATING | E071 | SNR0-2M0 | F40300001 |  | SNR0
SNR-H01MEW10AA004 | Valve Drain for Strainer 814 |  | OPERATING | OPERATING | E071 | SNR0-2M0 | F40300001 |  | SNR0
SNR-H01MEW10AA005 | Flow Control Valve for Runner Seal Upper (SNR-H01MEA30AA061) |  | OPERATING | OPERATING | E071 | SNR0-2M0 | F40300001 |  | SNR0
SNR-H01MEW10AA006 | Flow Control Valve for Runner Seal Lower (SNR-H01MEA30AA062) |  | OPERATING | OPERATING | E071 | SNR0-2M0 | F40300001 |  | SNR0
SNR-H01MEW10AA008 | Check Valve for Runner Seal To Bottom Ri (SNR-H01MEA30AA711) |  | OPERATING | OPERATING | E071 | SNR0-2M0 | F40300001 |  | SNR0
SNR-H01MEW10AA009 | Check Valve for Runner Seal To Head Cove (SNR-H01MEA30AA701) |  | OPERATING | OPERATING | E071 | SNR0-2M0 | F40300001 |  | SNR0
SNR-H01MEW10AA010 | Valve Outlet for Runner Seal To Bottom R (SNR-H01MEA30AA531) |  | OPERATING | OPERATING | E071 | SNR0-2M0 | F40300001 |  | SNR0
SNR-H01MEW10AA011 | Valve Outlet for Runner Seal To Head Cov (SNR-H01MEA30AA521) |  | OPERATING | OPERATING | E071 | SNR0-2M0 | F40300001 |  | SNR0
SNR-H01MEW10AT001 | Runner Seal Strainer 814 (SNR-H01MEA30AT001) |  | OPERATING | OPERATING | E071 | SNR0-2M0 | F40300001 |  | SNR0
SNR-H01MEW10BR001 | Pipe Line |  | OPERATING | OPERATING | E071 | SNR0-2M0 | F40300001 |  | SNR0
SNR-H01MEW10CF001 | Upper Runner Seal Flow (SNR-H01MEA30CF301) |  | OPERATING | OPERATING | E071 | SNR0-2E0 | F40300001 |  | SNR0
SNR-H01MEW10CF002 | Lower Runner Seal Flow (SNR-H01MEA30CF311) |  | OPERATING | OPERATING | E071 | SNR0-2E0 | F40300001 |  | SNR0
SNR-H01MEW10CP001 | Runner Seal CW. Pressure (SNR-H01MEA30CP521) |  | OPERATING | OPERATING | E071 | SNR0-2E0 | F40300001 |  | SNR0
SNR-H01MEW20 | Water Supply for Synchronous Mode |  | OPERATING | OPERATING | E071 | SNR0-2M0 | F40300001 |  | SNR0
SNR-H01MEW20AA001 | Main Valve Inlet (SNR-H01MEX12AA503) |  | OPERATING | OPERATING | E071 | SNR0-2M0 | F40300001 |  | SNR0
SNR-H01MEW20AA002 | Motor Operated Valve 20VM (SNR-H01MEX12AA101) |  | OPERATING | OPERATING | E071 | SNR0-2E0 | F40300001 |  | SNR0
SNR-H01MEW20AA002-M01 | Motor |  | OPERATING | OPERATING | E071 | SNR0-2E0 | F40300001 |  | SNR0
SNR-H01MEW20AA002KA01 | Valve |  | OPERATING | OPERATING | E071 | SNR0-2M0 | F40300001 |  | SNR0
SNR-H01MEW20AA002MG01 | Gear Drive |  | OPERATING | OPERATING | E071 | SNR0-2M0 | F40300001 |  | SNR0
SNR-H01MEW20AA003 | Main Valve Outlet (SNR-H01MEX12AA501) |  | OPERATING | OPERATING | E071 | SNR0-2M0 | F40300001 |  | SNR0
SNR-H01MEW20AA004 | Throttle Valve 827 (SNR-H01MEX12AA051) |  | OPERATING | OPERATING | E071 | SNR0-2M0 | F40300001 |  | SNR0
SNR-H01MEW20BR001 | Pipe Line |  | OPERATING | OPERATING | E071 | SNR0-2M0 | F40300001 |  | SNR0
SNR-H01MEW20CL001 | Water Level Relay for Synchronous Mode (SNR-H01MEA15CL501) |  | OPERATING | OPERATING | E071 | SNR0-2E0 | F40300001 |  | SNR0
SNR-H01MEW20CL001KA01 | Valve Upper (SNR-H01MEA15AA911) |  | OPERATING | OPERATING | E071 | SNR0-2M0 | F40300001 |  | SNR0
SNR-H01MEW20CL001KA02 | Valve Lower (SNR-H01MEA15AA912) |  | OPERATING | OPERATING | E071 | SNR0-2M0 | F40300001 |  | SNR0
SNR-H01MEW20CL001KA03 | Valve Drain |  | OPERATING | OPERATING | E071 | SNR0-2M0 | F40300001 |  | SNR0
SNR-H01MEW20CL001KD01 | Tank |  | OPERATING | OPERATING | E071 | SNR0-2M0 | F40300001 |  | SNR0
SNR-H01MEW20CL001KP01 | Diaphragm (SNR-H01MEA15BP021) |  | OPERATING | OPERATING | E071 | SNR0-2E0 | F40300001 |  | SNR0
SNR-H01MEW20CL001KT01 | Strainer Upper (SNR-H01MEA15AT001) |  | OPERATING | OPERATING | E071 | SNR0-2M0 | F40300001 |  | SNR0
SNR-H01MEW20CL001KT02 | Strainer Lower (SNR-H01MEA15AT002) |  | OPERATING | OPERATING | E071 | SNR0-2M0 | F40300001 |  | SNR0
SNR-H01MEW20CL001QP01 | Draft Tube Level too High (SNR-H01MEA15CL305-S01) |  | OPERATING | OPERATING | E071 | SNR0-2E0 | F40300001 |  | SNR0
SNR-H01MEW20CL001QP02 | Draft Tube Level High-2 (SNR-H01MEA15CL304-S01) |  | OPERATING | OPERATING | E071 | SNR0-2E0 | F40300001 |  | SNR0
SNR-H01MEW20CL001QP03 | Draft Tube Level High-1 (SNR-H01MEA15CL303-S01) |  | OPERATING | OPERATING | E071 | SNR0-2E0 | F40300001 |  | SNR0
SNR-H01MEW20CL001QP04 | Draft Tube Level Low-1 (SNR-H01MEA15CL302-S01) |  | OPERATING | OPERATING | E071 | SNR0-2E0 | F40300001 |  | SNR0
SNR-H01MEW20CL001QP05 | Draft Tube Level Low-2 (SNR-H01MEA15CL301-S01) |  | OPERATING | OPERATING | E071 | SNR0-2E0 | F40300001 |  | SNR0
SNR-H01MEX | Fluid Supply Sys for Control & Protec Eq |  | OPERATING | OPERATING | E071 | SNR0-2M0 | F40300001 |  | SNR0
SNR-H01MEX10 | Fluid Supply for Governor Control |  | OPERATING | OPERATING | E071 | SNR0-2M0 | F40300001 |  | SNR0
SNR-H01MEX10AA001 | Valve for Oil Conditioner (SNR-H01MEX10AA551) |  | OPERATING | OPERATING | E071 | SNR0-2M0 | F40300001 |  | SNR0
SNR-H01MEX10AA002 | Valve for Oil Conditioner (SNR-H01MEX10AA552) |  | OPERATING | OPERATING | E071 | SNR0-2M0 | F40300001 |  | SNR0
SNR-H01MEX10AA003 | Valve Drain for Sump Tank (SNR-H01MEX10AA601) |  | OPERATING | OPERATING | E071 | SNR0-2M0 | F40300001 |  | SNR0
SNR-H01MEX10AA004 | Check Valve (SNR-H01MEX30AA702) |  | OPERATING | OPERATING | E071 | SNR0-2M0 | F40300001 |  | SNR0
SNR-H01MEX10AA005 | Pressure Relief Valve (SNR-H01MEX30AA301) |  | OPERATING | OPERATING | E071 | SNR0-2M0 | F40300001 |  | SNR0
SNR-H01MEX10AA006 | Valve Supply to Heat Exchanger (SNR-H01MEX30AA101) |  | OPERATING | OPERATING | E071 | SNR0-2M0 | F40300001 |  | SNR0
SNR-H01MEX10AA007 | Valve Before Heat Exchanger (SNR-H01MEX30AA102) |  | OPERATING | OPERATING | E071 | SNR0-2M0 | F40300001 |  | SNR0
SNR-H01MEX10AA008 | Valve After Heat Exchanger (SNR-H01MEX30AA103) |  | OPERATING | OPERATING | E071 | SNR0-2M0 | F40300001 |  | SNR0
SNR-H01MEX10AA009 | Non Return Valve (SNR-H01MEX30AA701) |  | OPERATING | OPERATING | E071 | SNR0-2M0 | F40300001 |  | SNR0
SNR-H01MEX10AA010 | Drain Valve (SNR-H01MEX30AA111) |  | OPERATING | OPERATING | E071 | SNR0-2M0 | F40300001 |  | SNR0
SNR-H01MEX10AA011 | Motorize Valve Before Line Filter 1 (SNR-H01MEX30AA601) |  | OPERATING | OPERATING | E071 | SNR0-2M0 | F40300001 |  | SNR0
SNR-H01MEX10AA012 | Motorize Valve Before Line Filter 2 (SNR-H01MEX30AA602) |  | OPERATING | OPERATING | E071 | SNR0-2M0 | F40300001 |  | SNR0
SNR-H01MEX10AA013 | Motorize Valve Before Line Filter 1 (SNR-H01MEX13AA601) |  | OPERATING | OPERATING | E071 | SNR0-2M0 | F40300001 |  | SNR0
SNR-H01MEX10AA014 | Motorize Valve Before Line Filter 2 (SNR-H01MEX13AA602) |  | OPERATING | OPERATING | E071 | SNR0-2M0 | F40300001 |  | SNR0
SNR-H01MEX10AA015 | Check Valve After Line Filter 1 (SNR-H01MEX13AA701) |  | OPERATING | OPERATING | E071 | SNR0-2M0 | F40300001 |  | SNR0
SNR-H01MEX10AA016 | Check Valve After Line Filter 2 (SNR-H01MEX13AA702) |  | OPERATING | OPERATING | E071 | SNR0-2M0 | F40300001 |  | SNR0
SNR-H01MEX10AC001 | Internal Oil Cooler (404) Heat Exchanger (SNR-H01MEX30AH001) |  | OPERATING | OPERATING | E071 | SNR0-2M0 | F40300001 |  | SNR0
SNR-H01MEX10AP001 | ReCirculation Pump (SNR-H01MEX30AP001) |  | OPERATING | OPERATING | E071 | SNR0-2M0 | F40300001 |  | SNR0
SNR-H01MEX10AP002 | Governor Oil Pump NO.A(401A) |  | OPERATING | OPERATING | E071 | SNR0-2M0 | F40300001 |  | SNR0
SNR-H01MEX10AP002-M01 | Motor (88QGMA) |  | OPERATING | OPERATING | E071 | SNR0-2E0 | F40300001 |  | SNR0
SNR-H01MEX10AP002KA02 | Unloader Valve 410A (SNR-H01MEX11AA301) |  | OPERATING | OPERATING | E071 | SNR0-2M0 | F40300001 |  | SNR0
SNR-H01MEX10AP002KA03 | Check Valve (SNR-H01MEX11AA701) |  | OPERATING | OPERATING | E071 | SNR0-2M0 | F40300001 |  | SNR0
SNR-H01MEX10AP002KA04 | Valve Outlet (SNR-H01MEX11AA101) |  | OPERATING | OPERATING | E071 | SNR0-2M0 | F40300001 |  | SNR0
SNR-H01MEX10AP002KP01 | Pump |  | OPERATING | OPERATING | E071 | SNR0-2M0 | F40300001 |  | SNR0
SNR-H01MEX10AP002MK01 | Coupling |  | OPERATING | OPERATING | E071 | SNR0-2M0 | F40300001 |  | SNR0
SNR-H01MEX10AP002QP01 | Pressure of Main pump 1 (SNR-H01MEX11CP501) |  | OPERATING | OPERATING | E071 | SNR0-2E0 | F40300001 |  | SNR0
SNR-H01MEX10AP003 | Governor Oil Pump NO.B(401B) |  | OPERATING | OPERATING | E071 | SNR0-2M0 | F40300001 |  | SNR0
SNR-H01MEX10AP003-M01 | Motor (88QGMB) |  | OPERATING | OPERATING | E071 | SNR0-2E0 | F40300001 |  | SNR0
SNR-H01MEX10AP003KA02 | Unloader Valve 410B (SNR-H01MEX11AA302) |  | OPERATING | OPERATING | E071 | SNR0-2M0 | F40300001 |  | SNR0
SNR-H01MEX10AP003KA03 | Check Valve (SNR-H01MEX11AA702) |  | OPERATING | OPERATING | E071 | SNR0-2M0 | F40300001 |  | SNR0
SNR-H01MEX10AP003KA04 | Valve Outlet (SNR-H01MEX11AA102) |  | OPERATING | OPERATING | E071 | SNR0-2M0 | F40300001 |  | SNR0
SNR-H01MEX10AP003KP01 | Pump |  | OPERATING | OPERATING | E071 | SNR0-2M0 | F40300001 |  | SNR0
SNR-H01MEX10AP003MK01 | Coupling |  | OPERATING | OPERATING | E071 | SNR0-2M0 | F40300001 |  | SNR0
SNR-H01MEX10AP003QP01 | Pressure of Main pump 2 (SNR-H01MEX11CP502) |  | OPERATING | OPERATING | E071 | SNR0-2E0 | F40300001 |  | SNR0
SNR-H01MEX10AT001 | Pressure Line Filter 1 (SNR-H01MEX30AT001) |  | OPERATING | OPERATING | E071 | SNR0-2M0 | F40300001 |  | SNR0
SNR-H01MEX10AT002 | Pressure Line Filter 2 (SNR-H01MEX30AT002) |  | OPERATING | OPERATING | E071 | SNR0-2M0 | F40300001 |  | SNR0
SNR-H01MEX10AT003 | Pressure Line Filter 1 (SNR-H01MEX13AT001) |  | OPERATING | OPERATING | E071 | SNR0-2M0 | F40300001 |  | SNR0
SNR-H01MEX10AT004 | Pressure Line Filter 2 (SNR-H01MEX13AT002) |  | OPERATING | OPERATING | E071 | SNR0-2M0 | F40300001 |  | SNR0
SNR-H01MEX10BB001 | Sump Tank (403) |  | OPERATING | OPERATING | E071 | SNR0-2M0 | F40300001 |  | SNR0
SNR-H01MEX10BN001 | Jockey Oil Pump |  | OPERATING | OPERATING | E071 | SNR0-2M0 | F40300001 |  | SNR0
SNR-H01MEX10BN001-M01 | Motor |  | OPERATING | OPERATING | E071 | SNR0-2E0 | F40300001 |  | SNR0
SNR-H01MEX10BN001KA01 | Unloader Valve (SNR-H01MEX11AA303) |  | OPERATING | OPERATING | E071 | SNR0-2M0 | F40300001 |  | SNR0
SNR-H01MEX10BN001KA02 | Check Valve (SNR-H01MEX11AA703) |  | OPERATING | OPERATING | E071 | SNR0-2M0 | F40300001 |  | SNR0
SNR-H01MEX10BN001KA03 | Valve Outlet (SNR-H01MEX11AA103) |  | OPERATING | OPERATING | E071 | SNR0-2M0 | F40300001 |  | SNR0
SNR-H01MEX10BN001KP01 | Pump |  | OPERATING | OPERATING | E071 | SNR0-2M0 | F40300001 |  | SNR0
SNR-H01MEX10BN001QP01 | Pressure of Jockey pump (SNR-H01MEX11CP503) |  | OPERATING | OPERATING | E071 | SNR0-2E0 | F40300001 |  | SNR0
SNR-H01MEX10CL001 | Turbine OPU Water in Oil Detector (SNR-H01MEX10CL151) |  | OPERATING | OPERATING | E071 | SNR0-2E0 | F40300001 |  | SNR0
SNR-H01MEX10CL001KA01 | Valve Outlet From Sump Tank (SNR-H01MEX10AA201) |  | OPERATING | OPERATING | E071 | SNR0-2M0 | F40300001 |  | SNR0
SNR-H01MEX10CL001KA02 | Valve Inlet to Sump Tank (SNR-H01MEX10AA202) |  | OPERATING | OPERATING | E071 | SNR0-2M0 | F40300001 |  | SNR0
SNR-H01MEX10CL002 | Turbine OPU Oil Tank Level (SNR-H01MEX10CL101-S01) |  | OPERATING | OPERATING | E071 | SNR0-2E0 | F40300001 |  | SNR0
SNR-H01MEX10CL003 | Oil Level Gauge 407 (SNR-H01MEX10CL501) |  | OPERATING | OPERATING | E071 | SNR0-2E0 | F40300001 |  | SNR0
SNR-H01MEX10CP001 | Pressure of Circulating Pump (SNR-H01MEX30CP501) |  | OPERATING | OPERATING | E071 | SNR0-2E0 | F40300001 |  | SNR0
SNR-H01MEX10CP002 | Pressure Differential Switch Filter |  | OPERATING | OPERATING | E071 | SNR0-2E0 | F40300001 |  | SNR0
SNR-H01MEX10CP002-S01 | Turbine OPU Offline Duplex Filter 1 Clogged (SNR-H01MEX30CP201-S01) |  | OPERATING | OPERATING | E071 | SNR0-2E0 | F40300001 |  | SNR0
SNR-H01MEX10CP002-S02 | Turbine OPU Offline Duplex Filter 2 Clogged (SNR-H01MEX30CP202-S01) |  | OPERATING | OPERATING | E071 | SNR0-2E0 | F40300001 |  | SNR0
SNR-H01MEX10CP003 | Pressure Differential Switch Filter |  | OPERATING | OPERATING | E071 | SNR0-2E0 | F40300001 |  | SNR0
SNR-H01MEX10CP003-S01 | Turbine OPU Duplex Filter 1 Clogged (SNR-H01MEX13CP201-S01) |  | OPERATING | OPERATING | E071 | SNR0-2E0 | F40300001 |  | SNR0
SNR-H01MEX10CP003-S02 | Turbine OPU Duplex Filter 2 Clogged (SNR-H01MEX13CP202-S01) |  | OPERATING | OPERATING | E071 | SNR0-2E0 | F40300001 |  | SNR0
SNR-H01MEX10CP004 | Pressure Switch of Servo Valve |  | OPERATING | OPERATING | E071 | SNR0-2E0 | F40300001 |  | SNR0
SNR-H01MEX10CP004-S01 | Servo Valve Oil Pressure too Low Pressure Switch (SNR-H01MEX13CP101-S01) |  | OPERATING | OPERATING | E071 | SNR0-2E0 | F40300001 |  | SNR0
SNR-H01MEX10CP005 | Turbine Air-Oil Tank Pressure Guage (SNR-H01MEX13CP501) |  | OPERATING | OPERATING | E071 | SNR0-2E0 | F40300001 |  | SNR0
SNR-H01MEX10CT001 | Temp Guage Cooler of Turbine Sump Tank (SNR-H01MEX30CT501) |  | OPERATING | OPERATING | E071 | SNR0-2M0 | F40300001 |  | SNR0
SNR-H01MEX10CT002 | Temp Guage of Turbine Sump Tank (SNR-H01MEX10CT501) |  | OPERATING | OPERATING | E071 | SNR0-2E0 | F40300001 |  | SNR0
SNR-H01MEX10CT003 | Turbine OPU Oil Tank Temperature RTD (SNR-H01MEX10CT001) |  | OPERATING | OPERATING | E071 | SNR0-2E0 | F40300001 |  | SNR0
SNR-H01MEX10CT004 | Turbine Sump Tank Temperature Transmitter (SNR-H01MEX10CT001-B01) |  | OPERATING | OPERATING | E071 | SNR0-2E0 | F40300001 |  | SNR0
SNR-H01MEX11 | Governor Oil Pressure Tank (SNR-H01MEX40) |  | OPERATING | OPERATING | E071 | SNR0-2M0 | F40300001 |  | SNR0
SNR-H01MEX11AA001 | Valve Main Supply to Distributing Valve (SNR-H01MEX40AA702) |  | OPERATING | OPERATING | E071 | SNR0-2M0 | F40300001 |  | SNR0
SNR-H01MEX11AA002 | Valve Supply to Pressure Relay (SNR-H01MEX40AA901) |  | OPERATING | OPERATING | E071 | SNR0-2M0 | F40300001 |  | SNR0
SNR-H01MEX11AA003 | Valve Air Supply From Main Air Tank (SNR-H01QEA31AA504) |  | OPERATING | OPERATING | E071 | SNR0-2M0 | F40300001 |  | SNR0
SNR-H01MEX11AA004 | Valve Drain Air (SNR-H01MEX40AA909) |  | OPERATING | OPERATING | E071 | SNR0-2M0 | F40300001 |  | SNR0
SNR-H01MEX11AA005 | Valve Upper Level Indicator (SNR-H01MEX40AA902) |  | OPERATING | OPERATING | E071 | SNR0-2M0 | F40300001 |  | SNR0
SNR-H01MEX11AA006 | Valve Lower Level Indicator (SNR-H01MEX40AA903) |  | OPERATING | OPERATING | E071 | SNR0-2M0 | F40300001 |  | SNR0
SNR-H01MEX11AA007 | Valve to Pressure Gauge I13 (SNR-H01MEX40AA904) |  | OPERATING | OPERATING | E071 | SNR0-2M0 | F40300001 |  | SNR0
SNR-H01MEX11AA008 | Valve Drain Oil to Sump Tank (SNR-H01MEX40AA701) |  | OPERATING | OPERATING | E071 | SNR0-2M0 | F40300001 |  | SNR0
SNR-H01MEX11AA009 | Valve Drain Oil |  | OPERATING | OPERATING | E071 | SNR0-2M0 | F40300001 |  | SNR0
SNR-H01MEX11AA010 | Safety Relief Valve 411 (SNR-H01MEX40AA301) |  | OPERATING | OPERATING | E071 | SNR0-2M0 | F40300001 |  | SNR0
SNR-H01MEX11BB001 | Pressure Tank 402 (SNR-H01MEX40BB001) |  | OPERATING | OPERATING | E071 | SNR0-2M0 | F40300001 |  | SNR0
SNR-H01MEX11BR001 | Pipe Line |  | OPERATING | OPERATING | E071 | SNR0-2M0 | F40300001 |  | SNR0
SNR-H01MEX11CL001 | Oil Level Indicator (SNR-H01MEX40CL501) |  | OPERATING | OPERATING | E071 | SNR0-2E0 | F40300001 |  | SNR0
SNR-H01MEX11CL002 | Oil Level Relay |  | OPERATING | OPERATING | E071 | SNR0-2E0 | F40300001 |  | SNR0
SNR-H01MEX11CL002-S01 | Turbine Air+Oil Tank Level High Alarm (SNR-H01MEX40CL101-S01) |  | OPERATING | OPERATING | E071 | SNR0-2E0 | F40300001 |  | SNR0
SNR-H01MEX11CL002-S02 | Turbine Air+Oil Tank Level For Air Supply On (SNR-H01MEX40CL102-S01) |  | OPERATING | OPERATING | E071 | SNR0-2E0 | F40300001 |  | SNR0
SNR-H01MEX11CL002-S03 | Turbine Air+Oil Tank Level For Air Supply Off (SNR-H01MEX40CL103-S01) |  | OPERATING | OPERATING | E071 | SNR0-2E0 | F40300001 |  | SNR0
SNR-H01MEX11CL002-S04 | Turbine Air+Oil Tank Level Low Alarm (SNR-H01MEX40CL104-S01) |  | OPERATING | OPERATING | E071 | SNR0-2E0 | F40300001 |  | SNR0
SNR-H01MEX11CL002-S05 | Turbine Air+Oil Tank Level too Low (ESD) (SNR-H01MEX40CL105-S01) |  | OPERATING | OPERATING | E071 | SNR0-2E0 | F40300001 |  | SNR0
SNR-H01MEX11CL003 | Oil Level Sensor |  | OPERATING | OPERATING | E071 | SNR0-2E0 | F40300001 |  | SNR0
SNR-H01MEX11CL003-B01 | Turbine Air+Oil Tank Level (SNR-H01MEX40CL001-B01) |  | OPERATING | OPERATING | E071 | SNR0-2E0 | F40300001 |  | SNR0
SNR-H01MEX11CP001 | Turbine Air-Oil Tank Pressure Guage (SNR-H01MEX40CP501) |  | OPERATING | OPERATING | E071 | SNR0-2E0 | F40300001 |  | SNR0
SNR-H01MEX11CP002 | Turbine Start Condition (SNR-H01MEX40CP101-S01) |  | OPERATING | OPERATING | E071 | SNR0-2E0 | F40300001 |  | SNR0
SNR-H01MEX11CP003 | Oil Pressure Low (SNR-H01MEX40CP102-S01) |  | OPERATING | OPERATING | E071 | SNR0-2E0 | F40300001 |  | SNR0
SNR-H01MEX11CP004 | Oil Preesure High / Air Supply Off (SNR-H01MEX40CP103-S01) |  | OPERATING | OPERATING | E071 | SNR0-2E0 | F40300001 |  | SNR0
SNR-H01MEX11CP005 | Main Pump Control (SNR-H01MEX40CP104-S01) |  | OPERATING | OPERATING | E071 | SNR0-2E0 | F40300001 |  | SNR0
SNR-H01MEX11CP006 | Standby Pump Control (SNR-H01MEX40CP105-S01) |  | OPERATING | OPERATING | E071 | SNR0-2E0 | F40300001 |  | SNR0
SNR-H01MEX11CP007 | Pressure Relay |  | OPERATING | OPERATING | E071 | SNR0-2E0 | F40300001 |  | SNR0
SNR-H01MEX11CP007-S01 | Joockey Pump Control (SNR-H01MEX40CP106-S01) |  | OPERATING | OPERATING | E071 | SNR0-2E0 | F40300001 |  | SNR0
SNR-H01MEX11CP007-S02 | Turbine Air-Oil Tank (SNR-H01MEX40CP107-S01) |  | OPERATING | OPERATING | E071 | SNR0-2E0 | F40300001 |  | SNR0
SNR-H01MEX11CP008 | Turbine Air-Oil Tank Pressure (SNR-H01MEX40CP001-B01) |  | OPERATING | OPERATING | E071 | SNR0-2E0 | F40300001 |  | SNR0
SNR-H01MEX20 | Fluid Supply for Inlet Valve Control (SNR-H01MEX50) |  | OPERATING | OPERATING | E071 | SNR0-2M0 | F40300001 |  | SNR0
SNR-H01MEX20AA001 | Valve for Oil Conditioner (SNR-H01MEX50AA551) |  | OPERATING | OPERATING | E071 | SNR0-2M0 | F40300001 |  | SNR0
SNR-H01MEX20AA002 | Valve for Oil Conditioner (SNR-H01MEX50AA552) |  | OPERATING | OPERATING | E071 | SNR0-2M0 | F40300001 |  | SNR0
SNR-H01MEX20AA003 | Valve Drain (SNR-H01MEX50AA601) |  | OPERATING | OPERATING | E071 | SNR0-2M0 | F40300001 |  | SNR0
SNR-H01MEX20AA004 | Check Valve (SNR-H01MEX35AA702) |  | OPERATING | OPERATING | E071 | SNR0-2M0 | F40300001 |  | SNR0
SNR-H01MEX20AA005 | Pressure Relief Valve (SNR-H01MEX35AA301) |  | OPERATING | OPERATING | E071 | SNR0-2M0 | F40300001 |  | SNR0
SNR-H01MEX20AA006 | Valve Supply to Heat Exchanger (SNR-H01MEX35AA101) |  | OPERATING | OPERATING | E071 | SNR0-2M0 | F40300001 |  | SNR0
SNR-H01MEX20AA007 | Valve Before Heat Exchanger (SNR-H01MEX35AA102) |  | OPERATING | OPERATING | E071 | SNR0-2M0 | F40300001 |  | SNR0
SNR-H01MEX20AA008 | Valve After Heat Exchanger (SNR-H01MEX35AA103) |  | OPERATING | OPERATING | E071 | SNR0-2M0 | F40300001 |  | SNR0
SNR-H01MEX20AA009 | Non Return Valve (SNR-H01MEX35AA701) |  | OPERATING | OPERATING | E071 | SNR0-2M0 | F40300001 |  | SNR0
SNR-H01MEX20AA010 | Drain Valve (SNR-H01MEX35AA111) |  | OPERATING | OPERATING | E071 | SNR0-2M0 | F40300001 |  | SNR0
SNR-H01MEX20AA011 | Motorize Valve Before Line Filter 1 (SNR-H01MEX35AA601) |  | OPERATING | OPERATING | E071 | SNR0-2M0 | F40300001 |  | SNR0
SNR-H01MEX20AA012 | Motorize Valve Before Line Filter 2 (SNR-H01MEX35AA602) |  | OPERATING | OPERATING | E071 | SNR0-2M0 | F40300001 |  | SNR0
SNR-H01MEX20AA013 | Motorize Valve Before Line Filter 1 (SNR-H01MEX53AA101) |  | OPERATING | OPERATING | E071 | SNR0-2M0 | F40300001 |  | SNR0
SNR-H01MEX20AA014 | Motorize Valve Before Line Filter 2 (SNR-H01MEX53AA102) |  | OPERATING | OPERATING | E071 | SNR0-2M0 | F40300001 |  | SNR0
SNR-H01MEX20AA015 | Check Valve After Line Filter 1 (SNR-H01MEX53AA701) |  | OPERATING | OPERATING | E071 | SNR0-2M0 | F40300001 |  | SNR0
SNR-H01MEX20AA016 | Check Valve After Line Filter 2 (SNR-H01MEX53AA702) |  | OPERATING | OPERATING | E071 | SNR0-2M0 | F40300001 |  | SNR0
SNR-H01MEX20AA017 | Safety Relief Valve (SNR-H01MEX53AA011) |  | OPERATING | OPERATING | E071 | SNR0-2M0 | F40300001 |  | SNR0
SNR-H01MEX20AC001 | Internal Oil Cooler (274) Heat Exchanger (SNE-H03MEX35AH001) |  | OPERATING | OPERATING | E071 | SNR0-2M0 | F40300001 |  | SNR0
SNR-H01MEX20AP001 | Inlet Valve Oil Pump (271) (SNR-H01MEX51AP001) |  | OPERATING | OPERATING | E071 | SNR0-2M0 | F40300001 |  | SNR0
SNR-H01MEX20AP001-M01 | Motor (88QVM) |  | OPERATING | OPERATING | E071 | SNR0-2E0 | F40300001 |  | SNR0
SNR-H01MEX20AP001KA02 | Check Valve (SNE-H03MEX51AA701) |  | OPERATING | OPERATING | E071 | SNR0-2M0 | F40300001 |  | SNR0
SNR-H01MEX20AP001KA03 | Valve Outlet (SNE-H03MEX51AA101) |  | OPERATING | OPERATING | E071 | SNR0-2M0 | F40300001 |  | SNR0
SNR-H01MEX20AP001KP01 | Pump (271) |  | OPERATING | OPERATING | E071 | SNR0-2M0 | F40300001 |  | SNR0
SNR-H01MEX20AP001MK01 | Coupling |  | OPERATING | OPERATING | E071 | SNR0-2M0 | F40300001 |  | SNR0
SNR-H01MEX20AP001QP01 | Pressure of Main pump (SNR-H01MEX51CP501) |  | OPERATING | OPERATING | E071 | SNR0-2E0 | F40300001 |  | SNR0
SNR-H01MEX20AP002 | Recirculation Pump (SNR-H01MEX35AP001) |  | OPERATING | OPERATING | E071 | SNR0-2M0 | F40300001 |  | SNR0
SNR-H01MEX20AT001 | Pressure Line Filter 1 (SNR-H01MEX35AT001) |  | OPERATING | OPERATING | E071 | SNR0-2M0 | F40300001 |  | SNR0
SNR-H01MEX20AT002 | Pressure Line Filter 2 (SNR-H01MEX35AT002) |  | OPERATING | OPERATING | E071 | SNR0-2M0 | F40300001 |  | SNR0
SNR-H01MEX20AT003 | Pressure Line Filter 1 (SNR-H01MEX53AT001) |  | OPERATING | OPERATING | E071 | SNR0-2M0 | F40300001 |  | SNR0
SNR-H01MEX20AT004 | Pressure Line Filter 2 (SNR-H01MEX53AT002) |  | OPERATING | OPERATING | E071 | SNR0-2M0 | F40300001 |  | SNR0
SNR-H01MEX20BB001 | Sump Tank (273) (SNR-H01MEX50BB101) |  | OPERATING | OPERATING | E071 | SNR0-2M0 | F40300001 |  | SNR0
SNR-H01MEX20BR001 | Pipe Line |  | OPERATING | OPERATING | E071 | SNR0-2M0 | F40300001 |  | SNR0
SNR-H01MEX20CL001 | MIV OPU Water in Oil Detector (SNR-H01MEX50CL151-S01) |  | OPERATING | OPERATING | E071 | SNR0-2E0 | F40300001 |  | SNR0
SNR-H01MEX20CL001KA01 | Valve Outlet From Sump Tank (SNR-H01MEX50AA201) |  | OPERATING | OPERATING | E071 | SNR0-2M0 | F40300001 |  | SNR0
SNR-H01MEX20CL001KA02 | Valve Inlet to Sump Tank (SNR-H01MEX50AA202) |  | OPERATING | OPERATING | E071 | SNR0-2M0 | F40300001 |  | SNR0
SNR-H01MEX20CL002 | MIV OPU Oil Tank Level (SNR-H01MEX50CL101-S01) |  | OPERATING | OPERATING | E071 | SNR0-2E0 | F40300001 |  | SNR0
SNR-H01MEX20CL003 | Oil Level Gauge (279) (SNR-H01MEX50AA101) |  | OPERATING | OPERATING | E071 | SNR0-2E0 | F40300001 |  | SNR0
SNR-H01MEX20CP001 | Pressure of Circulating Pump (SNR-H01MEX35CP501) |  | OPERATING | OPERATING | E071 | SNR0-2E0 | F40300001 |  | SNR0
SNR-H01MEX20CP002 | Return Line Filter |  | OPERATING | OPERATING | E071 | SNR0-2E0 | F40300001 |  | SNR0
SNR-H01MEX20CP002-S01 | MIV OPU Offline Duplex Filter 1 Clogged (SNR-H01MEX35CP201-S01) |  | OPERATING | OPERATING | E071 | SNR0-2E0 | F40300001 |  | SNR0
SNR-H01MEX20CP002-S02 | MIV OPU Offline Duplex Filter 2 Clogged (SNR-H01MEX35CP202-S01) |  | OPERATING | OPERATING | E071 | SNR0-2E0 | F40300001 |  | SNR0
SNR-H01MEX20CP003 | High Pressure Filter |  | OPERATING | OPERATING | E071 | SNR0-2E0 | F40300001 |  | SNR0
SNR-H01MEX20CP003-S01 | MIV OPU Duplex Filter 1 Clogged (SNR-H01MEX53CP201-S01) |  | OPERATING | OPERATING | E071 | SNR0-2E0 | F40300001 |  | SNR0
SNR-H01MEX20CP003-S02 | MIV OPU Duplex Filter 2 Clogged (SNR-H01MEX53CP202-S01) |  | OPERATING | OPERATING | E071 | SNR0-2E0 | F40300001 |  | SNR0
SNR-H01MEX20CP004 | Inlet Valve Diff. Pressure |  | OPERATING | OPERATING | E071 | SNR0-2E0 | F40300001 |  | SNR0
SNR-H01MEX20CP004-S01 | Inlet Valve Diff. Pressure Balanced Switch (SNR-H01MEX10CP301-S01) |  | OPERATING | OPERATING | E071 | SNR0-2E0 | F40300001 |  | SNR0
SNR-H01MEX20CT001 | Temp Guage Cooler of MIV Sump Tank (SNR-H01MEX35CT501) |  | OPERATING | OPERATING | E071 | SNR0-2M0 | F40300001 |  | SNR0
SNR-H01MEX20CT002 | Temp Guage of MIV Sump Tank (SNR-H01MEX50CT501) |  | OPERATING | OPERATING | E071 | SNR0-2E0 | F40300001 |  | SNR0
SNR-H01MEX20CT003 | MIV OPU Oil Tank Temperature RTD (SNR-H01MEX50CT001) |  | OPERATING | OPERATING | E071 | SNR0-2E0 | F40300001 |  | SNR0
SNR-H01MEX20CT004 | MIV Sump Tank Temperature Transmitter (SNR-H01MEX50CT001-B01) |  | OPERATING | OPERATING | E071 | SNR0-2E0 | F40300001 |  | SNR0
SNR-H01MEX21 | Inlet Valve Oil Pressure Tank (SNR-H01MEX60) |  | OPERATING | OPERATING | E071 | SNR0-2M0 | F40300001 |  | SNR0
SNR-H01MEX21AA001 | Valve to Hydraulic Oil Distribution Valve (SNR-H01MEX60AA152) |  | OPERATING | OPERATING | E071 | SNR0-2M0 | F40300001 |  | SNR0
SNR-H01MEX21AA002 | Valve Supply to Pressure Relay (SNR-H01MEX60AA128) |  | OPERATING | OPERATING | E071 | SNR0-2M0 | F40300001 |  | SNR0
SNR-H01MEX21AA003 | Valve Air Supply From Main Air Tank (SNR-H01QEA21AA504) |  | OPERATING | OPERATING | E071 | SNR0-2M0 | F40300001 |  | SNR0
SNR-H01MEX21AA004 | Valve Drain Air (SNR-H01MEX60AA601) |  | OPERATING | OPERATING | E071 | SNR0-2M0 | F40300001 |  | SNR0
SNR-H01MEX21AA005 | Valve Upper Level Indicator (SNR-H01MEX60AA101) |  | OPERATING | OPERATING | E071 | SNR0-2M0 | F40300001 |  | SNR0
SNR-H01MEX21AA006 | Valve Lower Level Indicator (SNR-H01MEX60AA102) |  | OPERATING | OPERATING | E071 | SNR0-2M0 | F40300001 |  | SNR0
SNR-H01MEX21AA007 | Valve to Pressure Gauge (I14) (SNR-H01MEX60AA129) |  | OPERATING | OPERATING | E071 | SNR0-2M0 | F40300001 |  | SNR0
SNR-H01MEX21AA008 | Valve Drain Oil to Sump Tank (SNR-H01MEX60AA151) |  | OPERATING | OPERATING | E071 | SNR0-2M0 | F40300001 |  | SNR0
SNR-H01MEX21AA009 | Valve Drain Oil |  | OPERATING | OPERATING | E071 | SNR0-2M0 | F40300001 |  | SNR0
SNR-H01MEX21AA010 | Safety Relief Valve (276) (SNR-H01MEX60AA321) |  | OPERATING | OPERATING | E071 | SNR0-2M0 | F40300001 |  | SNR0
SNR-H01MEX21AA011 | Float Valve (295) (SNR-H01MEX60AA301) |  | OPERATING | OPERATING | E071 | SNR0-2M0 | F40300001 |  | SNR0
SNR-H01MEX21BB001 | Pressure Tank (SNR-H01MEX60BB001) |  | OPERATING | OPERATING | E071 | SNR0-2M0 | F40300001 |  | SNR0
SNR-H01MEX21BR001 | Pipe Line |  | OPERATING | OPERATING | E071 | SNR0-2M0 | F40300001 |  | SNR0
SNR-H01MEX21CL001 | Oil Level Indicator (SNR-H01MEX60CL501) |  | OPERATING | OPERATING | E071 | SNR0-2E0 | F40300001 |  | SNR0
SNR-H01MEX21CL002 | Oil Level Relay |  | OPERATING | OPERATING | E071 | SNR0-2E0 | F40300001 |  | SNR0
SNR-H01MEX21CL002-S01 | MIV Air+Oil Tank Level High Alarm (SNR-H01MEX60CL101-S01) |  | OPERATING | OPERATING | E071 | SNR0-2E0 | F40300001 |  | SNR0
SNR-H01MEX21CL002-S02 | MIV Air+Oil Tank Level for Air Supply On (SNR-H01MEX60CL102-S01) |  | OPERATING | OPERATING | E071 | SNR0-2E0 | F40300001 |  | SNR0
SNR-H01MEX21CL002-S03 | MIV Air+Oil Tank Level for Air Supply Off (SNR-H01MEX60CL103-S01) |  | OPERATING | OPERATING | E071 | SNR0-2E0 | F40300001 |  | SNR0
SNR-H01MEX21CL002-S04 | MIV Air+Oil Tank Level Low Alarm (SNR-H01MEX60CL104-S01) |  | OPERATING | OPERATING | E071 | SNR0-2E0 | F40300001 |  | SNR0
SNR-H01MEX21CL002-S05 | MIV Air+Oil Tank Level too Low Alarm (ESD) (SNR-H01MEX60CL105-S01) |  | OPERATING | OPERATING | E071 | SNR0-2E0 | F40300001 |  | SNR0
SNR-H01MEX21CL003 | Oil Level Sensor |  | OPERATING | OPERATING | E071 | SNR0-2E0 | F40300001 |  | SNR0
SNR-H01MEX21CL003-B01 | MIV Air+Oil Tank Level (SNR-H01MEX60CL001-B01) |  | OPERATING | OPERATING | E071 | SNR0-2E0 | F40300001 |  | SNR0
SNR-H01MEX21CP001 | MIV Air+Oil Tank Pressure Gauge (SNR-H01MEX60CP501) |  | OPERATING | OPERATING | E071 | SNR0-2E0 | F40300001 |  | SNR0
SNR-H01MEX21CP002 | INV. Oil Pressure Tank Ok (SNR-H01MEX60CP101-S01) |  | OPERATING | OPERATING | E071 | SNR0-2E0 | F40300001 |  | SNR0
SNR-H01MEX21CP003 | INV. Oil Pressure Low Alarm (SNR-H01MEX60CP102-S01) |  | OPERATING | OPERATING | E071 | SNR0-2E0 | F40300001 |  | SNR0
SNR-H01MEX21CP004 | Oil Preesure High / Air Supply Off (SNR-H01MEX60CP103-S01) |  | OPERATING | OPERATING | E071 | SNR0-2E0 | F40300001 |  | SNR0
SNR-H01MEX21CP005 | Oil Pump Control (SNR-H01MEX60CP104-S01) |  | OPERATING | OPERATING | E071 | SNR0-2E0 | F40300001 |  | SNR0
SNR-H01MEX21CP006 | Pressure Relay |  | OPERATING | OPERATING | E071 | SNR0-2E0 | F40300001 |  | SNR0
SNR-H01MEX21CP006-S01 | Oil Pressure too Low Emergency Shutdown (ESD) (SNR-H01MEX60CP105-S01) |  | OPERATING | OPERATING | E071 | SNR0-2E0 | F40300001 |  | SNR0
SNR-H01MEX21CP006-S02 | Oil Pressure too Low Emergency Shutdown (ESD) (SNR-H01MEX53CP101-S01) |  | OPERATING | OPERATING | E071 | SNR0-2E0 | F40300001 |  | SNR0
SNR-H01MEX21CP007 | MIV Air-Oil Tank Pressure (SNR-H01MEX60CP001-B01) |  | OPERATING | OPERATING | E071 | SNR0-2E0 | F40300001 |  | SNR0
SNR-H01MEX21CP008 | MIV Air-Oil Tank Pressure Guage (SNR-H01MEX53CP501) |  | OPERATING | OPERATING | E071 | SNR0-2E0 | F40300001 |  | SNR0
SNR-H01MEX30 | Leakage Oil Supply (SNR-H01MEX80) |  | OPERATING | OPERATING | E071 | SNR0-2M0 | F40300001 |  | SNR0
SNR-H01MEX30AA001 | Check Valve (SNR-H01MEX80AA701) |  | OPERATING | OPERATING | E071 | SNR0-2M0 | F40300001 |  | SNR0
SNR-H01MEX30AA002 | Safety Relief Valve (SNR-H01MEX80AA301) |  | OPERATING | OPERATING | E071 | SNR0-2M0 | F40300001 |  | SNR0
SNR-H01MEX30AA003 | Motorize Valve Before Line Filter 1 (SNR-H01MEX80AA101) |  | OPERATING | OPERATING | E071 | SNR0-2M0 | F40300001 |  | SNR0
SNR-H01MEX30AA004 | Motorize Valve Before Line Filter 2 (SNR-H01MEX80AA102) |  | OPERATING | OPERATING | E071 | SNR0-2M0 | F40300001 |  | SNR0
SNR-H01MEX30AA005 | Check Valve After Line Filter 1 (SNR-H01MEX80AA702) |  | OPERATING | OPERATING | E071 | SNR0-2M0 | F40300001 |  | SNR0
SNR-H01MEX30AA006 | Check Valve After Line Filter 2 (SNR-H01MEX80AA703) |  | OPERATING | OPERATING | E071 | SNR0-2M0 | F40300001 |  | SNR0
SNR-H01MEX30AA007 | Valve Drain Oil (SNR-H01MEX80AA601) |  | OPERATING | OPERATING | E071 | SNR0-2M0 | F40300001 |  | SNR0
SNR-H01MEX30AA008 | Valve Drain Oil (SNR-H01MEX80AA602) |  | OPERATING | OPERATING | E071 | SNR0-2M0 | F40300001 |  | SNR0
SNR-H01MEX30AP001 | Leaked Oil Pump (481) (SNR-H01MEX80AP001) |  | OPERATING | OPERATING | E071 | SNR0-2M0 | F40300001 |  | SNR0
SNR-H01MEX30AT001 | Strainer Line Filter 1 (SNR-H01MEX80AT001) |  | OPERATING | OPERATING | E071 | SNR0-2M0 | F40300001 |  | SNR0
SNR-H01MEX30AT002 | Line Filter 2 (SNR-H01MEX80AT002) |  | OPERATING | OPERATING | E071 | SNR0-2M0 | F40300001 |  | SNR0
SNR-H01MEX30AT003 | Air Breather (SNR-H01MEX80AT021) |  | OPERATING | OPERATING | E071 | SNR0-2M0 | F40300001 |  | SNR0
SNR-H01MEX30BB001 | Sump Tank (482) (SNR-H01MEX80BB001) |  | OPERATING | OPERATING | E071 | SNR0-2M0 | F40300001 |  | SNR0
SNR-H01MEX30BR001 | Pipe Line |  | OPERATING | OPERATING | E071 | SNR0-2M0 | F40300001 |  | SNR0
SNR-H01MEX30CL001 | Leakage Oil Tank Level (SNR-H01MEX80CL101-S01) |  | OPERATING | OPERATING | E071 | SNR0-2E0 | F40300001 |  | SNR0
SNR-H01MEX30CL002 | Oil Level Gauge (485) (SNR-H01MEX80CL501) |  | OPERATING | OPERATING | E071 | SNR0-2E0 | F40300001 |  | SNR0
SNR-H01MEX30CP001 | Pressure Oil Outlet to MIV Sump Tank (SNR-H01MEX80CP501) |  | OPERATING | OPERATING | E071 | SNR0-2E0 | F40300001 |  | SNR0
SNR-H01MEX30CP002 | Pressure Differential Filter |  | OPERATING | OPERATING | E071 | SNR0-2E0 | F40300001 |  | SNR0
SNR-H01MEX30CP002-S01 | OPU Leakage Unit Offline Duplex Filter 1 Clogged (SNR-H01MEX80CP201-S01) |  | OPERATING | OPERATING | E071 | SNR0-2E0 | F40300001 |  | SNR0
SNR-H01MEX30CP002-S02 | OPU Leakage Unit Offline Duplex Filter 2 Clogged (SNR-H01MEX80CP202-S01) |  | OPERATING | OPERATING | E071 | SNR0-2E0 | F40300001 |  | SNR0
SNR-H01MEX50 | Turbine Control (SNR-H01MEX15) |  | OPERATING | OPERATING | E071 | SNR0-2M0 | F40300001 |  | SNR0
SNR-H01MEX50AA001 | Main Supply Valve (SNR-H01MEX13AA111) |  | OPERATING | OPERATING | E071 | SNR0-2M0 | F40300001 |  | SNR0
SNR-H01MEX50AA002 | Logic Cartridge Valve (SNR-H01MEX15AA061) |  | OPERATING | OPERATING | E071 | SNR0-2M0 | F40300001 |  | SNR0
SNR-H01MEX50AA002-S01 | Limit Switch (SNR-H01MEX15CG061-S01) |  | OPERATING | OPERATING | E071 | SNR0-2E0 | F40300001 |  | SNR0
SNR-H01MEX50AA003 | 3/2 Detent Valve (SNR-H01MEX15AA001) |  | OPERATING | OPERATING | E071 | SNR0-2M0 | F40300001 |  | SNR0
SNR-H01MEX50AA004 | Minimesh Coupling (SNR-H01MEX20AA703) |  | OPERATING | OPERATING | E071 | SNR0-2M0 | F40300001 |  | SNR0
SNR-H01MEX50AA005 | Minimesh Coupling (SNR-H01MEX20AA704) |  | OPERATING | OPERATING | E071 | SNR0-2M0 | F40300001 |  | SNR0
SNR-H01MEX50AA006 | Minimesh Coupling (SNR-H01MEX20AA705) |  | OPERATING | OPERATING | E071 | SNR0-2M0 | F40300001 |  | SNR0
SNR-H01MEX51 | Actuator (701) (SNR-H01MEX20) |  | OPERATING | OPERATING | E071 | SNR0-2M0 | F40300001 |  | SNR0
SNR-H01MEX51AA001 | Actuator (701) (SNR-H01MEX20AA011) |  | OPERATING | OPERATING | E071 | SNR0-2M0 | F40300001 |  | SNR0
SNR-H01MEX51BP001 | Orifice (SNR-H01MEX20BP011) |  | OPERATING | OPERATING | E071 | SNR0-2M0 | F40300001 |  | SNR0
SNR-H01MEX51BP002 | Orifice (SNR-H01MEX20BP012) |  | OPERATING | OPERATING | E071 | SNR0-2M0 | F40300001 |  | SNR0
SNR-H01MEX51BP003 | Orifice (SNR-H01MEX20BP013) |  | OPERATING | OPERATING | E071 | SNR0-2M0 | F40300001 |  | SNR0
SNR-H01MEX51BP004 | Orifice (SNR-H01MEX20BP014) |  | OPERATING | OPERATING | E071 | SNR0-2M0 | F40300001 |  | SNR0
SNR-H01MEX52 | Distributing Valve 720 (SNR-H01MEX20) |  | OPERATING | OPERATING | E071 | SNR0-2M0 | F40300001 |  | SNR0
SNR-H01MEX52AA001 | Distributing Valve (SNR-H01MEX20AA010) |  | OPERATING | OPERATING | E071 | SNR0-2M0 | F40300001 |  | SNR0
SNR-H01MEX52AA002 | Minimesh Coupling (SNR-H01MEX20AA700) |  | OPERATING | OPERATING | E071 | SNR0-2M0 | F40300001 |  | SNR0
SNR-H01MEX52AA003 | Minimesh Coupling (SNR-H01MEX20AA701) |  | OPERATING | OPERATING | E071 | SNR0-2M0 | F40300001 |  | SNR0
SNR-H01MEX52AA004 | Minimesh Coupling (SNR-H01MEX20AA702) |  | OPERATING | OPERATING | E071 | SNR0-2M0 | F40300001 |  | SNR0
SNR-H01MEX52AA005 | Emergency Start/Stop Valve (Sc) (SNR-H01MEX20AA101) |  | OPERATING | OPERATING | E071 | SNR0-2M0 | F40300001 |  | SNR0
SNR-H01MEX52AA006 | Emergency Safety Valve (S65Q) (SNR-H01MEX20AA102) |  | OPERATING | OPERATING | E071 | SNR0-2M0 | F40300001 |  | SNR0
SNR-H01MEX52BP001 | Orifice (SNR-H01MEX20BP001) |  | OPERATING | OPERATING | E071 | SNR0-2M0 | F40300001 |  | SNR0
SNR-H01MEX52BP002 | Orifice (SNR-H01MEX20BP002) |  | OPERATING | OPERATING | E071 | SNR0-2M0 | F40300001 |  | SNR0
SNR-H01MEX53 | G/V Servomotor |  | OPERATING | OPERATING | E071 | SNR0-2M0 | F40300001 |  | SNR0
SNR-H01MEX53AU001 | G/V Servomotor 710A |  | OPERATING | OPERATING | E071 | SNR0-2M0 | F40300001 |  | SNR0
SNR-H01MEX53AU001KA01 | Flow Control Valve 718A |  | OPERATING | OPERATING | E071 | SNR0-2M0 | F40300001 |  | SNR0
SNR-H01MEX53AU001KA02 | Check Valve |  | OPERATING | OPERATING | E071 | SNR0-2M0 | F40300001 |  | SNR0
SNR-H01MEX53AU001MS01 | Servomotor |  | OPERATING | OPERATING | E071 | SNR0-2M0 | F40300001 |  | SNR0
SNR-H01MEX53AU001QP01 | Pressure Gauge |  | OPERATING | OPERATING | E071 | SNR0-2E0 | F40300001 |  | SNR0
SNR-H01MEX53AU001QP02 | Pressure Gauge |  | OPERATING | OPERATING | E071 | SNR0-2E0 | F40300001 |  | SNR0
SNR-H01MEX53AU002 | G/V Servomotor 710B |  | OPERATING | OPERATING | E071 | SNR0-2M0 | F40300001 |  | SNR0
SNR-H01MEX53AU002KA01 | Flow Control Valve 718B |  | OPERATING | OPERATING | E071 | SNR0-2M0 | F40300001 |  | SNR0
SNR-H01MEX53AU002KA02 | Check Valve |  | OPERATING | OPERATING | E071 | SNR0-2M0 | F40300001 |  | SNR0
SNR-H01MEX53AU002MS01 | Servomotor |  | OPERATING | OPERATING | E071 | SNR0-2M0 | F40300001 |  | SNR0
SNR-H01MEX53AU002QP01 | Pressure Gauge |  | OPERATING | OPERATING | E071 | SNR0-2E0 | F40300001 |  | SNR0
SNR-H01MEX53AU002QP02 | Pressure Gauge |  | OPERATING | OPERATING | E071 | SNR0-2E0 | F40300001 |  | SNR0
SNR-H01MEX53BR001 | Pipe Line |  | OPERATING | OPERATING | E071 | SNR0-2M0 | F40300001 |  | SNR0
SNR-H01MEX54 | Return Mechanism |  | OPERATING | OPERATING | E071 | SNR0-2M0 | F40300001 |  | SNR0
SNR-H01MEX54AE001 | Return Mechanism |  | OPERATING | OPERATING | E071 | SNR0-2M0 | F40300001 |  | SNR0
SNR-H01MEX54AE001-B01 | G/V Servo Position Transmitter (GPT) |  | OPERATING | OPERATING | E071 | SNR0-2E0 | F40300001 |  | SNR0
SNR-H01MEX54AE001-B02 | G/V Servo Position Transmitter (GPT) |  | OPERATING | OPERATING | E071 | SNR0-2E0 | F40300001 |  | SNR0
SNR-H01MEX60 | Inlet Valve Control (SNR-H01MEX54) |  | OPERATING | OPERATING | E071 | SNR0-2E0 | F40300001 |  | SNR0
SNR-H01MEX60AA001 | Valve Inlet From I/V Pressure Tank (SNR-H01MEX53AA111) |  | OPERATING | OPERATING | E071 | SNR0-2M0 | F40300001 |  | SNR0
SNR-H01MEX60AA002 | Valve 4/2 Inlet Valve Control (SNR-H01MEX54AA021) |  | OPERATING | OPERATING | E071 | SNR0-2M0 | F40300001 |  | SNR0
SNR-H01MEX60AA002-S01 | Limit Switch (SNR-H01MEX54CG021-S01) |  | OPERATING | OPERATING | E071 | SNR0-2E0 | F40300001 |  | SNR0
SNR-H01MEX60AA003 | Valve 4/2 Inlet Valve Control (SNR-H01MEX54AA022) |  | OPERATING | OPERATING | E071 | SNR0-2M0 | F40300001 |  | SNR0
SNR-H01MEX60AA003-S01 | Limit Switch (SNR-H01MEX54CG022-S01) |  | OPERATING | OPERATING | E071 | SNR0-2E0 | F40300001 |  | SNR0
SNR-H01MEX60AA004 | Valve 4/2 Hydraulic Control (SNR-H01MEX54AA023) |  | OPERATING | OPERATING | E071 | SNR0-2M0 | F40300001 |  | SNR0
SNR-H01MEX60AA004-S01 | Limit Switch (SNR-H01MEX54CG023-S01) |  | OPERATING | OPERATING | E071 | SNR0-2E0 | F40300001 |  | SNR0
SNR-H01MEX60AA005 | 3 Ways Valve (SNR-H01MEX54AA024) |  | OPERATING | OPERATING | E071 | SNR0-2M0 | F40300001 |  | SNR0
SNR-H01MEX60AA005-S01 | Limit Switch (SNR-H01MEX54CG024-S01) |  | OPERATING | OPERATING | E071 | SNR0-2E0 | F40300001 |  | SNR0
SNR-H01MEX60AA006 | Valve 4/2 Bypass Valve Control (SNR-H01MEX54AA031) |  | OPERATING | OPERATING | E071 | SNR0-2M0 | F40300001 |  | SNR0
SNR-H01MEX60AU001 | I/V Servomotor (210) |  | OPERATING | OPERATING | E071 | SNR0-2M0 | F40300001 |  | SNR0
SNR-H01MEX60AU001KA01 | Flow Control Valve 235A |  | OPERATING | OPERATING | E071 | SNR0-2M0 | F40300001 |  | SNR0
SNR-H01MEX60AU001KA02 | Flow Control Valve 235B |  | OPERATING | OPERATING | E071 | SNR0-2M0 | F40300001 |  | SNR0
SNR-H01MEX60AU001MU01 | Servomotor |  | OPERATING | OPERATING | E071 | SNR0-2M0 | F40300001 |  | SNR0
SNR-H01MEX60BR001 | Pipe Line |  | OPERATING | OPERATING | E071 | SNR0-2M0 | F40300001 |  | SNR0
SNR-H01MEY | Turbine Control and Protection equipment |  | OPERATING | OPERATING | E071 | SNR0-2M0 | F40300001 |  | SNR0
SNR-H01MEY10 | Governor&Turbine Control |  | OPERATING | OPERATING | E071 | SNR0-2E0 | F40300001 |  | SNR0
SNR-H01MEY10GH100 | PNL. Turbine Control Cubicle |  | OPERATING | OPERATING | E071 | SNR0-2E0 | F40300001 |  | SNR0
SNR-H01MEY10GH100-B01 | Speed Sensing for Creep Detection (SNR-H01MEY40CS001-B01) |  | OPERATING | OPERATING | E071 | SNR0-2E0 | F40300001 |  | SNR0
SNR-H01MEY10GH100-B02 | Speed Sensing for Governor Control Feedback 1 (SNR-H01MEY40CS002-B01) |  | OPERATING | OPERATING | E071 | SNR0-2E0 | F40300001 |  | SNR0
SNR-H01MEY10GH100-B03 | Speed Sensing for Governor Control Feedback 2 (SNR-H01MEY40CS003-B01) |  | OPERATING | OPERATING | E071 | SNR0-2E0 | F40300001 |  | SNR0
SNR-H01MEY10GH100-B04 | Speed Sensing for DCS (SNR-H01MEY40CS004-B01) |  | OPERATING | OPERATING | E071 | SNR0-2E0 | F40300001 |  | SNR0
SNR-H01MEY10GH100-B05 | Speed Sensing for Speed Relay/Protection (SNR-H01MEY40CS005-B01) |  | OPERATING | OPERATING | E071 | SNR0-2E0 | F40300001 |  | SNR0
SNR-H01MEY10GH100-B06 | Speed Sensing TB (SNR-H01MEA20GH001) |  | OPERATING | OPERATING | E071 | SNR0-2E0 | F40300001 |  | SNR0
SNR-H01MEY10GH100-B07 | GV Feedback Junction Box (SNR-H01MEA20GH001) |  | OPERATING | OPERATING | E071 | SNR0-2E0 | F40300001 |  | SNR0
SNR-H01MEY10GH100-B08 | Guide Vane Position Feedback Tranducer 1 (SNR-H01MEA20CG001-B01) |  | OPERATING | OPERATING | E071 | SNR0-2E0 | F40300001 |  | SNR0
SNR-H01MEY10GH100-B09 | Guide Vane Position Feedback Tranducer 2 (SNR-H01MEA20CG002-B01) |  | OPERATING | OPERATING | E071 | SNR0-2E0 | F40300001 |  | SNR0
SNR-H01MEY10GH101 | PNL. Actuator Cubicle |  | OPERATING | OPERATING | E071 | SNR0-2M0 | F40300001 |  | SNR0
SNR-H01MEY10GH102 | PNL. Governor Panel (SNR-H01MKY10GH010+03MKY10) |  | OPERATING | OPERATING | E071 | SNR0-2M0 | F40300001 |  | SNR0
SNR-H01MK | Generator Plant System |  | OPERATING | OPERATING | E071 | SNR0-2M0 | F40300001 |  | SNR0
SNR-H01MKA | Generator |  | OPERATING | OPERATING | E071 | SNR0-2M0 | F40300001 |  | SNR0
SNR-H01MKA10 | Main Shaft |  | OPERATING | OPERATING | E071 | SNR0-2M0 | F40300001 |  | SNR0
SNR-H01MKA10AU101 | Coupling Bolts Gen. Shaft & Tur. Shaft No.1 |  | OPERATING | OPERATING | E071 | SNR0-2M0 | F40300001 |  | SNR0
SNR-H01MKA10AU102 | Coupling Bolts Gen. Shaft & Tur. Shaft No.2 |  | OPERATING | OPERATING | E071 | SNR0-2M0 | F40300001 |  | SNR0
SNR-H01MKA10AU103 | Coupling Bolts Gen. Shaft & Tur. Shaft No.3 |  | OPERATING | OPERATING | E071 | SNR0-2M0 | F40300001 |  | SNR0
SNR-H01MKA10AU104 | Coupling Bolts Gen. Shaft & Tur. Shaft No.4 |  | OPERATING | OPERATING | E071 | SNR0-2M0 | F40300001 |  | SNR0
SNR-H01MKA10AU105 | Coupling Bolts Gen. Shaft & Tur. Shaft No.5 |  | OPERATING | OPERATING | E071 | SNR0-2M0 | F40300001 |  | SNR0
SNR-H01MKA10AU106 | Coupling Bolts Gen. Shaft & Tur. Shaft No.6 |  | OPERATING | OPERATING | E071 | SNR0-2M0 | F40300001 |  | SNR0
SNR-H01MKA10AU107 | Coupling Bolts Gen. Shaft & Tur. Shaft No.7 |  | OPERATING | OPERATING | E071 | SNR0-2M0 | F40300001 |  | SNR0
SNR-H01MKA10AU108 | Coupling Bolts Gen. Shaft & Tur. Shaft No.8 |  | OPERATING | OPERATING | E071 | SNR0-2M0 | F40300001 |  | SNR0
SNR-H01MKA10AU109 | Coupling Bolts Gen. Shaft & Tur. Shaft No.9 |  | OPERATING | OPERATING | E071 | SNR0-2M0 | F40300001 |  | SNR0
SNR-H01MKA10AU110 | Coupling Bolts Gen. Shaft & Tur. Shaft No.10 |  | OPERATING | OPERATING | E071 | SNR0-2M0 | F40300001 |  | SNR0
SNR-H01MKA10AU111 | Coupling Bolts Gen. Shaft & Tur. Shaft No.11 |  | OPERATING | OPERATING | E071 | SNR0-2M0 | F40300001 |  | SNR0
SNR-H01MKA10AU112 | Coupling Bolts Gen. Shaft & Tur. Shaft No.12 |  | OPERATING | OPERATING | E071 | SNR0-2M0 | F40300001 |  | SNR0
SNR-H01MKA10AU113 | Coupling Bolts Gen. Shaft & Tur. Shaft No.13 |  | OPERATING | OPERATING | E071 | SNR0-2M0 | F40300001 |  | SNR0
SNR-H01MKA10AU114 | Coupling Bolts Gen. Shaft & Tur. Shaft No.14 |  | OPERATING | OPERATING | E071 | SNR0-2M0 | F40300001 |  | SNR0
SNR-H01MKA10AU115 | Coupling Bolts Gen. Shaft & Tur. Shaft No.15 |  | OPERATING | OPERATING | E071 | SNR0-2M0 | F40300001 |  | SNR0
SNR-H01MKA10AU116 | Coupling Bolts Gen. Shaft & Tur. Shaft No.16 |  | OPERATING | OPERATING | E071 | SNR0-2M0 | F40300001 |  | SNR0
SNR-H01MKA10AU117 | Coupling Bolts Gen. Shaft & Tur. Shaft No.17 |  | OPERATING | OPERATING | E071 | SNR0-2M0 | F40300001 |  | SNR0
SNR-H01MKA10AU118 | Coupling Bolts Gen. Shaft & Tur. Shaft No.18 |  | OPERATING | OPERATING | E071 | SNR0-2M0 | F40300001 |  | SNR0
SNR-H01MKA10HB001 | Gen. Shaft |  | OPERATING | OPERATING | E071 | SNR0-2M0 | F40300001 |  | SNR0
SNR-H01MKA10HB001-F01 | Rotor Earth Brush (SNR-H01MKA40CE602) |  | OPERATING | OPERATING | E071 | SNR0-2E0 | F40300001 |  | SNR0
SNR-H01MKA10HB001-T01 | Shaft Current Transformer (SNR-H01MKA40CE601) |  | OPERATING | OPERATING | E071 | SNR0-2E0 | F40300001 |  | SNR0
SNR-H01MKA10HB002 | Thrust Runner |  | OPERATING | OPERATING | E071 | SNR0-2M0 | F40300001 |  | SNR0
SNR-H01MKA10HB003 | Tubular Shaft / Air Admission Pipe |  | OPERATING | OPERATING | E071 | SNR0-2M0 | F40300001 |  | SNR0
SNR-H01MKA10HB003MK01 | Coupling for Upper Shaft N0.1 |  | OPERATING | OPERATING | E071 | SNR0-2M0 | F40300001 |  | SNR0
SNR-H01MKA10HB003MK02 | Coupling for Upper Shaft N0.2 |  | OPERATING | OPERATING | E071 | SNR0-2M0 | F40300001 |  | SNR0
SNR-H01MKA10HB003MK03 | Coupling for Upper Shaft N0.3 |  | OPERATING | OPERATING | E071 | SNR0-2M0 | F40300001 |  | SNR0
SNR-H01MKA10HB003MK04 | Coupling for Upper Shaft N0.4 |  | OPERATING | OPERATING | E071 | SNR0-2M0 | F40300001 |  | SNR0
SNR-H01MKA10HB003MK05 | Coupling for Upper Shaft N0.5 |  | OPERATING | OPERATING | E071 | SNR0-2M0 | F40300001 |  | SNR0
SNR-H01MKA10HB003MK06 | Coupling for Upper Shaft N0.6 |  | OPERATING | OPERATING | E071 | SNR0-2M0 | F40300001 |  | SNR0
SNR-H01MKA20 | Rotor |  | OPERATING | OPERATING | E071 | SNR0-2E0 | F40300001 |  | SNR0
SNR-H01MKA20AG001 | Laminated Rim |  | OPERATING | OPERATING | E071 | SNR0-2M0 | F40300001 |  | SNR0
SNR-H01MKA20AN001 | Fan NDE |  | OPERATING | OPERATING | E071 | SNR0-2M0 | F40300001 |  | SNR0
SNR-H01MKA20AN002 | Fan DE |  | OPERATING | OPERATING | E071 | SNR0-2M0 | F40300001 |  | SNR0
SNR-H01MKA20AU101 | Coupling Bolts Gen. Shaft & Rotor No.1 |  | OPERATING | OPERATING | E071 | SNR0-2M0 | F40300001 |  | SNR0
SNR-H01MKA20AU102 | Coupling Bolts Gen. Shaft & Rotor No.2 |  | OPERATING | OPERATING | E071 | SNR0-2M0 | F40300001 |  | SNR0
SNR-H01MKA20AU103 | Coupling Bolts Gen. Shaft & Rotor No.3 |  | OPERATING | OPERATING | E071 | SNR0-2M0 | F40300001 |  | SNR0
SNR-H01MKA20AU104 | Coupling Bolts Gen. Shaft & Rotor No.4 |  | OPERATING | OPERATING | E071 | SNR0-2M0 | F40300001 |  | SNR0
SNR-H01MKA20AU105 | Coupling Bolts Gen. Shaft & Rotor No.5 |  | OPERATING | OPERATING | E071 | SNR0-2M0 | F40300001 |  | SNR0
SNR-H01MKA20AU106 | Coupling Bolts Gen. Shaft & Rotor No.6 |  | OPERATING | OPERATING | E071 | SNR0-2M0 | F40300001 |  | SNR0
SNR-H01MKA20AU107 | Coupling Bolts Gen. Shaft & Rotor No.7 |  | OPERATING | OPERATING | E071 | SNR0-2M0 | F40300001 |  | SNR0
SNR-H01MKA20AU108 | Coupling Bolts Gen. Shaft & Rotor No.8 |  | OPERATING | OPERATING | E071 | SNR0-2M0 | F40300001 |  | SNR0
SNR-H01MKA20AU109 | Coupling Bolts Gen. Shaft & Rotor No.9 |  | OPERATING | OPERATING | E071 | SNR0-2M0 | F40300001 |  | SNR0
SNR-H01MKA20AU110 | Coupling Bolts Gen. Shaft & Rotor No.10 |  | OPERATING | OPERATING | E071 | SNR0-2M0 | F40300001 |  | SNR0
SNR-H01MKA20AU111 | Coupling Bolts Gen. Shaft & Rotor No.11 |  | OPERATING | OPERATING | E071 | SNR0-2M0 | F40300001 |  | SNR0
SNR-H01MKA20AU112 | Coupling Bolts Gen. Shaft & Rotor No.12 |  | OPERATING | OPERATING | E071 | SNR0-2M0 | F40300001 |  | SNR0
SNR-H01MKA20AU113 | Coupling Bolts Gen. Shaft & Rotor No.13 |  | OPERATING | OPERATING | E071 | SNR0-2M0 | F40300001 |  | SNR0
SNR-H01MKA20AU114 | Coupling Bolts Gen. Shaft & Rotor No.14 |  | OPERATING | OPERATING | E071 | SNR0-2M0 | F40300001 |  | SNR0
SNR-H01MKA20AU115 | Coupling Bolts Gen. Shaft & Rotor No.15 |  | OPERATING | OPERATING | E071 | SNR0-2M0 | F40300001 |  | SNR0
SNR-H01MKA20AU116 | Coupling Bolts Gen. Shaft & Rotor No.16 |  | OPERATING | OPERATING | E071 | SNR0-2M0 | F40300001 |  | SNR0
SNR-H01MKA20AU117 | Coupling Bolts Gen. Shaft & Rotor No.17 |  | OPERATING | OPERATING | E071 | SNR0-2M0 | F40300001 |  | SNR0
SNR-H01MKA20AU118 | Coupling Bolts Gen. Shaft & Rotor No.18 |  | OPERATING | OPERATING | E071 | SNR0-2M0 | F40300001 |  | SNR0
SNR-H01MKA20AU201 | Coupling Eccentric Set for Rotor No.1 |  | OPERATING | OPERATING | E071 | SNR0-2M0 | F40300001 |  | SNR0
SNR-H01MKA20AU202 | Coupling Eccentric Set for Rotor No.2 |  | OPERATING | OPERATING | E071 | SNR0-2M0 | F40300001 |  | SNR0
SNR-H01MKA20AU203 | Coupling Eccentric Set for Rotor No.3 |  | OPERATING | OPERATING | E071 | SNR0-2M0 | F40300001 |  | SNR0
SNR-H01MKA20AU204 | Coupling Eccentric Set for Rotor No.4 |  | OPERATING | OPERATING | E071 | SNR0-2M0 | F40300001 |  | SNR0
SNR-H01MKA20AU205 | Coupling Eccentric Set for Rotor No.5 |  | OPERATING | OPERATING | E071 | SNR0-2M0 | F40300001 |  | SNR0
SNR-H01MKA20AU206 | Coupling Eccentric Set for Rotor No.6 |  | OPERATING | OPERATING | E071 | SNR0-2M0 | F40300001 |  | SNR0
SNR-H01MKA20AU207 | Coupling Eccentric Set for Rotor No.7 |  | OPERATING | OPERATING | E071 | SNR0-2M0 | F40300001 |  | SNR0
SNR-H01MKA20AU208 | Coupling Eccentric Set for Rotor No.8 |  | OPERATING | OPERATING | E071 | SNR0-2M0 | F40300001 |  | SNR0
SNR-H01MKA20AU209 | Coupling Eccentric Set for Rotor No.9 |  | OPERATING | OPERATING | E071 | SNR0-2M0 | F40300001 |  | SNR0
SNR-H01MKA20AU210 | Coupling Eccentric Set for Rotor No.10 |  | OPERATING | OPERATING | E071 | SNR0-2M0 | F40300001 |  | SNR0
SNR-H01MKA20AU211 | Coupling Eccentric Set for Rotor No.11 |  | OPERATING | OPERATING | E071 | SNR0-2M0 | F40300001 |  | SNR0
SNR-H01MKA20AU212 | Coupling Eccentric Set for Rotor No.12 |  | OPERATING | OPERATING | E071 | SNR0-2M0 | F40300001 |  | SNR0
SNR-H01MKA20HB001 | Gen. Rotor |  | OPERATING | OPERATING | E071 | SNR0-2E0 | F40300001 |  | SNR0
SNR-H01MKA20HB001-B01 | Sensor Phase Detection - Key Phaser TGB (SNR-H01BNY50CS001) |  | OPERATING | OPERATING | E071 | SNR0-2E0 | F40300001 |  | SNR0
SNR-H01MKA20HB001-S01 | Limit Switch Lifting of Rotor |  | OPERATING | OPERATING | E071 | SNR0-2E0 | F40300001 |  | SNR0
SNR-H01MKA20HB002 | Collector Shaft / Upper Shaft |  | OPERATING | OPERATING | E071 | SNR0-2M0 | F40300001 |  | SNR0
SNR-H01MKA20HB002MK01 | Coupling for Upper Shaft & Rotor N0.1 |  | OPERATING | OPERATING | E071 | SNR0-2M0 | F40300001 |  | SNR0
SNR-H01MKA20HB002MK010 | Coupling for Upper Shaft & Rotor N0.10 |  | OPERATING | OPERATING | E071 | SNR0-2M0 | F40300001 |  | SNR0
SNR-H01MKA20HB002MK011 | Coupling for Upper Shaft & Rotor N0.11 |  | OPERATING | OPERATING | E071 | SNR0-2M0 | F40300001 |  | SNR0
SNR-H01MKA20HB002MK012 | Coupling for Upper Shaft & Rotor N0.12 |  | OPERATING | OPERATING | E071 | SNR0-2M0 | F40300001 |  | SNR0
SNR-H01MKA20HB002MK013 | Coupling for Upper Shaft & Rotor N0.13 |  | OPERATING | OPERATING | E071 | SNR0-2M0 | F40300001 |  | SNR0
SNR-H01MKA20HB002MK014 | Coupling for Upper Shaft & Rotor N0.14 |  | OPERATING | OPERATING | E071 | SNR0-2M0 | F40300001 |  | SNR0
SNR-H01MKA20HB002MK015 | Coupling for Upper Shaft & Rotor N0.15 |  | OPERATING | OPERATING | E071 | SNR0-2M0 | F40300001 |  | SNR0
SNR-H01MKA20HB002MK016 | Coupling for Upper Shaft & Rotor N0.16 |  | OPERATING | OPERATING | E071 | SNR0-2M0 | F40300001 |  | SNR0
SNR-H01MKA20HB002MK02 | Coupling for Upper Shaft & Rotor N0.2 |  | OPERATING | OPERATING | E071 | SNR0-2M0 | F40300001 |  | SNR0
SNR-H01MKA20HB002MK03 | Coupling for Upper Shaft & Rotor N0.3 |  | OPERATING | OPERATING | E071 | SNR0-2M0 | F40300001 |  | SNR0
SNR-H01MKA20HB002MK04 | Coupling for Upper Shaft & Rotor N0.4 |  | OPERATING | OPERATING | E071 | SNR0-2M0 | F40300001 |  | SNR0
SNR-H01MKA20HB002MK05 | Coupling for Upper Shaft & Rotor N0.5 |  | OPERATING | OPERATING | E071 | SNR0-2M0 | F40300001 |  | SNR0
SNR-H01MKA20HB002MK06 | Coupling for Upper Shaft & Rotor N0.6 |  | OPERATING | OPERATING | E071 | SNR0-2M0 | F40300001 |  | SNR0
SNR-H01MKA20HB002MK07 | Coupling for Upper Shaft & Rotor N0.7 |  | OPERATING | OPERATING | E071 | SNR0-2M0 | F40300001 |  | SNR0
SNR-H01MKA20HB002MK08 | Coupling for Upper Shaft & Rotor N0.8 |  | OPERATING | OPERATING | E071 | SNR0-2M0 | F40300001 |  | SNR0
SNR-H01MKA20HB002MK09 | Coupling for Upper Shaft & Rotor N0.9 |  | OPERATING | OPERATING | E071 | SNR0-2M0 | F40300001 |  | SNR0
SNR-H01MKA20HB101 | Pole Rotor No.1 |  | OPERATING | OPERATING | E071 | SNR0-2E0 | F40300001 |  | SNR0
SNR-H01MKA20HB101-G01 | Pole Connection No.1 |  | OPERATING | OPERATING | E071 | SNR0-2E0 | F40300001 |  | SNR0
SNR-H01MKA20HB101-G02 | Damper Connection & Support No.1 |  | OPERATING | OPERATING | E071 | SNR0-2E0 | F40300001 |  | SNR0
SNR-H01MKA20HB101-G03 | Pole Fixing No.1 |  | OPERATING | OPERATING | E071 | SNR0-2E0 | F40300001 |  | SNR0
SNR-H01MKA20HB101-G04 | Rotor Lead No.1 |  | OPERATING | OPERATING | E071 | SNR0-2E0 | F40300001 |  | SNR0
SNR-H01MKA20HB102 | Pole Rotor No.2 |  | OPERATING | OPERATING | E071 | SNR0-2E0 | F40300001 |  | SNR0
SNR-H01MKA20HB102-G01 | Pole Connection No.2 |  | OPERATING | OPERATING | E071 | SNR0-2E0 | F40300001 |  | SNR0
SNR-H01MKA20HB102-G02 | Damper Connection & Support No.2 |  | OPERATING | OPERATING | E071 | SNR0-2E0 | F40300001 |  | SNR0
SNR-H01MKA20HB102-G03 | Pole Fixing No.2 |  | OPERATING | OPERATING | E071 | SNR0-2E0 | F40300001 |  | SNR0
SNR-H01MKA20HB102-G04 | Rotor Lead No.2 |  | OPERATING | OPERATING | E071 | SNR0-2E0 | F40300001 |  | SNR0
SNR-H01MKA20HB103 | Pole Rotor No.3 |  | OPERATING | OPERATING | E071 | SNR0-2E0 | F40300001 |  | SNR0
SNR-H01MKA20HB103-G01 | Pole Connection No.3 |  | OPERATING | OPERATING | E071 | SNR0-2E0 | F40300001 |  | SNR0
SNR-H01MKA20HB103-G02 | Damper Connection & Support No.3 |  | OPERATING | OPERATING | E071 | SNR0-2E0 | F40300001 |  | SNR0
SNR-H01MKA20HB103-G03 | Pole Fixing No.3 |  | OPERATING | OPERATING | E071 | SNR0-2E0 | F40300001 |  | SNR0
SNR-H01MKA20HB103-G04 | Rotor Lead No.3 |  | OPERATING | OPERATING | E071 | SNR0-2E0 | F40300001 |  | SNR0
SNR-H01MKA20HB104 | Pole Rotor No.4 |  | OPERATING | OPERATING | E071 | SNR0-2E0 | F40300001 |  | SNR0
SNR-H01MKA20HB104-G01 | Pole Connection No.4 |  | OPERATING | OPERATING | E071 | SNR0-2E0 | F40300001 |  | SNR0
SNR-H01MKA20HB104-G02 | Damper Connection & Support No.4 |  | OPERATING | OPERATING | E071 | SNR0-2E0 | F40300001 |  | SNR0
SNR-H01MKA20HB104-G03 | Pole Fixing No.4 |  | OPERATING | OPERATING | E071 | SNR0-2E0 | F40300001 |  | SNR0
SNR-H01MKA20HB104-G04 | Rotor Lead No.4 |  | OPERATING | OPERATING | E071 | SNR0-2E0 | F40300001 |  | SNR0
SNR-H01MKA20HB105 | Pole Rotor No.5 |  | OPERATING | OPERATING | E071 | SNR0-2E0 | F40300001 |  | SNR0
SNR-H01MKA20HB105-G01 | Pole Connection No.5 |  | OPERATING | OPERATING | E071 | SNR0-2E0 | F40300001 |  | SNR0
SNR-H01MKA20HB105-G02 | Damper Connection & Support No.5 |  | OPERATING | OPERATING | E071 | SNR0-2E0 | F40300001 |  | SNR0
SNR-H01MKA20HB105-G03 | Pole Fixing No.5 |  | OPERATING | OPERATING | E071 | SNR0-2E0 | F40300001 |  | SNR0
SNR-H01MKA20HB105-G04 | Rotor Lead No.5 |  | OPERATING | OPERATING | E071 | SNR0-2E0 | F40300001 |  | SNR0
SNR-H01MKA20HB106 | Pole Rotor No.6 |  | OPERATING | OPERATING | E071 | SNR0-2E0 | F40300001 |  | SNR0
SNR-H01MKA20HB106-G01 | Pole Connection No.6 |  | OPERATING | OPERATING | E071 | SNR0-2E0 | F40300001 |  | SNR0
SNR-H01MKA20HB106-G02 | Damper Connection & Support No.6 |  | OPERATING | OPERATING | E071 | SNR0-2E0 | F40300001 |  | SNR0
SNR-H01MKA20HB106-G03 | Pole Fixing No.6 |  | OPERATING | OPERATING | E071 | SNR0-2E0 | F40300001 |  | SNR0
SNR-H01MKA20HB106-G04 | Rotor Lead No.6 |  | OPERATING | OPERATING | E071 | SNR0-2E0 | F40300001 |  | SNR0
SNR-H01MKA20HB107 | Pole Rotor No.7 |  | OPERATING | OPERATING | E071 | SNR0-2E0 | F40300001 |  | SNR0
SNR-H01MKA20HB107-G01 | Pole Connection No.7 |  | OPERATING | OPERATING | E071 | SNR0-2E0 | F40300001 |  | SNR0
SNR-H01MKA20HB107-G02 | Damper Connection & Support No.7 |  | OPERATING | OPERATING | E071 | SNR0-2E0 | F40300001 |  | SNR0
SNR-H01MKA20HB107-G03 | Pole Fixing No.7 |  | OPERATING | OPERATING | E071 | SNR0-2E0 | F40300001 |  | SNR0
SNR-H01MKA20HB107-G04 | Rotor Lead No.7 |  | OPERATING | OPERATING | E071 | SNR0-2E0 | F40300001 |  | SNR0
SNR-H01MKA20HB108 | Pole Rotor No.8 |  | OPERATING | OPERATING | E071 | SNR0-2E0 | F40300001 |  | SNR0
SNR-H01MKA20HB108-G01 | Pole Connection No.8 |  | OPERATING | OPERATING | E071 | SNR0-2E0 | F40300001 |  | SNR0
SNR-H01MKA20HB108-G02 | Damper Connection & Support No.8 |  | OPERATING | OPERATING | E071 | SNR0-2E0 | F40300001 |  | SNR0
SNR-H01MKA20HB108-G03 | Pole Fixing No.8 |  | OPERATING | OPERATING | E071 | SNR0-2E0 | F40300001 |  | SNR0
SNR-H01MKA20HB108-G04 | Rotor Lead No.8 |  | OPERATING | OPERATING | E071 | SNR0-2E0 | F40300001 |  | SNR0
SNR-H01MKA20HB109 | Pole Rotor No.9 |  | OPERATING | OPERATING | E071 | SNR0-2E0 | F40300001 |  | SNR0
SNR-H01MKA20HB109-G01 | Pole Connection No.9 |  | OPERATING | OPERATING | E071 | SNR0-2E0 | F40300001 |  | SNR0
SNR-H01MKA20HB109-G02 | Damper Connection & Support No.9 |  | OPERATING | OPERATING | E071 | SNR0-2E0 | F40300001 |  | SNR0
SNR-H01MKA20HB109-G03 | Pole Fixing No.9 |  | OPERATING | OPERATING | E071 | SNR0-2E0 | F40300001 |  | SNR0
SNR-H01MKA20HB109-G04 | Rotor Lead No.9 |  | OPERATING | OPERATING | E071 | SNR0-2E0 | F40300001 |  | SNR0
SNR-H01MKA20HB110 | Pole Rotor No.10 |  | OPERATING | OPERATING | E071 | SNR0-2E0 | F40300001 |  | SNR0
SNR-H01MKA20HB110-G01 | Pole Connection No.10 |  | OPERATING | OPERATING | E071 | SNR0-2E0 | F40300001 |  | SNR0
SNR-H01MKA20HB110-G02 | Damper Connection & Support No.10 |  | OPERATING | OPERATING | E071 | SNR0-2E0 | F40300001 |  | SNR0
SNR-H01MKA20HB110-G03 | Pole Fixing No.10 |  | OPERATING | OPERATING | E071 | SNR0-2E0 | F40300001 |  | SNR0
SNR-H01MKA20HB110-G04 | Rotor Lead No.10 |  | OPERATING | OPERATING | E071 | SNR0-2E0 | F40300001 |  | SNR0
SNR-H01MKA20HB111 | Pole Rotor No.11 |  | OPERATING | OPERATING | E071 | SNR0-2E0 | F40300001 |  | SNR0
SNR-H01MKA20HB111-G01 | Pole Connection No.11 |  | OPERATING | OPERATING | E071 | SNR0-2E0 | F40300001 |  | SNR0
SNR-H01MKA20HB111-G02 | Damper Connection & Support No.11 |  | OPERATING | OPERATING | E071 | SNR0-2E0 | F40300001 |  | SNR0
SNR-H01MKA20HB111-G03 | Pole Fixing No.11 |  | OPERATING | OPERATING | E071 | SNR0-2E0 | F40300001 |  | SNR0
SNR-H01MKA20HB111-G04 | Rotor Lead No.11 |  | OPERATING | OPERATING | E071 | SNR0-2E0 | F40300001 |  | SNR0
SNR-H01MKA20HB112 | Pole Rotor No.12 |  | OPERATING | OPERATING | E071 | SNR0-2E0 | F40300001 |  | SNR0
SNR-H01MKA20HB112-G01 | Pole Connection No.12 |  | OPERATING | OPERATING | E071 | SNR0-2E0 | F40300001 |  | SNR0
SNR-H01MKA20HB112-G02 | Damper Connection & Support No.12 |  | OPERATING | OPERATING | E071 | SNR0-2E0 | F40300001 |  | SNR0
SNR-H01MKA20HB112-G03 | Pole Fixing No.12 |  | OPERATING | OPERATING | E071 | SNR0-2E0 | F40300001 |  | SNR0
SNR-H01MKA20HB112-G04 | Rotor Lead No.12 |  | OPERATING | OPERATING | E071 | SNR0-2E0 | F40300001 |  | SNR0
SNR-H01MKA20HB113 | Pole Rotor No.13 |  | OPERATING | OPERATING | E071 | SNR0-2E0 | F40300001 |  | SNR0
SNR-H01MKA20HB113-G01 | Pole Connection No.13 |  | OPERATING | OPERATING | E071 | SNR0-2E0 | F40300001 |  | SNR0
SNR-H01MKA20HB113-G02 | Damper Connection & Support No.13 |  | OPERATING | OPERATING | E071 | SNR0-2E0 | F40300001 |  | SNR0
SNR-H01MKA20HB113-G03 | Pole Fixing No.13 |  | OPERATING | OPERATING | E071 | SNR0-2E0 | F40300001 |  | SNR0
SNR-H01MKA20HB113-G04 | Rotor Lead No.13 |  | OPERATING | OPERATING | E071 | SNR0-2E0 | F40300001 |  | SNR0
SNR-H01MKA20HB114 | Pole Rotor No.14 |  | OPERATING | OPERATING | E071 | SNR0-2E0 | F40300001 |  | SNR0
SNR-H01MKA20HB114-G01 | Pole Connection No.14 |  | OPERATING | OPERATING | E071 | SNR0-2E0 | F40300001 |  | SNR0
SNR-H01MKA20HB114-G02 | Damper Connection & Support No.14 |  | OPERATING | OPERATING | E071 | SNR0-2E0 | F40300001 |  | SNR0
SNR-H01MKA20HB114-G03 | Pole Fixing No.14 |  | OPERATING | OPERATING | E071 | SNR0-2E0 | F40300001 |  | SNR0
SNR-H01MKA20HB114-G04 | Rotor Lead No.14 |  | OPERATING | OPERATING | E071 | SNR0-2E0 | F40300001 |  | SNR0
SNR-H01MKA20HB115 | Pole Rotor No.15 |  | OPERATING | OPERATING | E071 | SNR0-2E0 | F40300001 |  | SNR0
SNR-H01MKA20HB115-G01 | Pole Connection No.15 |  | OPERATING | OPERATING | E071 | SNR0-2E0 | F40300001 |  | SNR0
SNR-H01MKA20HB115-G02 | Damper Connection & Support No.15 |  | OPERATING | OPERATING | E071 | SNR0-2E0 | F40300001 |  | SNR0
SNR-H01MKA20HB115-G03 | Pole Fixing No.15 |  | OPERATING | OPERATING | E071 | SNR0-2E0 | F40300001 |  | SNR0
SNR-H01MKA20HB115-G04 | Rotor Lead No.15 |  | OPERATING | OPERATING | E071 | SNR0-2E0 | F40300001 |  | SNR0
SNR-H01MKA20HB116 | Pole Rotor No.16 |  | OPERATING | OPERATING | E071 | SNR0-2E0 | F40300001 |  | SNR0
SNR-H01MKA20HB116-G01 | Pole Connection No.16 |  | OPERATING | OPERATING | E071 | SNR0-2E0 | F40300001 |  | SNR0
SNR-H01MKA20HB116-G02 | Damper Connection & Support No.16 |  | OPERATING | OPERATING | E071 | SNR0-2E0 | F40300001 |  | SNR0
SNR-H01MKA20HB116-G03 | Pole Fixing No.16 |  | OPERATING | OPERATING | E071 | SNR0-2E0 | F40300001 |  | SNR0
SNR-H01MKA20HB116-G04 | Rotor Lead No.16 |  | OPERATING | OPERATING | E071 | SNR0-2E0 | F40300001 |  | SNR0
SNR-H01MKA20HB117 | Pole Rotor No.17 |  | OPERATING | OPERATING | E071 | SNR0-2E0 | F40300001 |  | SNR0
SNR-H01MKA20HB117-G01 | Pole Connection No.17 |  | OPERATING | OPERATING | E071 | SNR0-2E0 | F40300001 |  | SNR0
SNR-H01MKA20HB117-G02 | Damper Connection & Support No.17 |  | OPERATING | OPERATING | E071 | SNR0-2E0 | F40300001 |  | SNR0
SNR-H01MKA20HB117-G03 | Pole Fixing No.17 |  | OPERATING | OPERATING | E071 | SNR0-2E0 | F40300001 |  | SNR0
SNR-H01MKA20HB117-G04 | Rotor Lead No.17 |  | OPERATING | OPERATING | E071 | SNR0-2E0 | F40300001 |  | SNR0
SNR-H01MKA20HB118 | Pole Rotor No.18 |  | OPERATING | OPERATING | E071 | SNR0-2E0 | F40300001 |  | SNR0
SNR-H01MKA20HB118-G01 | Pole Connection No.18 |  | OPERATING | OPERATING | E071 | SNR0-2E0 | F40300001 |  | SNR0
SNR-H01MKA20HB118-G02 | Damper Connection & Support No.18 |  | OPERATING | OPERATING | E071 | SNR0-2E0 | F40300001 |  | SNR0
SNR-H01MKA20HB118-G03 | Pole Fixing No.18 |  | OPERATING | OPERATING | E071 | SNR0-2E0 | F40300001 |  | SNR0
SNR-H01MKA20HB118-G04 | Rotor Lead No.18 |  | OPERATING | OPERATING | E071 | SNR0-2E0 | F40300001 |  | SNR0
SNR-H01MKA20HB119 | Pole Rotor No.19 |  | OPERATING | OPERATING | E071 | SNR0-2E0 | F40300001 |  | SNR0
SNR-H01MKA20HB119-G01 | Pole Connection No.19 |  | OPERATING | OPERATING | E071 | SNR0-2E0 | F40300001 |  | SNR0
SNR-H01MKA20HB119-G02 | Damper Connection & Support No.19 |  | OPERATING | OPERATING | E071 | SNR0-2E0 | F40300001 |  | SNR0
SNR-H01MKA20HB119-G03 | Pole Fixing No.19 |  | OPERATING | OPERATING | E071 | SNR0-2E0 | F40300001 |  | SNR0
SNR-H01MKA20HB119-G04 | Rotor Lead No.19 |  | OPERATING | OPERATING | E071 | SNR0-2E0 | F40300001 |  | SNR0
SNR-H01MKA20HB120 | Pole Rotor No.20 |  | OPERATING | OPERATING | E071 | SNR0-2E0 | F40300001 |  | SNR0
SNR-H01MKA20HB120-G01 | Pole Connection No.20 |  | OPERATING | OPERATING | E071 | SNR0-2E0 | F40300001 |  | SNR0
SNR-H01MKA20HB120-G02 | Damper Connection & Support No.20 |  | OPERATING | OPERATING | E071 | SNR0-2E0 | F40300001 |  | SNR0
SNR-H01MKA20HB120-G03 | Pole Fixing No.20 |  | OPERATING | OPERATING | E071 | SNR0-2E0 | F40300001 |  | SNR0
SNR-H01MKA20HB120-G04 | Rotor Lead No.20 |  | OPERATING | OPERATING | E071 | SNR0-2E0 | F40300001 |  | SNR0
SNR-H01MKA20HB121 | Pole Rotor No.21 |  | OPERATING | OPERATING | E071 | SNR0-2E0 | F40300001 |  | SNR0
SNR-H01MKA20HB121-G01 | Pole Connection No.21 |  | OPERATING | OPERATING | E071 | SNR0-2E0 | F40300001 |  | SNR0
SNR-H01MKA20HB121-G02 | Damper Connection & Support No.21 |  | OPERATING | OPERATING | E071 | SNR0-2E0 | F40300001 |  | SNR0
SNR-H01MKA20HB121-G03 | Pole Fixing No.21 |  | OPERATING | OPERATING | E071 | SNR0-2E0 | F40300001 |  | SNR0
SNR-H01MKA20HB121-G04 | Rotor Lead No.21 |  | OPERATING | OPERATING | E071 | SNR0-2E0 | F40300001 |  | SNR0
SNR-H01MKA20HB122 | Pole Rotor No.22 |  | OPERATING | OPERATING | E071 | SNR0-2E0 | F40300001 |  | SNR0
SNR-H01MKA20HB122-G01 | Pole Connection No.22 |  | OPERATING | OPERATING | E071 | SNR0-2E0 | F40300001 |  | SNR0
SNR-H01MKA20HB122-G02 | Damper Connection & Support No.22 |  | OPERATING | OPERATING | E071 | SNR0-2E0 | F40300001 |  | SNR0
SNR-H01MKA20HB122-G03 | Pole Fixing No.22 |  | OPERATING | OPERATING | E071 | SNR0-2E0 | F40300001 |  | SNR0
SNR-H01MKA20HB122-G04 | Rotor Lead No.22 |  | OPERATING | OPERATING | E071 | SNR0-2E0 | F40300001 |  | SNR0
SNR-H01MKA20HB123 | Pole Rotor No.23 |  | OPERATING | OPERATING | E071 | SNR0-2E0 | F40300001 |  | SNR0
SNR-H01MKA20HB123-G01 | Pole Connection No.23 |  | OPERATING | OPERATING | E071 | SNR0-2E0 | F40300001 |  | SNR0
SNR-H01MKA20HB123-G02 | Damper Connection & Support No.23 |  | OPERATING | OPERATING | E071 | SNR0-2E0 | F40300001 |  | SNR0
SNR-H01MKA20HB123-G03 | Pole Fixing No.23 |  | OPERATING | OPERATING | E071 | SNR0-2E0 | F40300001 |  | SNR0
SNR-H01MKA20HB123-G04 | Rotor Lead No.23 |  | OPERATING | OPERATING | E071 | SNR0-2E0 | F40300001 |  | SNR0
SNR-H01MKA20HB124 | Pole Rotor No.24 |  | OPERATING | OPERATING | E071 | SNR0-2E0 | F40300001 |  | SNR0
SNR-H01MKA20HB124-G01 | Pole Connection No.24 |  | OPERATING | OPERATING | E071 | SNR0-2E0 | F40300001 |  | SNR0
SNR-H01MKA20HB124-G02 | Damper Connection & Support No.24 |  | OPERATING | OPERATING | E071 | SNR0-2E0 | F40300001 |  | SNR0
SNR-H01MKA20HB124-G03 | Pole Fixing No.24 |  | OPERATING | OPERATING | E071 | SNR0-2E0 | F40300001 |  | SNR0
SNR-H01MKA20HB124-G04 | Rotor Lead No.24 |  | OPERATING | OPERATING | E071 | SNR0-2E0 | F40300001 |  | SNR0
SNR-H01MKA20HB125 | Pole Rotor No.25 |  | OPERATING | OPERATING | E071 | SNR0-2E0 | F40300001 |  | SNR0
SNR-H01MKA20HB125-G01 | Pole Connection No.25 |  | OPERATING | OPERATING | E071 | SNR0-2E0 | F40300001 |  | SNR0
SNR-H01MKA20HB125-G02 | Damper Connection & Support No.25 |  | OPERATING | OPERATING | E071 | SNR0-2E0 | F40300001 |  | SNR0
SNR-H01MKA20HB125-G03 | Pole Fixing No.25 |  | OPERATING | OPERATING | E071 | SNR0-2E0 | F40300001 |  | SNR0
SNR-H01MKA20HB125-G04 | Rotor Lead No.25 |  | OPERATING | OPERATING | E071 | SNR0-2E0 | F40300001 |  | SNR0
SNR-H01MKA20HB126 | Pole Rotor No.26 |  | OPERATING | OPERATING | E071 | SNR0-2E0 | F40300001 |  | SNR0
SNR-H01MKA20HB126-G01 | Pole Connection No.26 |  | OPERATING | OPERATING | E071 | SNR0-2E0 | F40300001 |  | SNR0
SNR-H01MKA20HB126-G02 | Damper Connection & Support No.26 |  | OPERATING | OPERATING | E071 | SNR0-2E0 | F40300001 |  | SNR0
SNR-H01MKA20HB126-G03 | Pole Fixing No.26 |  | OPERATING | OPERATING | E071 | SNR0-2E0 | F40300001 |  | SNR0
SNR-H01MKA20HB126-G04 | Rotor Lead No.26 |  | OPERATING | OPERATING | E071 | SNR0-2E0 | F40300001 |  | SNR0
SNR-H01MKA20HB127 | Pole Rotor No.27 |  | OPERATING | OPERATING | E071 | SNR0-2E0 | F40300001 |  | SNR0
SNR-H01MKA20HB127-G01 | Pole Connection No.27 |  | OPERATING | OPERATING | E071 | SNR0-2E0 | F40300001 |  | SNR0
SNR-H01MKA20HB127-G02 | Damper Connection & Support No.27 |  | OPERATING | OPERATING | E071 | SNR0-2E0 | F40300001 |  | SNR0
SNR-H01MKA20HB127-G03 | Pole Fixing No.27 |  | OPERATING | OPERATING | E071 | SNR0-2E0 | F40300001 |  | SNR0
SNR-H01MKA20HB127-G04 | Rotor Lead No.27 |  | OPERATING | OPERATING | E071 | SNR0-2E0 | F40300001 |  | SNR0
SNR-H01MKA20HB128 | Pole Rotor No.28 |  | OPERATING | OPERATING | E071 | SNR0-2E0 | F40300001 |  | SNR0
SNR-H01MKA20HB128-G01 | Pole Connection No.28 |  | OPERATING | OPERATING | E071 | SNR0-2E0 | F40300001 |  | SNR0
SNR-H01MKA20HB128-G02 | Damper Connection & Support No.28 |  | OPERATING | OPERATING | E071 | SNR0-2E0 | F40300001 |  | SNR0
SNR-H01MKA20HB128-G03 | Pole Fixing No.28 |  | OPERATING | OPERATING | E071 | SNR0-2E0 | F40300001 |  | SNR0
SNR-H01MKA20HB128-G04 | Rotor Lead No.28 |  | OPERATING | OPERATING | E071 | SNR0-2E0 | F40300001 |  | SNR0
SNR-H01MKA20HB129 | Pole Rotor No.29 |  | OPERATING | OPERATING | E071 | SNR0-2E0 | F40300001 |  | SNR0
SNR-H01MKA20HB129-G01 | Pole Connection No.29 |  | OPERATING | OPERATING | E071 | SNR0-2E0 | F40300001 |  | SNR0
SNR-H01MKA20HB129-G02 | Damper Connection & Support No.29 |  | OPERATING | OPERATING | E071 | SNR0-2E0 | F40300001 |  | SNR0
SNR-H01MKA20HB129-G03 | Pole Fixing No.29 |  | OPERATING | OPERATING | E071 | SNR0-2E0 | F40300001 |  | SNR0
SNR-H01MKA20HB129-G04 | Rotor Lead No.29 |  | OPERATING | OPERATING | E071 | SNR0-2E0 | F40300001 |  | SNR0
SNR-H01MKA20HB130 | Pole Rotor No.30 |  | OPERATING | OPERATING | E071 | SNR0-2E0 | F40300001 |  | SNR0
SNR-H01MKA20HB130-G01 | Pole Connection No.30 |  | OPERATING | OPERATING | E071 | SNR0-2E0 | F40300001 |  | SNR0
SNR-H01MKA20HB130-G02 | Damper Connection & Support No.30 |  | OPERATING | OPERATING | E071 | SNR0-2E0 | F40300001 |  | SNR0
SNR-H01MKA20HB130-G03 | Pole Fixing No.30 |  | OPERATING | OPERATING | E071 | SNR0-2E0 | F40300001 |  | SNR0
SNR-H01MKA20HB130-G04 | Rotor Lead No.30 |  | OPERATING | OPERATING | E071 | SNR0-2E0 | F40300001 |  | SNR0
SNR-H01MKA20HB131 | Pole Rotor No.31 |  | OPERATING | OPERATING | E071 | SNR0-2E0 | F40300001 |  | SNR0
SNR-H01MKA20HB131-G01 | Pole Connection No.31 |  | OPERATING | OPERATING | E071 | SNR0-2E0 | F40300001 |  | SNR0
SNR-H01MKA20HB131-G02 | Damper Connection & Support No.31 |  | OPERATING | OPERATING | E071 | SNR0-2E0 | F40300001 |  | SNR0
SNR-H01MKA20HB131-G03 | Pole Fixing No.31 |  | OPERATING | OPERATING | E071 | SNR0-2E0 | F40300001 |  | SNR0
SNR-H01MKA20HB131-G04 | Rotor Lead No.31 |  | OPERATING | OPERATING | E071 | SNR0-2E0 | F40300001 |  | SNR0
SNR-H01MKA20HB132 | Pole Rotor No.32 |  | OPERATING | OPERATING | E071 | SNR0-2E0 | F40300001 |  | SNR0
SNR-H01MKA20HB132-G01 | Pole Connection No.32 |  | OPERATING | OPERATING | E071 | SNR0-2E0 | F40300001 |  | SNR0
SNR-H01MKA20HB132-G02 | Damper Connection & Support No.32 |  | OPERATING | OPERATING | E071 | SNR0-2E0 | F40300001 |  | SNR0
SNR-H01MKA20HB132-G03 | Pole Fixing No.32 |  | OPERATING | OPERATING | E071 | SNR0-2E0 | F40300001 |  | SNR0
SNR-H01MKA20HB132-G04 | Rotor Lead No.32 |  | OPERATING | OPERATING | E071 | SNR0-2E0 | F40300001 |  | SNR0
SNR-H01MKA20HB133 | Pole Rotor No.33 |  | OPERATING | OPERATING | E071 | SNR0-2E0 | F40300001 |  | SNR0
SNR-H01MKA20HB133-G01 | Pole Connection No.33 |  | OPERATING | OPERATING | E071 | SNR0-2E0 | F40300001 |  | SNR0
SNR-H01MKA20HB133-G02 | Damper Connection & Support No.33 |  | OPERATING | OPERATING | E071 | SNR0-2E0 | F40300001 |  | SNR0
SNR-H01MKA20HB133-G03 | Pole Fixing No.33 |  | OPERATING | OPERATING | E071 | SNR0-2E0 | F40300001 |  | SNR0
SNR-H01MKA20HB133-G04 | Rotor Lead No.33 |  | OPERATING | OPERATING | E071 | SNR0-2E0 | F40300001 |  | SNR0
SNR-H01MKA20HB134 | Pole Rotor No.34 |  | OPERATING | OPERATING | E071 | SNR0-2E0 | F40300001 |  | SNR0
SNR-H01MKA20HB134-G01 | Pole Connection No.34 |  | OPERATING | OPERATING | E071 | SNR0-2E0 | F40300001 |  | SNR0
SNR-H01MKA20HB134-G02 | Damper Connection & Support No.34 |  | OPERATING | OPERATING | E071 | SNR0-2E0 | F40300001 |  | SNR0
SNR-H01MKA20HB134-G03 | Pole Fixing No.34 |  | OPERATING | OPERATING | E071 | SNR0-2E0 | F40300001 |  | SNR0
SNR-H01MKA20HB134-G04 | Rotor Lead No.34 |  | OPERATING | OPERATING | E071 | SNR0-2E0 | F40300001 |  | SNR0
SNR-H01MKA20HB135 | Pole Rotor No.35 |  | OPERATING | OPERATING | E071 | SNR0-2E0 | F40300001 |  | SNR0
SNR-H01MKA20HB135-G01 | Pole Connection No.35 |  | OPERATING | OPERATING | E071 | SNR0-2E0 | F40300001 |  | SNR0
SNR-H01MKA20HB135-G02 | Damper Connection & Support No.35 |  | OPERATING | OPERATING | E071 | SNR0-2E0 | F40300001 |  | SNR0
SNR-H01MKA20HB135-G03 | Pole Fixing No.35 |  | OPERATING | OPERATING | E071 | SNR0-2E0 | F40300001 |  | SNR0
SNR-H01MKA20HB135-G04 | Rotor Lead No.35 |  | OPERATING | OPERATING | E071 | SNR0-2E0 | F40300001 |  | SNR0
SNR-H01MKA20HB136 | Pole Rotor No.36 |  | OPERATING | OPERATING | E071 | SNR0-2E0 | F40300001 |  | SNR0
SNR-H01MKA20HB136-G01 | Pole Connection No.36 |  | OPERATING | OPERATING | E071 | SNR0-2E0 | F40300001 |  | SNR0
SNR-H01MKA20HB136-G02 | Damper Connection & Support No.36 |  | OPERATING | OPERATING | E071 | SNR0-2E0 | F40300001 |  | SNR0
SNR-H01MKA20HB136-G03 | Pole Fixing No.36 |  | OPERATING | OPERATING | E071 | SNR0-2E0 | F40300001 |  | SNR0
SNR-H01MKA20HB136-G04 | Rotor Lead No.36 |  | OPERATING | OPERATING | E071 | SNR0-2E0 | F40300001 |  | SNR0
SNR-H01MKA21 | Air Gap Monitoring |  | OPERATING | OPERATING | E071 | SNR0-2E0 | F40300001 |  | SNR0
SNR-H01MKA21CG001 | Air Gap Sensor 1 (SNR-H01MKA50CG100) |  | OPERATING | OPERATING | E071 | SNR0-2E0 | F40300001 |  | SNR0
SNR-H01MKA21CG002 | Air Gap Sensor 2 (SNR-H01MKA50CG200) |  | OPERATING | OPERATING | E071 | SNR0-2E0 | F40300001 |  | SNR0
SNR-H01MKA21CG003 | Air Gap Sensor 3 (SNR-H01MKA50CG300) |  | OPERATING | OPERATING | E071 | SNR0-2E0 | F40300001 |  | SNR0
SNR-H01MKA21CG004 | Air Gap Sensor 4 (SNR-H01MKA50CG400) |  | OPERATING | OPERATING | E071 | SNR0-2E0 | F40300001 |  | SNR0
SNR-H01MKA21CG005 | Air Gap Sensor 5 (SNR-H01MKA50CG500) |  | OPERATING | OPERATING | E071 | SNR0-2E0 | F40300001 |  | SNR0
SNR-H01MKA21CG006 | Air Gap Sensor 6 (SNR-H01MKA50CG600) |  | OPERATING | OPERATING | E071 | SNR0-2E0 | F40300001 |  | SNR0
SNR-H01MKA21CG007 | Air Gap Sensor 7 (SNR-H01MKA50CG700) |  | OPERATING | OPERATING | E071 | SNR0-2E0 | F40300001 |  | SNR0
SNR-H01MKA21CG008 | Air Gap Sensor 8 (SNR-H01MKA50CG800) |  | OPERATING | OPERATING | E071 | SNR0-2E0 | F40300001 |  | SNR0
SNR-H01MKA30 | Support Structure & Foundaton |  | OPERATING | OPERATING | E071 | SNR0-2M0 | F40300001 |  | SNR0
SNR-H01MKA30AP001 | Jacking Oil Pump Set |  | OPERATING | OPERATING | E071 | SNR0-2M0 | F40300001 |  | SNR0
SNR-H01MKA30AP001-M01 | Motor |  | OPERATING | OPERATING | E071 | SNR0-2E0 | F40300001 |  | SNR0
SNR-H01MKA30AP001KP01 | Pump |  | OPERATING | OPERATING | E071 | SNR0-2M0 | F40300001 |  | SNR0
SNR-H01MKA30AP001MK01 | Coupling |  | OPERATING | OPERATING | E071 | SNR0-2M0 | F40300001 |  | SNR0
SNR-H01MKA30HA001 | Lower Bracket |  | OPERATING | OPERATING | E071 | SNR0-2M0 | F40300001 |  | SNR0
SNR-H01MKA30HA002 | Gen. Lower Air Buffle |  | OPERATING | OPERATING | E071 | SNR0-2M0 | F40300001 |  | SNR0
SNR-H01MKA30HA003 | Upper Bracket |  | OPERATING | OPERATING | E071 | SNR0-2M0 | F40300001 |  | SNR0
SNR-H01MKA30HA004 | Gen. Upper Air Buffle |  | OPERATING | OPERATING | E071 | SNR0-2M0 | F40300001 |  | SNR0
SNR-H01MKA30HA005 | Gen Floor Plate |  | OPERATING | OPERATING | E071 | SNR0-2M0 | F40300001 |  | SNR0
SNR-H01MKA40 | Stator |  | OPERATING | OPERATING | E071 | SNR0-2E0 | F40300001 |  | SNR0
SNR-H01MKA40CT001 | Temperature Stator Winding Center |  | OPERATING | OPERATING | E071 | SNR0-2E0 | F40300001 |  | SNR0
SNR-H01MKA40CT001-F01 | Stator Winding Center Temperature (U/2) (SNR-H01MKA20CT001) |  | OPERATING | OPERATING | E071 | SNR0-2E0 | F40300001 |  | SNR0
SNR-H01MKA40CT001-F02 | Stator Winding Center Temperature (W/18) (SNR-H01MKA20CT002) |  | OPERATING | OPERATING | E071 | SNR0-2E0 | F40300001 |  | SNR0
SNR-H01MKA40CT001-F03 | Stator Winding Center Temperature (V/34) (SNR-H01MKA20CT003) |  | OPERATING | OPERATING | E071 | SNR0-2E0 | F40300001 |  | SNR0
SNR-H01MKA40CT001-F04 | Stator Winding Center Temperature (U/74) (SNR-H01MKA20CT004) |  | OPERATING | OPERATING | E071 | SNR0-2E0 | F40300001 |  | SNR0
SNR-H01MKA40CT001-F05 | Stator Winding Center Temperature (W/90) (SNR-H01MKA20CT005) |  | OPERATING | OPERATING | E071 | SNR0-2E0 | F40300001 |  | SNR0
SNR-H01MKA40CT001-F06 | Stator Winding Center Temperature (V/106) (SNR-H01MKA20CT006) |  | OPERATING | OPERATING | E071 | SNR0-2E0 | F40300001 |  | SNR0
SNR-H01MKA40CT001-F07 | Stator Winding Center Temperature (U/146) (SNR-H01MKA20CT007) |  | OPERATING | OPERATING | E071 | SNR0-2E0 | F40300001 |  | SNR0
SNR-H01MKA40CT001-F08 | Stator Winding Center Temperature (W/162) (SNR-H01MKA20CT008) |  | OPERATING | OPERATING | E071 | SNR0-2E0 | F40300001 |  | SNR0
SNR-H01MKA40CT001-F09 | Stator Winding Center Temperature (V/178) (SNR-H01MKA20CT009) |  | OPERATING | OPERATING | E071 | SNR0-2E0 | F40300001 |  | SNR0
SNR-H01MKA40CT001-F10 | Stator Winding Center Temperature (U/218) (SNR-H01MKA20CT010) |  | OPERATING | OPERATING | E071 | SNR0-2E0 | F40300001 |  | SNR0
SNR-H01MKA40CT001-F11 | Stator Winding Center Temperature (W/234) (SNR-H01MKA20CT011) |  | OPERATING | OPERATING | E071 | SNR0-2E0 | F40300001 |  | SNR0
SNR-H01MKA40CT001-F12 | Stator Winding Center Temperature (V/250) (SNR-H01MKA20CT012) |  | OPERATING | OPERATING | E071 | SNR0-2E0 | F40300001 |  | SNR0
SNR-H01MKA40CT001-F13 | Stator Winding Center Temperature (U/290) (SNR-H01MKA20CT013) |  | OPERATING | OPERATING | E071 | SNR0-2E0 | F40300001 |  | SNR0
SNR-H01MKA40CT001-F14 | Stator Winding Center Temperature (W/306) (SNR-H01MKA20CT014) |  | OPERATING | OPERATING | E071 | SNR0-2E0 | F40300001 |  | SNR0
SNR-H01MKA40CT001-F15 | Stator Winding Center Temperature (V/322) (SNR-H01MKA20CT015) |  | OPERATING | OPERATING | E071 | SNR0-2E0 | F40300001 |  | SNR0
SNR-H01MKA40CT001-F16 | Stator Winding Center Temperature (U/362) (SNR-H01MKA20CT016) |  | OPERATING | OPERATING | E071 | SNR0-2E0 | F40300001 |  | SNR0
SNR-H01MKA40CT001-F17 | Stator Winding Center Temperature (W/378) (SNR-H01MKA20CT017) |  | OPERATING | OPERATING | E071 | SNR0-2E0 | F40300001 |  | SNR0
SNR-H01MKA40CT001-F18 | Stator Winding Center Temperature (V/394) (SNR-H01MKA20CT018) |  | OPERATING | OPERATING | E071 | SNR0-2E0 | F40300001 |  | SNR0
SNR-H01MKA40CT002 | Temperature Stator Winding NDE |  | OPERATING | OPERATING | E071 | SNR0-2E0 | F40300001 |  | SNR0
SNR-H01MKA40CT002-F01 | Temperature Stator Winding, NDE Side at U/398 (SNR-H01MKA25CT001) |  | OPERATING | OPERATING | E071 | SNR0-2E0 | F40300001 |  | SNR0
SNR-H01MKA40CT002-F02 | Temperature Stator Winding, NDE Side at W/78 (SNR-H01MKA25CT002) |  | OPERATING | OPERATING | E071 | SNR0-2E0 | F40300001 |  | SNR0
SNR-H01MKA40CT002-F03 | Temperature Stator Winding, NDE Side at V/238 (SNR-H01MKA25CT003) |  | OPERATING | OPERATING | E071 | SNR0-2E0 | F40300001 |  | SNR0
SNR-H01MKA40CT003 | Temperature Stator Winding DE |  | OPERATING | OPERATING | E071 | SNR0-2E0 | F40300001 |  | SNR0
SNR-H01MKA40CT003-F01 | Temperature Stator Winding, DE Side at U/397 (SNR-H01MKA25CT004) |  | OPERATING | OPERATING | E071 | SNR0-2E0 | F40300001 |  | SNR0
SNR-H01MKA40CT003-F02 | Temperature Stator Winding, DE Side at W/77 (SNR-H01MKA25CT005) |  | OPERATING | OPERATING | E071 | SNR0-2E0 | F40300001 |  | SNR0
SNR-H01MKA40CT003-F03 | Temperature Stator Winding, DE Side at V/237 (SNR-H01MKA25CT006) |  | OPERATING | OPERATING | E071 | SNR0-2E0 | F40300001 |  | SNR0
SNR-H01MKA40CT004 | Temperature Stator Core Center |  | OPERATING | OPERATING | E071 | SNR0-2E0 | F40300001 |  | SNR0
SNR-H01MKA40CT004-F01 | Stator Core Center Temperature 1 (SNR-H01MKA30CT001) |  | OPERATING | OPERATING | E071 | SNR0-2E0 | F40300001 |  | SNR0
SNR-H01MKA40CT004-F02 | Stator Core Center Temperature 2 (SNR-H01MKA30CT002) |  | OPERATING | OPERATING | E071 | SNR0-2E0 | F40300001 |  | SNR0
SNR-H01MKA40CT004-F03 | Stator Core Center Temperature 3 (SNR-H01MKA30CT003) |  | OPERATING | OPERATING | E071 | SNR0-2E0 | F40300001 |  | SNR0
SNR-H01MKA40CT004-F04 | Stator Core Center Temperature 4 (SNR-H01MKA30CT004) |  | OPERATING | OPERATING | E071 | SNR0-2E0 | F40300001 |  | SNR0
SNR-H01MKA40CT004-F05 | Stator Core Center Temperature 5 (SNR-H01MKA30CT005) |  | OPERATING | OPERATING | E071 | SNR0-2E0 | F40300001 |  | SNR0
SNR-H01MKA40CT004-F06 | Stator Core Center Temperature 6 (SNR-H01MKA30CT006) |  | OPERATING | OPERATING | E071 | SNR0-2E0 | F40300001 |  | SNR0
SNR-H01MKA40CT004-F07 | Stator Core Center Temperature 7 (SNR-H01MKA30CT007) |  | OPERATING | OPERATING | E071 | SNR0-2E0 | F40300001 |  | SNR0
SNR-H01MKA40CT004-F08 | Stator Core Center Temperature 8 (SNR-H01MKA30CT008) |  | OPERATING | OPERATING | E071 | SNR0-2E0 | F40300001 |  | SNR0
SNR-H01MKA40CT004-F09 | Stator Core Center Temperature 9 (SNR-H01MKA30CT009) |  | OPERATING | OPERATING | E071 | SNR0-2E0 | F40300001 |  | SNR0
SNR-H01MKA40CT005 | Temperature Stator Core NDE |  | OPERATING | OPERATING | E071 | SNR0-2E0 | F40300001 |  | SNR0
SNR-H01MKA40CT005-F01 | Temperature Stator Core, NDE (SNR-H01MKA35CT001) |  | OPERATING | OPERATING | E071 | SNR0-2E0 | F40300001 |  | SNR0
SNR-H01MKA40CT005-F02 | Temperature Stator Core, NDE (SNR-H01MKA35CT002) |  | OPERATING | OPERATING | E071 | SNR0-2E0 | F40300001 |  | SNR0
SNR-H01MKA40CT005-F03 | Temperature Stator Core, NDE (SNR-H01MKA35CT003) |  | OPERATING | OPERATING | E071 | SNR0-2E0 | F40300001 |  | SNR0
SNR-H01MKA40CT005-F04 | Temperature Stator Core, DE (SNR-H01MKA35CT004) |  | OPERATING | OPERATING | E071 | SNR0-2E0 | F40300001 |  | SNR0
SNR-H01MKA40CT005-F05 | Temperature Stator Core, DE (SNR-H01MKA35CT005) |  | OPERATING | OPERATING | E071 | SNR0-2E0 | F40300001 |  | SNR0
SNR-H01MKA40CT005-F06 | Temperature Stator Core, DE (SNR-H01MKA35CT006) |  | OPERATING | OPERATING | E071 | SNR0-2E0 | F40300001 |  | SNR0
SNR-H01MKA40CT006 | Temperature Stator Hot Air |  | OPERATING | OPERATING | E071 | SNR0-2E0 | F40300001 |  | SNR0
SNR-H01MKA40CT006-F01 | Temperature Stator Hot Air (SNR-H01MKA81CT013) |  | OPERATING | OPERATING | E071 | SNR0-2E0 | F40300001 |  | SNR0
SNR-H01MKA40CT006-F02 | Stator Hot Air Temperature 1 (SNR-H01MKA81CT001) |  | OPERATING | OPERATING | E071 | SNR0-2E0 | F40300001 |  | SNR0
SNR-H01MKA40CT006-F03 | Stator Hot Air Temperature 2 (SNR-H01MKA81CT002) |  | OPERATING | OPERATING | E071 | SNR0-2E0 | F40300001 |  | SNR0
SNR-H01MKA40CT006-F04 | Stator Hot Air Temperature 3 (SNR-H01MKA81CT003) |  | OPERATING | OPERATING | E071 | SNR0-2E0 | F40300001 |  | SNR0
SNR-H01MKA40CT006-F05 | Stator Hot Air Temperature 4 (SNR-H01MKA81CT004) |  | OPERATING | OPERATING | E071 | SNR0-2E0 | F40300001 |  | SNR0
SNR-H01MKA40CT006-F06 | Stator Hot Air Temperature 5 (SNR-H01MKA81CT005) |  | OPERATING | OPERATING | E071 | SNR0-2E0 | F40300001 |  | SNR0
SNR-H01MKA40CT006-F07 | Stator Hot Air Temperature 6 (SNR-H01MKA81CT006) |  | OPERATING | OPERATING | E071 | SNR0-2E0 | F40300001 |  | SNR0
SNR-H01MKA40CT006-F08 | Stator Hot Air Temperature 7 (SNR-H01MKA81CT007) |  | OPERATING | OPERATING | E071 | SNR0-2E0 | F40300001 |  | SNR0
SNR-H01MKA40CT006-F09 | Stator Hot Air Temperature 8 (SNR-H01MKA81CT008) |  | OPERATING | OPERATING | E071 | SNR0-2E0 | F40300001 |  | SNR0
SNR-H01MKA40CT006-F10 | Stator Hot Air Temperature 9 (SNR-H01MKA81CT009) |  | OPERATING | OPERATING | E071 | SNR0-2E0 | F40300001 |  | SNR0
SNR-H01MKA40CT006-F11 | Stator Hot Air Temperature 10 (SNR-H01MKA81CT010) |  | OPERATING | OPERATING | E071 | SNR0-2E0 | F40300001 |  | SNR0
SNR-H01MKA40CT006-F12 | Stator Hot Air Temperature 11 (SNR-H01MKA81CT011) |  | OPERATING | OPERATING | E071 | SNR0-2E0 | F40300001 |  | SNR0
SNR-H01MKA40CT006-F13 | Stator Hot Air Temperature 12 (SNR-H01MKA81CT012) |  | OPERATING | OPERATING | E071 | SNR0-2E0 | F40300001 |  | SNR0
SNR-H01MKA40CT007 | Temperature Stator Cold Air |  | OPERATING | OPERATING | E071 | SNR0-2E0 | F40300001 |  | SNR0
SNR-H01MKA40CT007-F01 | Temperature Stator Cold Air (SNR-H01MKA82CT013) |  | OPERATING | OPERATING | E071 | SNR0-2E0 | F40300001 |  | SNR0
SNR-H01MKA40CT007-F02 | Stator Cold Air Temperature 1 (SNR-H01MKA82CT001) |  | OPERATING | OPERATING | E071 | SNR0-2E0 | F40300001 |  | SNR0
SNR-H01MKA40CT007-F03 | Stator Cold Air Temperature 2 (SNR-H01MKA82CT002) |  | OPERATING | OPERATING | E071 | SNR0-2E0 | F40300001 |  | SNR0
SNR-H01MKA40CT007-F04 | Stator Cold Air Temperature 3 (SNR-H01MKA82CT003) |  | OPERATING | OPERATING | E071 | SNR0-2E0 | F40300001 |  | SNR0
SNR-H01MKA40CT007-F05 | Stator Cold Air Temperature 4 (SNR-H01MKA82CT004) |  | OPERATING | OPERATING | E071 | SNR0-2E0 | F40300001 |  | SNR0
SNR-H01MKA40CT007-F06 | Stator Cold Air Temperature 5 (SNR-H01MKA82CT005) |  | OPERATING | OPERATING | E071 | SNR0-2E0 | F40300001 |  | SNR0
SNR-H01MKA40CT007-F07 | Stator Cold Air Temperature 6 (SNR-H01MKA82CT006) |  | OPERATING | OPERATING | E071 | SNR0-2E0 | F40300001 |  | SNR0
SNR-H01MKA40CT007-F08 | Stator Cold Air Temperature 7 (SNR-H01MKA82CT007) |  | OPERATING | OPERATING | E071 | SNR0-2E0 | F40300001 |  | SNR0
SNR-H01MKA40CT007-F09 | Stator Cold Air Temperature 8 (SNR-H01MKA82CT008) |  | OPERATING | OPERATING | E071 | SNR0-2E0 | F40300001 |  | SNR0
SNR-H01MKA40CT007-F10 | Stator Cold Air Temperature 9 (SNR-H01MKA82CT009) |  | OPERATING | OPERATING | E071 | SNR0-2E0 | F40300001 |  | SNR0
SNR-H01MKA40CT007-F11 | Stator Cold Air Temperature 10 (SNR-H01MKA82CT010) |  | OPERATING | OPERATING | E071 | SNR0-2E0 | F40300001 |  | SNR0
SNR-H01MKA40CT007-F12 | Stator Cold Air Temperature 11 (SNR-H01MKA82CT011) |  | OPERATING | OPERATING | E071 | SNR0-2E0 | F40300001 |  | SNR0
SNR-H01MKA40CT007-F13 | Stator Cold Air Temperature 12 (SNR-H01MKA82CT012) |  | OPERATING | OPERATING | E071 | SNR0-2E0 | F40300001 |  | SNR0
SNR-H01MKA40HA001 | Gen. Stator |  | OPERATING | OPERATING | E071 | SNR0-2E0 | F40300001 |  | SNR0
SNR-H01MKA40HA002 | Stator Core |  | OPERATING | OPERATING | E071 | SNR0-2E0 | F40300001 |  | SNR0
SNR-H01MKA40HA003 | Stator Frame |  | OPERATING | OPERATING | E071 | SNR0-2M0 | F40300001 |  | SNR0
SNR-H01MKA40HA004 | Pressing Plate NDE |  | OPERATING | OPERATING | E071 | SNR0-2M0 | F40300001 |  | SNR0
SNR-H01MKA40HA005 | Pressing Plate DE |  | OPERATING | OPERATING | E071 | SNR0-2M0 | F40300001 |  | SNR0
SNR-H01MKA40HA006 | Dovetail Bar |  | OPERATING | OPERATING | E071 | SNR0-2M0 | F40300001 |  | SNR0
SNR-H01MKA40HA007 | Stator Pressing Bolt Insulated |  | OPERATING | OPERATING | E071 | SNR0-2M0 | F40300001 |  | SNR0
SNR-H01MKA40HA008 | Bracket for Dovetail Bar |  | OPERATING | OPERATING | E071 | SNR0-2M0 | F40300001 |  | SNR0
SNR-H01MKA40HA009 | Stator Bar |  | OPERATING | OPERATING | E071 | SNR0-2E0 | F40300001 |  | SNR0
SNR-H01MKA40HA010 | Stator Winding Connection |  | OPERATING | OPERATING | E071 | SNR0-2E0 | F40300001 |  | SNR0
SNR-H01MKA40HA011 | Stator Line and Neutral Terminal |  | OPERATING | OPERATING | E071 | SNR0-2E0 | F40300001 |  | SNR0
SNR-H01MKA41 | Air Cooler (SNR-H01MKA80) |  | OPERATING | OPERATING | E071 | SNR0-2M0 | F40300001 |  | SNR0
SNR-H01MKA41AC101 | Gen. Air Cooler No.01 (SNR-H01MKA80AC010) |  | OPERATING | OPERATING | E071 | SNR0-2M0 | F40300001 |  | SNR0
SNR-H01MKA41AC101-F01 | CW. Outlet From Stator Air Cooler Temp. 1 (SNR-H01MKA80CT001) |  | OPERATING | OPERATING | E071 | SNR0-2E0 | F40300001 |  | SNR0
SNR-H01MKA41AC101KA01 | Air Vent for Air Cooler No.1 (SNR-H01MKA80AA612) |  | OPERATING | OPERATING | E071 | SNR0-2M0 | F40300001 |  | SNR0
SNR-H01MKA41AC101KA02 | Drain Valve for Air Cooler No.1 (SNR-H01MKA80AA611) |  | OPERATING | OPERATING | E071 | SNR0-2M0 | F40300001 |  | SNR0
SNR-H01MKA41AC102 | Gen. Air Cooler No.02 (SNR-H01MKA80AC020) |  | OPERATING | OPERATING | E071 | SNR0-2M0 | F40300001 |  | SNR0
SNR-H01MKA41AC102-F01 | CW. Outlet From Stator Air Cooler Temp. 2 (SNR-H01MKA80CT002) |  | OPERATING | OPERATING | E071 | SNR0-2E0 | F40300001 |  | SNR0
SNR-H01MKA41AC102KA01 | Air Vent for Air Cooler No.2 (SNR-H01MKA80AA622) |  | OPERATING | OPERATING | E071 | SNR0-2M0 | F40300001 |  | SNR0
SNR-H01MKA41AC102KA02 | Drain Valve for Air Cooler No.2 (SNR-H01MKA80AA621) |  | OPERATING | OPERATING | E071 | SNR0-2M0 | F40300001 |  | SNR0
SNR-H01MKA41AC103 | Gen. Air Cooler No.03 (SNR-H01MKA80AC030) |  | OPERATING | OPERATING | E071 | SNR0-2M0 | F40300001 |  | SNR0
SNR-H01MKA41AC103-F01 | CW. Outlet From Stator Air Cooler Temp. 3 (SNR-H01MKA80CT003) |  | OPERATING | OPERATING | E071 | SNR0-2E0 | F40300001 |  | SNR0
SNR-H01MKA41AC103KA01 | Air Vent for Air Cooler No.3 (SNR-H01MKA80AA632) |  | OPERATING | OPERATING | E071 | SNR0-2M0 | F40300001 |  | SNR0
SNR-H01MKA41AC103KA02 | Drain Valve for Air Cooler No.3 (SNR-H01MKA80AA631) |  | OPERATING | OPERATING | E071 | SNR0-2M0 | F40300001 |  | SNR0
SNR-H01MKA41AC104 | Gen. Air Cooler No.04 (SNR-H01MKA80AC040) |  | OPERATING | OPERATING | E071 | SNR0-2M0 | F40300001 |  | SNR0
SNR-H01MKA41AC104-F01 | CW. Outlet From Stator Air Cooler Temp. 4 (SNR-H01MKA80CT004) |  | OPERATING | OPERATING | E071 | SNR0-2E0 | F40300001 |  | SNR0
SNR-H01MKA41AC104KA01 | Air Vent for Air Cooler No.4 (SNR-H01MKA80AA642) |  | OPERATING | OPERATING | E071 | SNR0-2M0 | F40300001 |  | SNR0
SNR-H01MKA41AC104KA02 | Drain Valve for Air Cooler No.4 (SNR-H01MKA80AA641) |  | OPERATING | OPERATING | E071 | SNR0-2M0 | F40300001 |  | SNR0
SNR-H01MKA41AC105 | Gen. Air Cooler No.05 (SNR-H01MKA80AC050) |  | OPERATING | OPERATING | E071 | SNR0-2M0 | F40300001 |  | SNR0
SNR-H01MKA41AC105-F01 | CW. Outlet From Stator Air Cooler Temp. 5 (SNR-H01MKA80CT005) |  | OPERATING | OPERATING | E071 | SNR0-2E0 | F40300001 |  | SNR0
SNR-H01MKA41AC105KA01 | Air Vent for Air Cooler No.5 (SNR-H01MKA80AA652) |  | OPERATING | OPERATING | E071 | SNR0-2M0 | F40300001 |  | SNR0
SNR-H01MKA41AC105KA02 | Drain Valve for Air Cooler No.5 (SNR-H01MKA80AA651) |  | OPERATING | OPERATING | E071 | SNR0-2M0 | F40300001 |  | SNR0
SNR-H01MKA41AC106 | Gen. Air Cooler No.06 (SNR-H01MKA80AC060) |  | OPERATING | OPERATING | E071 | SNR0-2M0 | F40300001 |  | SNR0
SNR-H01MKA41AC106-F01 | CW. Outlet From Stator Air Cooler Temp. 6 (SNR-H01MKA80CT006) |  | OPERATING | OPERATING | E071 | SNR0-2E0 | F40300001 |  | SNR0
SNR-H01MKA41AC106KA01 | Air Vent for Air Cooler No.6 (SNR-H01MKA80AA662) |  | OPERATING | OPERATING | E071 | SNR0-2M0 | F40300001 |  | SNR0
SNR-H01MKA41AC106KA02 | Drain Valve for Air Cooler No.6 (SNR-H01MKA80AA661) |  | OPERATING | OPERATING | E071 | SNR0-2M0 | F40300001 |  | SNR0
SNR-H01MKA41AC107 | Gen. Air Cooler No.07 (SNR-H01MKA80AC070) |  | OPERATING | OPERATING | E071 | SNR0-2M0 | F40300001 |  | SNR0
SNR-H01MKA41AC107-F01 | CW. Outlet From Stator Air Cooler Temp. 7 (SNR-H01MKA80CT007) |  | OPERATING | OPERATING | E071 | SNR0-2E0 | F40300001 |  | SNR0
SNR-H01MKA41AC107KA01 | Air Vent for Air Cooler No.7 (SNR-H01MKA80AA672) |  | OPERATING | OPERATING | E071 | SNR0-2M0 | F40300001 |  | SNR0
SNR-H01MKA41AC107KA02 | Drain Valve for Air Cooler No.7 (SNR-H01MKA80AA671) |  | OPERATING | OPERATING | E071 | SNR0-2M0 | F40300001 |  | SNR0
SNR-H01MKA41AC108 | Gen. Air Cooler No.08 (SNR-H01MKA80AC080) |  | OPERATING | OPERATING | E071 | SNR0-2M0 | F40300001 |  | SNR0
SNR-H01MKA41AC108-F01 | CW. Outlet From Stator Air Cooler Temp. 8 (SNR-H01MKA80CT008) |  | OPERATING | OPERATING | E071 | SNR0-2E0 | F40300001 |  | SNR0
SNR-H01MKA41AC108KA01 | Air Vent for Air Cooler No.8 (SNR-H01MKA80AA682) |  | OPERATING | OPERATING | E071 | SNR0-2M0 | F40300001 |  | SNR0
SNR-H01MKA41AC108KA02 | Drain Valve for Air Cooler No.8 (SNR-H01MKA80AA681) |  | OPERATING | OPERATING | E071 | SNR0-2M0 | F40300001 |  | SNR0
SNR-H01MKA41AC109 | Gen. Air Cooler No.09 (SNR-H01MKA80AC090) |  | OPERATING | OPERATING | E071 | SNR0-2M0 | F40300001 |  | SNR0
SNR-H01MKA41AC109-F01 | CW. Outlet From Stator Air Cooler Temp. 9 (SNR-H01MKA80CT009) |  | OPERATING | OPERATING | E071 | SNR0-2E0 | F40300001 |  | SNR0
SNR-H01MKA41AC109KA01 | Air Vent for Air Cooler No.9 (SNR-H01MKA80AA692) |  | OPERATING | OPERATING | E071 | SNR0-2M0 | F40300001 |  | SNR0
SNR-H01MKA41AC109KA02 | Drain Valve for Air Cooler No.9 (SNR-H01MKA80AA691) |  | OPERATING | OPERATING | E071 | SNR0-2M0 | F40300001 |  | SNR0
SNR-H01MKA41AC110 | Gen. Air Cooler No.10 (SNR-H01MKA80AC100) |  | OPERATING | OPERATING | E071 | SNR0-2M0 | F40300001 |  | SNR0
SNR-H01MKA41AC110-F01 | CW. Outlet From Stator Air Cooler Temp. 10 (SNR-H01MKA80CT010) |  | OPERATING | OPERATING | E071 | SNR0-2E0 | F40300001 |  | SNR0
SNR-H01MKA41AC110KA01 | Air Vent for Air Cooler No.10 (SNR-H01MKA80AA6102) |  | OPERATING | OPERATING | E071 | SNR0-2M0 | F40300001 |  | SNR0
SNR-H01MKA41AC110KA02 | Drain Valve for Air Cooler No.10 (SNR-H01MKA80AA6101) |  | OPERATING | OPERATING | E071 | SNR0-2M0 | F40300001 |  | SNR0
SNR-H01MKA41AC111 | Gen. Air Cooler No.11 (SNR-H01MKA80AC110) |  | OPERATING | OPERATING | E071 | SNR0-2M0 | F40300001 |  | SNR0
SNR-H01MKA41AC111-F01 | CW. Outlet From Stator Air Cooler Temp. 11 (SNR-H01MKA80CT011) |  | OPERATING | OPERATING | E071 | SNR0-2E0 | F40300001 |  | SNR0
SNR-H01MKA41AC111KA01 | Air Vent for Air Cooler No.11 (SNR-H01MKA80AA6112) |  | OPERATING | OPERATING | E071 | SNR0-2M0 | F40300001 |  | SNR0
SNR-H01MKA41AC111KA02 | Drain Valve for Air Cooler No.11 (SNR-H01MKA80AA6111) |  | OPERATING | OPERATING | E071 | SNR0-2M0 | F40300001 |  | SNR0
SNR-H01MKA41AC112 | Gen. Air Cooler No.12 (SNR-H01MKA80AC120) |  | OPERATING | OPERATING | E071 | SNR0-2M0 | F40300001 |  | SNR0
SNR-H01MKA41AC112-F01 | CW. Outlet From Stator Air Cooler Temp. 12 (SNR-H01MKA80CT012) |  | OPERATING | OPERATING | E071 | SNR0-2E0 | F40300001 |  | SNR0
SNR-H01MKA41AC112KA01 | Air Vent for Air Cooler No.12 (SNR-H01MKA80AA6122) |  | OPERATING | OPERATING | E071 | SNR0-2M0 | F40300001 |  | SNR0
SNR-H01MKA41AC112KA02 | Drain Valve for Air Cooler No.12 (SNR-H01MKA80AA6121) |  | OPERATING | OPERATING | E071 | SNR0-2M0 | F40300001 |  | SNR0
SNR-H01MKA42 | Space Heater |  | OPERATING | OPERATING | E071 | SNR0-2E0 | F40300001 |  | SNR0
SNR-H01MKA42AH001 | Heater for Air Inside Stator - Anti Condensation 1 (SNR-H01MKA20AH001) |  | OPERATING | OPERATING | E071 | SNR0-2E0 | F40300001 |  | SNR0
SNR-H01MKA42AH002 | Heater for Air Inside Stator - Anti Condensation 2 (SNR-H01MKA20AH002) |  | OPERATING | OPERATING | E071 | SNR0-2E0 | F40300001 |  | SNR0
SNR-H01MKA42AH003 | Heater for Air Inside Stator - Anti Condensation 3 (SNR-H01MKA20AH003) |  | OPERATING | OPERATING | E071 | SNR0-2E0 | F40300001 |  | SNR0
SNR-H01MKA42AH004 | Heater for Air Inside Stator - Anti Condensation 4 (SNR-H01MKA20AH004) |  | OPERATING | OPERATING | E071 | SNR0-2E0 | F40300001 |  | SNR0
SNR-H01MKA42AH005 | Heater for Air Inside Stator - Anti Condensation 5 (SNR-H01MKA20AH005) |  | OPERATING | OPERATING | E071 | SNR0-2E0 | F40300001 |  | SNR0
SNR-H01MKA42AH006 | Heater for Air Inside Stator - Anti Condensation 6 (SNR-H01MKA20AH006) |  | OPERATING | OPERATING | E071 | SNR0-2E0 | F40300001 |  | SNR0
SNR-H01MKA42AH007 | Heater for Air Inside Stator - Anti Condensation 7 (SNR-H01MKA20AH007) |  | OPERATING | OPERATING | E071 | SNR0-2E0 | F40300001 |  | SNR0
SNR-H01MKA42AH008 | Heater for Air Inside Stator - Anti Condensation 8 (SNR-H01MKA20AH008) |  | OPERATING | OPERATING | E071 | SNR0-2E0 | F40300001 |  | SNR0
SNR-H01MKA42AH009 | Heater for Air Inside Stator - Anti Condensation 9 (SNR-H01MKA20AH009) |  | OPERATING | OPERATING | E071 | SNR0-2E0 | F40300001 |  | SNR0
SNR-H01MKA42AH010 | Heater for Air Inside Stator - Anti Condensation 10 (SNR-H01MKA20AH010) |  | OPERATING | OPERATING | E071 | SNR0-2E0 | F40300001 |  | SNR0
SNR-H01MKA42AH011 | Heater for Air Inside Stator - Anti Condensation 11 (SNR-H01MKA20AH011) |  | OPERATING | OPERATING | E071 | SNR0-2E0 | F40300001 |  | SNR0
SNR-H01MKA42AH012 | Heater for Air Inside Stator - Anti Condensation 12 (SNR-H01MKA20AH012) |  | OPERATING | OPERATING | E071 | SNR0-2E0 | F40300001 |  | SNR0
SNR-H01MKA42DT001 | Thermostat Standstill Heater for Anti Condensation (SNR-H01MKA20DT001) |  | OPERATING | OPERATING | E071 | SNR0-2E0 | F40300001 |  | SNR0
SNR-H01MKA50 | Generator Friction Brake (SNR-H01MKA90) |  | OPERATING | OPERATING | E071 | SNR0-2M0 | F40300001 |  | SNR0
SNR-H01MKA50AA001 | Brake Plant Solenoid Valve - DC/AC Supply (SNR-H01MKA91GH001) |  | OPERATING | OPERATING | E071 | SNR0-2M0 | F40300001 |  | SNR0
SNR-H01MKA50AU101 | Brake Ring Segment No.1 |  | OPERATING | OPERATING | E071 | SNR0-2M0 | F40300001 |  | SNR0
SNR-H01MKA50AU102 | Brake Ring Segment No.2 |  | OPERATING | OPERATING | E071 | SNR0-2M0 | F40300001 |  | SNR0
SNR-H01MKA50AU103 | Brake Ring Segment No.3 |  | OPERATING | OPERATING | E071 | SNR0-2M0 | F40300001 |  | SNR0
SNR-H01MKA50AU104 | Brake Ring Segment No.4 |  | OPERATING | OPERATING | E071 | SNR0-2M0 | F40300001 |  | SNR0
SNR-H01MKA50AU105 | Brake Ring Segment No.5 |  | OPERATING | OPERATING | E071 | SNR0-2M0 | F40300001 |  | SNR0
SNR-H01MKA50AU106 | Brake Ring Segment No.6 |  | OPERATING | OPERATING | E071 | SNR0-2M0 | F40300001 |  | SNR0
SNR-H01MKA50AU107 | Brake Ring Segment No.7 |  | OPERATING | OPERATING | E071 | SNR0-2M0 | F40300001 |  | SNR0
SNR-H01MKA50AU108 | Brake Ring Segment No.8 |  | OPERATING | OPERATING | E071 | SNR0-2M0 | F40300001 |  | SNR0
SNR-H01MKA50AU109 | Brake Ring Segment No.9 |  | OPERATING | OPERATING | E071 | SNR0-2M0 | F40300001 |  | SNR0
SNR-H01MKA50AU110 | Brake Ring Segment No.10 |  | OPERATING | OPERATING | E071 | SNR0-2M0 | F40300001 |  | SNR0
SNR-H01MKA50AU111 | Brake Ring Segment No.11 |  | OPERATING | OPERATING | E071 | SNR0-2M0 | F40300001 |  | SNR0
SNR-H01MKA50AU112 | Brake Ring Segment No.12 |  | OPERATING | OPERATING | E071 | SNR0-2M0 | F40300001 |  | SNR0
SNR-H01MKA50AU113 | Brake Ring Segment No.13 |  | OPERATING | OPERATING | E071 | SNR0-2M0 | F40300001 |  | SNR0
SNR-H01MKA50AU114 | Brake Ring Segment No.14 |  | OPERATING | OPERATING | E071 | SNR0-2M0 | F40300001 |  | SNR0
SNR-H01MKA50AU115 | Brake Ring Segment No.15 |  | OPERATING | OPERATING | E071 | SNR0-2M0 | F40300001 |  | SNR0
SNR-H01MKA50AU116 | Brake Ring Segment No.16 |  | OPERATING | OPERATING | E071 | SNR0-2M0 | F40300001 |  | SNR0
SNR-H01MKA50AU201 | Friction Brake No.1 (SNR-H01MKA90AU010) |  | OPERATING | OPERATING | E071 | SNR0-2M0 | F40300001 |  | SNR0
SNR-H01MKA50AU201-S01 | Limit Switch of Brake No.1 (SNR-H01MKA90AU010-S01) |  | OPERATING | OPERATING | E071 | SNR0-2E0 | F40300001 |  | SNR0
SNR-H01MKA50AU202 | Friction Brake No.2 (SNR-H01MKA90AU020) |  | OPERATING | OPERATING | E071 | SNR0-2M0 | F40300001 |  | SNR0
SNR-H01MKA50AU202-S01 | Limit Switch of Brake No.2 (SNR-H01MKA90AU020-S01) |  | OPERATING | OPERATING | E071 | SNR0-2E0 | F40300001 |  | SNR0
SNR-H01MKA50AU203 | Friction Brake No.3 (SNR-H01MKA90AU030) |  | OPERATING | OPERATING | E071 | SNR0-2M0 | F40300001 |  | SNR0
SNR-H01MKA50AU203-S01 | Limit Switch of Brake No.3 (SNR-H01MKA90AU030-S01) |  | OPERATING | OPERATING | E071 | SNR0-2E0 | F40300001 |  | SNR0
SNR-H01MKA50AU204 | Friction Brake No.4 (SNR-H01MKA90AU040) |  | OPERATING | OPERATING | E071 | SNR0-2M0 | F40300001 |  | SNR0
SNR-H01MKA50AU204-S01 | Limit Switch of Brake No.4 (SNR-H01MKA90AU040-S01) |  | OPERATING | OPERATING | E071 | SNR0-2E0 | F40300001 |  | SNR0
SNR-H01MKA50AU205 | Friction Brake No.5 (SNR-H01MKA90AU050) |  | OPERATING | OPERATING | E071 | SNR0-2M0 | F40300001 |  | SNR0
SNR-H01MKA50AU205-S01 | Limit Switch of Brake No.5 (SNR-H01MKA90AU050-S01) |  | OPERATING | OPERATING | E071 | SNR0-2E0 | F40300001 |  | SNR0
SNR-H01MKA50AU206 | Friction Brake No.6 (SNR-H01MKA90AU060) |  | OPERATING | OPERATING | E071 | SNR0-2M0 | F40300001 |  | SNR0
SNR-H01MKA50AU206-S01 | Limit Switch of Brake No.6 (SNR-H01MKA90AU060-S01) |  | OPERATING | OPERATING | E071 | SNR0-2E0 | F40300001 |  | SNR0
SNR-H01MKA50AU207 | Friction Brake No.7 (SNR-H01MKA90AU070) |  | OPERATING | OPERATING | E071 | SNR0-2M0 | F40300001 |  | SNR0
SNR-H01MKA50AU207-S01 | Limit Switch of Brake No.7 (SNR-H01MKA90AU070-S01) |  | OPERATING | OPERATING | E071 | SNR0-2E0 | F40300001 |  | SNR0
SNR-H01MKA50AU208 | Friction Brake No.8 (SNR-H01MKA90AU080) |  | OPERATING | OPERATING | E071 | SNR0-2M0 | F40300001 |  | SNR0
SNR-H01MKA50AU208-S01 | Limit Switch of Brake No.8 (SNR-H01MKA90AU080-S01) |  | OPERATING | OPERATING | E071 | SNR0-2E0 | F40300001 |  | SNR0
SNR-H01MKA60 | PD Monitor |  | OPERATING | OPERATING | E071 | SNR0-2E0 | F40300001 |  | SNR0
SNR-H01MKA60AX001 | PD Monitor Terminal Box (SNR-H01MKA50GH007) |  | OPERATING | OPERATING | E071 | SNR0-2E0 | F40300001 |  | SNR0
SNR-H01MKA70 | Vibration Monitoring |  | OPERATING | OPERATING | E071 | SNR0-2E0 | F40300001 |  | SNR0
SNR-H01MKA70CY001 | Vibration Monitoring Panel DC/AC (SNR-H01MKA50GH001) |  | OPERATING | OPERATING | E071 | SNR0-2E0 | F40300001 |  | SNR0
SNR-H01MKA70CY001-B01 | Vibration sensor Shaft relative displacement (X) LCB (SNR-H01BYN60CY001) |  | OPERATING | OPERATING | E071 | SNR0-2E0 | F40300001 |  | SNR0
SNR-H01MKA70CY001-B02 | Vibration sensor Shaft relative displacement (Y) LCB (SNR-H01BYN60CY002) |  | OPERATING | OPERATING | E071 | SNR0-2E0 | F40300001 |  | SNR0
SNR-H01MKA70CY001-B03 | Vibration sensor Lower Bracket absolute axial displacement (Z) 1 LCB (SNR-H01BYN60CY003) |  | OPERATING | OPERATING | E071 | SNR0-2E0 | F40300001 |  | SNR0
SNR-H01MKA70CY001-B04 | Vibration sensor Lower Bracket absolute axial displacement (Z) 2 LCB (SNR-H01BYN60CY004) |  | OPERATING | OPERATING | E071 | SNR0-2E0 | F40300001 |  | SNR0
SNR-H01MKA70CY001-B05 | Vibration sensor Shaft relative displacement (X) TGB (SNR-H01BYN50CY001) |  | OPERATING | OPERATING | E071 | SNR0-2E0 | F40300001 |  | SNR0
SNR-H01MKA70CY001-B06 | Vibration sensor Shaft relative displacement (Y) TGB (SNR-H01BYN50CY002) |  | OPERATING | OPERATING | E071 | SNR0-2E0 | F40300001 |  | SNR0
SNR-H01MKA70CY001-B07 | Sensor Phase Detection-Key Phasor TGB (SNR-H01BYN50CS001) |  | OPERATING | OPERATING | E071 | SNR0-2E0 | F40300001 |  | SNR0
SNR-H01MKA80 | Brake Dust Exhaust System (SNR-H01MKA93) |  | OPERATING | OPERATING | E071 | SNR0-2M0 | F40300001 |  | SNR0
SNR-H01MKA80AU001 | Brake Dust Collection Plant |  | OPERATING | OPERATING | E071 | SNR0-2M0 | F40300001 |  | SNR0
SNR-H01MKA80AU001-A01 | Local Control Box (SNR-H01MKA93GH002) |  | OPERATING | OPERATING | E071 | SNR0-2E0 | F40300001 |  | SNR0
SNR-H01MKA80AU001-M01 | Motor for Centrifugal Suction Blower Brake Dust Collection Plant (SNR-H01MKA93AN001-M01) |  | OPERATING | OPERATING | E071 | SNR0-2E0 | F40300001 |  | SNR0
SNR-H01MKA80AU001-X01 | Motor Terminal Box (SNR-H01MKA93GH001) |  | OPERATING | OPERATING | E071 | SNR0-2E0 | F40300001 |  | SNR0
SNR-H01MKA80AU001KN01 | Centrifugal Blower (SNR-H01MKA93AN001) |  | OPERATING | OPERATING | E071 | SNR0-2M0 | F40300001 |  | SNR0
SNR-H01MKA80AU001KT01 | Dust Filter With Steel Casing (SNR-H01MKA93AT001) |  | OPERATING | OPERATING | E071 | SNR0-2M0 | F40300001 |  | SNR0
SNR-H01MKA80AU001QP01 | Brake Dust Collection Plant Dust Filter Clogged (SNR-H01MKA93CP001) |  | OPERATING | OPERATING | E071 | SNR0-2E0 | F40300001 |  | SNR0
SNR-H01MKA90 | Carbon Dust Collection Plant |  | OPERATING | OPERATING | E071 | SNR0-2M0 | F40300001 |  | SNR0
SNR-H01MKA90AT001 | Carbon Dust Collection Plant |  | OPERATING | OPERATING | E071 | SNR0-2E0 | F40300001 |  | SNR0
SNR-H01MKA90AT001-A01 | Local Control Box (SNR-H01MKA60GH002) |  | OPERATING | OPERATING | E071 | SNR0-2E0 | F40300001 |  | SNR0
SNR-H01MKA90AT001-M01 | Motor for Centrifugal Suction Blower - Carbon Dust Collection Plant (SNR-H01MKA60AN001-M01) |  | OPERATING | OPERATING | E071 | SNR0-2E0 | F40300001 |  | SNR0
SNR-H01MKA90AT001-X01 | Motor Terminal Box (SNR-H01MKA60GH001) |  | OPERATING | OPERATING | E071 | SNR0-2E0 | F40300001 |  | SNR0
SNR-H01MKA90AT001AN01 | Centrifugal Blower (SNR-H01MKA60AN001) |  | OPERATING | OPERATING | E071 | SNR0-2M0 | F40300001 |  | SNR0
SNR-H01MKA90AT001CP01 | Carbon Dust Exhaust Filter Clogged (SNR-H01MKA60CP001) |  | OPERATING | OPERATING | E071 | SNR0-2E0 | F40300001 |  | SNR0
SNR-H01MKA90AT001KT01 | Dust Filter With Steel Casing (SNR-H01MKA60AT001) |  | OPERATING | OPERATING | E071 | SNR0-2M0 | F40300001 |  | SNR0
SNR-H01MKC | Excitation System |  | OPERATING | OPERATING | E071 | SNR0-2E0 | F40300001 |  | SNR0
SNR-H01MKC10 | AVR Excitation Unit |  | OPERATING | OPERATING | E071 | SNR0-2E0 | F40300001 |  | SNR0
SNR-H01MKC10GH100 | Excitation (SNR-H01MKC10DE010+01MKC01) |  | OPERATING | OPERATING | E071 | SNR0-2E0 | F40300001 |  | SNR0
SNR-H01MKC10GH100-A01 | A101,102 Touch Panel TP-905 |  | OPERATING | OPERATING | E071 | SNR0-2E0 | F40300001 |  | SNR0
SNR-H01MKC10GH100-A02 | V81 Redundancy Module |  | OPERATING | OPERATING | E071 | SNR0-2E0 | F40300001 |  | SNR0
SNR-H01MKC10GH100-B01 | B01,02,03 Transducer (Prog) |  | OPERATING | OPERATING | E071 | SNR0-2E0 | F40300001 |  | SNR0
SNR-H01MKC10GH100-B02 | S02 Hygrostat |  | OPERATING | OPERATING | E071 | SNR0-2E0 | F40300001 |  | SNR0
SNR-H01MKC10GH100-D01 | A01,11 Housing HIPASE-CS-330 |  | OPERATING | OPERATING | E071 | SNR0-2E0 | F40300001 |  | SNR0
SNR-H01MKC10GH100-E01 | E10 Cubicle Light |  | OPERATING | OPERATING | E071 | SNR0-2E0 | F40300001 |  | SNR0
SNR-H01MKC10GH100-E02 | E20 Heater |  | OPERATING | OPERATING | E071 | SNR0-2E0 | F40300001 |  | SNR0
SNR-H01MKC10GH100-F01 | F08,09,191,192 Miniature Circuit Breaker 415VAC 3P |  | OPERATING | OPERATING | E071 | SNR0-2E0 | F40300001 |  | SNR0
SNR-H01MKC10GH100-F02 | F73,74,81,82,Q71,72 Miniature Circuit Breaker 500VDC |  | OPERATING | OPERATING | E071 | SNR0-2E0 | F40300001 |  | SNR0
SNR-H01MKC10GH100-F03 | F90,91,92,93 Miniature Circuit Breaker 415VAC 1P |  | OPERATING | OPERATING | E071 | SNR0-2E0 | F40300001 |  | SNR0
SNR-H01MKC10GH100-F04 | F95 Residual Current Breaker |  | OPERATING | OPERATING | E071 | SNR0-2E0 | F40300001 |  | SNR0
SNR-H01MKC10GH100-F05 | U91 Transformer Protection Relay TR-7570 |  | OPERATING | OPERATING | E071 | SNR0-2E0 | F40300001 |  | SNR0
SNR-H01MKC10GH100-G01 | A81,82 AC/DC-DC Converter 100-240VAC/24VDC |  | OPERATING | OPERATING | E071 | SNR0-2E0 | F40300001 |  | SNR0
SNR-H01MKC10GH100-G02 | A85,86 AC/DC-DC Converter 85-370VAC/12VDC |  | OPERATING | OPERATING | E071 | SNR0-2E0 | F40300001 |  | SNR0
SNR-H01MKC10GH100-K01 | K51,52,53,55,61,62,71,72,87,88,201 Auxiliary Contactor 24VDC |  | OPERATING | OPERATING | E071 | SNR0-2E0 | F40300001 |  | SNR0
SNR-H01MKC10GH100-K02 | K38,39 Terminal Relay |  | OPERATING | OPERATING | E071 | SNR0-2E0 | F40300001 |  | SNR0
SNR-H01MKC10GH100-K03 | K41,42,43,44,45,46 Contactor 24VDC With Diode |  | OPERATING | OPERATING | E071 | SNR0-2E0 | F40300001 |  | SNR0
SNR-H01MKC10GH100-K04 | K48,49,54,U92 Auxiliary Contactor 110VDC |  | OPERATING | OPERATING | E071 | SNR0-2E0 | F40300001 |  | SNR0
SNR-H01MKC10GH100-K05 | K96,97 Contactor 3P |  | OPERATING | OPERATING | E071 | SNR0-2E0 | F40300001 |  | SNR0
SNR-H01MKC10GH100-K06 | K141 Contactor 230VAC |  | OPERATING | OPERATING | E071 | SNR0-2E0 | F40300001 |  | SNR0
SNR-H01MKC10GH100-P01 | P11,13 Voltmeter |  | OPERATING | OPERATING | E071 | SNR0-2E0 | F40300001 |  | SNR0
SNR-H01MKC10GH100-P02 | P12,14 Amperemeter |  | OPERATING | OPERATING | E071 | SNR0-2E0 | F40300001 |  | SNR0
SNR-H01MKC10GH100-R01 | R61,62 Resistor 47kΩ |  | OPERATING | OPERATING | E071 | SNR0-2E0 | F40300001 |  | SNR0
SNR-H01MKC10GH100-S02 | A110 Ethernet Rail Switch |  | OPERATING | OPERATING | E071 | SNR0-2E0 | F40300001 |  | SNR0
SNR-H01MKC10GH100-S03 | S01 Emergency Push Button |  | OPERATING | OPERATING | E071 | SNR0-2E0 | F40300001 |  | SNR0
SNR-H01MKC10GH100-S04 | S03 Selector Switch |  | OPERATING | OPERATING | E071 | SNR0-2E0 | F40300001 |  | SNR0
SNR-H01MKC10GH100-S05 | S20 Door limit Switch |  | OPERATING | OPERATING | E071 | SNR0-2E0 | F40300001 |  | SNR0
SNR-H01MKC10GH100-T01 | T08,09 Transformer 655/20V |  | OPERATING | OPERATING | E071 | SNR0-2E0 | F40300001 |  | SNR0
SNR-H01MKC10GH100-V01 | V181,182 Componet Plug , Diode |  | OPERATING | OPERATING | E071 | SNR0-2E0 | F40300001 |  | SNR0
SNR-H01MKC10GH200 | Rectifier 1 (SNR-H01MKC10DE010+01MKC02) |  | OPERATING | OPERATING | E071 | SNR0-2E0 | F40300001 |  | SNR0
SNR-H01MKC10GH200-B01 | F111 Air Flow Meter INT511 |  | OPERATING | OPERATING | E071 | SNR0-2E0 | F40300001 |  | SNR0
SNR-H01MKC10GH200-B02 | T15,16,17 Current Transducer 1000A |  | OPERATING | OPERATING | E071 | SNR0-2E0 | F40300001 |  | SNR0
SNR-H01MKC10GH200-E01 | E11 Cubicle light |  | OPERATING | OPERATING | E071 | SNR0-2E0 | F40300001 |  | SNR0
SNR-H01MKC10GH200-E02 | E21 Heater |  | OPERATING | OPERATING | E071 | SNR0-2E0 | F40300001 |  | SNR0
SNR-H01MKC10GH200-F01 | U81 Temperature Supervision Relay |  | OPERATING | OPERATING | E071 | SNR0-2E0 | F40300001 |  | SNR0
SNR-H01MKC10GH200-Q01 | Q10 Circuit Breaker 1600A (41A) |  | OPERATING | OPERATING | E071 | SNR0-2E0 | F40300001 |  | SNR0
SNR-H01MKC10GH200-S01 | S21 Door Limit Switch |  | OPERATING | OPERATING | E071 | SNR0-2E0 | F40300001 |  | SNR0
SNR-H01MKC10GH200-T01 | A01 Pulse Transformer Unit |  | OPERATING | OPERATING | E071 | SNR0-2E0 | F40300001 |  | SNR0
SNR-H01MKC10GH200-V01 | G01 Thyristor Bridge |  | OPERATING | OPERATING | E071 | SNR0-2E0 | F40300001 |  | SNR0
SNR-H01MKC10GH200KN001 | M11,12 Fan |  | OPERATING | OPERATING | E071 | SNR0-2E0 | F40300001 |  | SNR0
SNR-H01MKC10GH300 | Rectifier 2 (SNR-H01MKC10DE010+01MKC03) |  | OPERATING | OPERATING | E071 | SNR0-2E0 | F40300001 |  | SNR0
SNR-H01MKC10GH300-B01 | F112 Air Flow Meter INT511 |  | OPERATING | OPERATING | E071 | SNR0-2E0 | F40300001 |  | SNR0
SNR-H01MKC10GH300-B02 | T25,26,27 Current Transducer 1000A |  | OPERATING | OPERATING | E071 | SNR0-2E0 | F40300001 |  | SNR0
SNR-H01MKC10GH300-E01 | E12 Cubicle Light |  | OPERATING | OPERATING | E071 | SNR0-2E0 | F40300001 |  | SNR0
SNR-H01MKC10GH300-E02 | E22 Heater |  | OPERATING | OPERATING | E071 | SNR0-2E0 | F40300001 |  | SNR0
SNR-H01MKC10GH300-F01 | U82 Temperature Supervision Relay |  | OPERATING | OPERATING | E071 | SNR0-2E0 | F40300001 |  | SNR0
SNR-H01MKC10GH300-Q01 | Q20 Circuit Breaker 1250A (41S) |  | OPERATING | OPERATING | E071 | SNR0-2E0 | F40300001 |  | SNR0
SNR-H01MKC10GH300-S01 | S22 Door Limit Switch |  | OPERATING | OPERATING | E071 | SNR0-2E0 | F40300001 |  | SNR0
SNR-H01MKC10GH300-T01 | A02 Pulse Transformer Unit |  | OPERATING | OPERATING | E071 | SNR0-2E0 | F40300001 |  | SNR0
SNR-H01MKC10GH300-V01 | G02 Thyristor Bridge |  | OPERATING | OPERATING | E071 | SNR0-2E0 | F40300001 |  | SNR0
SNR-H01MKC10GH300KN001 | M21,22 Fan |  | OPERATING | OPERATING | E071 | SNR0-2E0 | F40300001 |  | SNR0
SNR-H01MKC10GH400 | Field Flashing and AC Surge (SNR-H01MKC10DE010+01MKC04) |  | OPERATING | OPERATING | E071 | SNR0-2E0 | F40300001 |  | SNR0
SNR-H01MKC10GH400-E01 | E13 Cubicle Light |  | OPERATING | OPERATING | E071 | SNR0-2E0 | F40300001 |  | SNR0
SNR-H01MKC10GH400-E02 | E23 Heater |  | OPERATING | OPERATING | E071 | SNR0-2E0 | F40300001 |  | SNR0
SNR-H01MKC10GH400-F01 | F10,11,12,20,21,22 Miniature Circuit Breaker 415VAC 3P |  | OPERATING | OPERATING | E071 | SNR0-2E0 | F40300001 |  | SNR0
SNR-H01MKC10GH400-F02 | F50 AC Surge Protection |  | OPERATING | OPERATING | E071 | SNR0-2E0 | F40300001 |  | SNR0
SNR-H01MKC10GH400-F03 | F151 Miniature Circuit Breaker 415VAC 3P |  | OPERATING | OPERATING | E071 | SNR0-2E0 | F40300001 |  | SNR0
SNR-H01MKC10GH400-K01 | K01 Contactor 3P (31) |  | OPERATING | OPERATING | E071 | SNR0-2E0 | F40300001 |  | SNR0
SNR-H01MKC10GH400-K02 | K11,12,21,22,110,120,151 Auxiliary Contactor 24VDC |  | OPERATING | OPERATING | E071 | SNR0-2E0 | F40300001 |  | SNR0
SNR-H01MKC10GH400-Q01 | Field Flashing Switch (31) |  | OPERATING | OPERATING | E071 | SNR0-2E0 | F40300001 |  | SNR0
SNR-H01MKC10GH400-R01 | R51 Resistor 1.2kΩ |  | OPERATING | OPERATING | E071 | SNR0-2E0 | F40300001 |  | SNR0
SNR-H01MKC10GH400-R02 | R151 Resistor 1.89Ω |  | OPERATING | OPERATING | E071 | SNR0-2E0 | F40300001 |  | SNR0
SNR-H01MKC10GH400-S01 | S23 Door Limit Switch |  | OPERATING | OPERATING | E071 | SNR0-2E0 | F40300001 |  | SNR0
SNR-H01MKC10GH400-T01 | T10,20 Transformer 580//260V |  | OPERATING | OPERATING | E071 | SNR0-2E0 | F40300001 |  | SNR0
SNR-H01MKC10GH400-T02 | T151 Transformer 230 // 28V |  | OPERATING | OPERATING | E071 | SNR0-2E0 | F40300001 |  | SNR0
SNR-H01MKC10GH400-V01 | V14,15 Diode |  | OPERATING | OPERATING | E071 | SNR0-2E0 | F40300001 |  | SNR0
SNR-H01MKC10GH400-V02 | V151,161 Diode Module |  | OPERATING | OPERATING | E071 | SNR0-2E0 | F40300001 |  | SNR0
SNR-H01MKC10GH500 | Field Circuit Breaker (SNR-H01MKC10DE010+01MKC05) |  | OPERATING | OPERATING | E071 | SNR0-2E0 | F40300001 |  | SNR0
SNR-H01MKC10GH500-B01 | T02 Voltage Transducer |  | OPERATING | OPERATING | E071 | SNR0-2E0 | F40300001 |  | SNR0
SNR-H01MKC10GH500-B02 | T50 Current Transducer 500A |  | OPERATING | OPERATING | E071 | SNR0-2E0 | F40300001 |  | SNR0
SNR-H01MKC10GH500-B03 | T61,62 Current Transducer 1500A |  | OPERATING | OPERATING | E071 | SNR0-2E0 | F40300001 |  | SNR0
SNR-H01MKC10GH500-C01 | C11 Capacitor |  | OPERATING | OPERATING | E071 | SNR0-2E0 | F40300001 |  | SNR0
SNR-H01MKC10GH500-E01 | E14 Cubicle Light |  | OPERATING | OPERATING | E071 | SNR0-2E0 | F40300001 |  | SNR0
SNR-H01MKC10GH500-E02 | E24 Heater |  | OPERATING | OPERATING | E071 | SNR0-2E0 | F40300001 |  | SNR0
SNR-H01MKC10GH500-F01 | F01 Field Discharge Current Detection |  | OPERATING | OPERATING | E071 | SNR0-2E0 | F40300001 |  | SNR0
SNR-H01MKC10GH500-F02 | F60 Fuse/Fuse Holder |  | OPERATING | OPERATING | E071 | SNR0-2E0 | F40300001 |  | SNR0
SNR-H01MKC10GH500-Q01 | Q01 Field Discharge Circuit Breaker (41DC) |  | OPERATING | OPERATING | E071 | SNR0-2E0 | F40300001 |  | SNR0
SNR-H01MKC10GH500-Q02 | Q09 Polarity Reversing Link |  | OPERATING | OPERATING | E071 | SNR0-2E0 | F40300001 |  | SNR0
SNR-H01MKC10GH500-R01 | R01 Field Discharge Resistor |  | OPERATING | OPERATING | E071 | SNR0-2E0 | F40300001 |  | SNR0
SNR-H01MKC10GH500-R02 | R05 Shunt |  | OPERATING | OPERATING | E071 | SNR0-2E0 | F40300001 |  | SNR0
SNR-H01MKC10GH500-R03 | R11 Resistor 22Ω |  | OPERATING | OPERATING | E071 | SNR0-2E0 | F40300001 |  | SNR0
SNR-H01MKC10GH500-S01 | S24 Door Limit Switch |  | OPERATING | OPERATING | E071 | SNR0-2E0 | F40300001 |  | SNR0
SNR-H01MKC10GH500-V01 | V01,02 Thyristor |  | OPERATING | OPERATING | E071 | SNR0-2E0 | F40300001 |  | SNR0
SNR-H01MKC10GH500-V02 | V11,12,13 Diode |  | OPERATING | OPERATING | E071 | SNR0-2E0 | F40300001 |  | SNR0
SNR-H01MKC12 | Excitation Transformer System |  | OPERATING | OPERATING | E071 | SNR0-2E0 | F40300001 |  | SNR0
SNR-H01MKC12GT100 | Excitation Transformer Cubicle (SNR-H01MKC01GH001) |  | OPERATING | OPERATING | E071 | SNR0-2E0 | F40300001 |  | SNR0
SNR-H01MKC12GT100-T01 | Excitation Transformer (SNR-H01MKC01GT001-T01) |  | OPERATING | OPERATING | E071 | SNR0-2E0 | F40300001 |  | SNR0
SNR-H01MKC12GT100-T02 | CT1 of 87ET,50ET Excitation System (SNR-H01MKC01CE111) |  | OPERATING | OPERATING | E071 | SNR0-2E0 | F40300001 |  | SNR0
SNR-H01MKC12GT100-T03 | CT2 of 87MTG1 Excitation System (SNR-H01MKC01CE121) |  | OPERATING | OPERATING | E071 | SNR0-2E0 | F40300001 |  | SNR0
SNR-H01MKC12GT100-T04 | CT3 of 87ET Excitation System (SNR-H01MKC01CE131) |  | OPERATING | OPERATING | E071 | SNR0-2E0 | F40300001 |  | SNR0
SNR-H01MKC20 | Excitation Set |  | OPERATING | OPERATING | E071 | SNR0-2E0 | F40300001 |  | SNR0
SNR-H01MKC20CT001 | Slip Ring Cover Area Temp. RTD (SNR-H01MKA05CT001) |  | OPERATING | OPERATING | E071 | SNR0-2E0 | F40300001 |  | SNR0
SNR-H01MKC20DX100 | Rotor Exciter |  | OPERATING | OPERATING | E071 | SNR0-2E0 | F40300001 |  | SNR0
SNR-H01MKC20DX100-E01 | Dome Light |  | OPERATING | OPERATING | E071 | SNR0-2E0 | F40300001 |  | SNR0
SNR-H01MKC20DX101 | Stator Exciter |  | OPERATING | OPERATING | E071 | SNR0-2E0 | F40300001 |  | SNR0
SNR-H01MKC20DX102 | Slip Ring |  | OPERATING | OPERATING | E071 | SNR0-2E0 | F40300001 |  | SNR0
SNR-H01MKC20DX103 | Carbon Bush |  | OPERATING | OPERATING | E071 | SNR0-2E0 | F40300001 |  | SNR0
SNR-H01MKC30 | Unit 1 Dynamic Brake Unit (SNR-H01MKC20) |  | OPERATING | OPERATING | E071 | SNR0-2E0 | F40300001 |  | SNR0
SNR-H01MKC30GH100 | Dynamic Braking Control Cubicle (SNR-H01MKC20DE010) |  | OPERATING | OPERATING | E071 | SNR0-2E0 | F40300001 |  | SNR0
SNR-H01MKC30GH200 | Dynamic Braking Automatic Voltage Regulator PNL. (SNR-H01MKC20DE010+01MKC11) |  | OPERATING | OPERATING | E071 | SNR0-2E0 | F40300001 |  | SNR0
SNR-H01MKC30GH200-A01 | A101 Touch Panel TP-905 |  | OPERATING | OPERATING | E071 | SNR0-2E0 | F40300001 |  | SNR0
SNR-H01MKC30GH200-A02 | V81 Redundancy Module |  | OPERATING | OPERATING | E071 | SNR0-2E0 | F40300001 |  | SNR0
SNR-H01MKC30GH200-B01 | B02 Transducer |  | OPERATING | OPERATING | E071 | SNR0-2E0 | F40300001 |  | SNR0
SNR-H01MKC30GH200-B02 | S02 Hygrostat |  | OPERATING | OPERATING | E071 | SNR0-2E0 | F40300001 |  | SNR0
SNR-H01MKC30GH200-D01 | A01 Housing HIPASE-CS-330 |  | OPERATING | OPERATING | E071 | SNR0-2E0 | F40300001 |  | SNR0
SNR-H01MKC30GH200-E01 | E10 Cubicle light |  | OPERATING | OPERATING | E071 | SNR0-2E0 | F40300001 |  | SNR0
SNR-H01MKC30GH200-E02 | E20 Heater |  | OPERATING | OPERATING | E071 | SNR0-2E0 | F40300001 |  | SNR0
SNR-H01MKC30GH200-E03 | H01,02,03,04,05 LED |  | OPERATING | OPERATING | E071 | SNR0-2E0 | F40300001 |  | SNR0
SNR-H01MKC30GH200-F01 | F08,191 Miniature Circuit Breaker 415VAC 3P |  | OPERATING | OPERATING | E071 | SNR0-2E0 | F40300001 |  | SNR0
SNR-H01MKC30GH200-F02 | F73,74,81,82,Q71,72 Miniature Circuit Breaker 500VDC |  | OPERATING | OPERATING | E071 | SNR0-2E0 | F40300001 |  | SNR0
SNR-H01MKC30GH200-F03 | F90,91,92 Miniature Circuit Breaker 415VAC 1P |  | OPERATING | OPERATING | E071 | SNR0-2E0 | F40300001 |  | SNR0
SNR-H01MKC30GH200-F04 | F95 Residual Current Breaker |  | OPERATING | OPERATING | E071 | SNR0-2E0 | F40300001 |  | SNR0
SNR-H01MKC30GH200-F05 | F193,10,11,12 Miniature Circuit Breaker 415VAC 3P 5A |  | OPERATING | OPERATING | E071 | SNR0-2E0 | F40300001 |  | SNR0
SNR-H01MKC30GH200-G01 | A81,82 AC/DC-DC Converter |  | OPERATING | OPERATING | E071 | SNR0-2E0 | F40300001 |  | SNR0
SNR-H01MKC30GH200-K01 | K38 Terminal Relay |  | OPERATING | OPERATING | E071 | SNR0-2E0 | F40300001 |  | SNR0
SNR-H01MKC30GH200-K02 | K41,42,43,44,45,46,49,50 Contactor 24VDC |  | OPERATING | OPERATING | E071 | SNR0-2E0 | F40300001 |  | SNR0
SNR-H01MKC30GH200-K03 | K48,202,203 Auxiliary Contactor 110VDC |  | OPERATING | OPERATING | E071 | SNR0-2E0 | F40300001 |  | SNR0
SNR-H01MKC30GH200-K04 | K51,52,53,71,72,81,82,83,84,201,202,203 Auxiliary Contactor 24VDC |  | OPERATING | OPERATING | E071 | SNR0-2E0 | F40300001 |  | SNR0
SNR-H01MKC30GH200-K05 | K54,55 Contactor 110-125 VDC |  | OPERATING | OPERATING | E071 | SNR0-2E0 | F40300001 |  | SNR0
SNR-H01MKC30GH200-K06 | K96,97 Contactor 110-125 VDC 16A |  | OPERATING | OPERATING | E071 | SNR0-2E0 | F40300001 |  | SNR0
SNR-H01MKC30GH200-K07 | K141 Contactor 230 VAC |  | OPERATING | OPERATING | E071 | SNR0-2E0 | F40300001 |  | SNR0
SNR-H01MKC30GH200-P01 | P11 Voltmeter |  | OPERATING | OPERATING | E071 | SNR0-2E0 | F40300001 |  | SNR0
SNR-H01MKC30GH200-P02 | P12 Amperemeter |  | OPERATING | OPERATING | E071 | SNR0-2E0 | F40300001 |  | SNR0
SNR-H01MKC30GH200-S02 | A110 Ethernet Rail Switch |  | OPERATING | OPERATING | E071 | SNR0-2E0 | F40300001 |  | SNR0
SNR-H01MKC30GH200-S03 | S01 Emergency Push Button |  | OPERATING | OPERATING | E071 | SNR0-2E0 | F40300001 |  | SNR0
SNR-H01MKC30GH200-S04 | S11,13 Push button |  | OPERATING | OPERATING | E071 | SNR0-2E0 | F40300001 |  | SNR0
SNR-H01MKC30GH200-S05 | S12 Selector Switch |  | OPERATING | OPERATING | E071 | SNR0-2E0 | F40300001 |  | SNR0
SNR-H01MKC30GH200-S06 | S20 Door Limit Switch |  | OPERATING | OPERATING | E071 | SNR0-2E0 | F40300001 |  | SNR0
SNR-H01MKC30GH200-T01 | T08 Transformer 655//20V |  | OPERATING | OPERATING | E071 | SNR0-2E0 | F40300001 |  | SNR0
SNR-H01MKC30GH200-V01 | V181 Componet Plug, Diode |  | OPERATING | OPERATING | E071 | SNR0-2E0 | F40300001 |  | SNR0
SNR-H01MKC30GH300 | Rectifier Unit (SNR-H01MKC20DE010+01MKC12) |  | OPERATING | OPERATING | E071 | SNR0-2E0 | F40300001 |  | SNR0
SNR-H01MKC30GH300-E01 | E11 Cubicle Light |  | OPERATING | OPERATING | E071 | SNR0-2E0 | F40300001 |  | SNR0
SNR-H01MKC30GH300-E02 | E21 Heater |  | OPERATING | OPERATING | E071 | SNR0-2E0 | F40300001 |  | SNR0
SNR-H01MKC30GH300-F01 | U81 Temperature Supervision Relay |  | OPERATING | OPERATING | E071 | SNR0-2E0 | F40300001 |  | SNR0
SNR-H01MKC30GH300-Q01 | Q10 Circuit Breaker 1250A |  | OPERATING | OPERATING | E071 | SNR0-2E0 | F40300001 |  | SNR0
SNR-H01MKC30GH300-S01 | S21 Door Limit Switch |  | OPERATING | OPERATING | E071 | SNR0-2E0 | F40300001 |  | SNR0
SNR-H01MKC30GH300-T01 | A01 Pulse Transformer Unit |  | OPERATING | OPERATING | E071 | SNR0-2E0 | F40300001 |  | SNR0
SNR-H01MKC30GH300-V01 | G01 Thyristor Bridge |  | OPERATING | OPERATING | E071 | SNR0-2E0 | F40300001 |  | SNR0
SNR-H01MKC30GH300KN001 | M11,12 Fan 230 VAC |  | OPERATING | OPERATING | E071 | SNR0-2E0 | F40300001 |  | SNR0
SNR-H01MKC30GH400 | Field Circuit Breaker (SNR-H01MKC20DE010+01MKC13) |  | OPERATING | OPERATING | E071 | SNR0-2E0 | F40300001 |  | SNR0
SNR-H01MKC30GH400-B01 | T61 Current Transducer |  | OPERATING | OPERATING | E071 | SNR0-2E0 | F40300001 |  | SNR0
SNR-H01MKC30GH400-E01 | E12 Cubicle Light |  | OPERATING | OPERATING | E071 | SNR0-2E0 | F40300001 |  | SNR0
SNR-H01MKC30GH400-E02 | E22 Heater |  | OPERATING | OPERATING | E071 | SNR0-2E0 | F40300001 |  | SNR0
SNR-H01MKC30GH400-F01 | F60 Fuse/Fuse Holder |  | OPERATING | OPERATING | E071 | SNR0-2E0 | F40300001 |  | SNR0
SNR-H01MKC30GH400-Q01 | Q01 Field Discharge Circuit Breaker (41DB) |  | OPERATING | OPERATING | E071 | SNR0-2E0 | F40300001 |  | SNR0
SNR-H01MKC30GH400-R01 | R05 Shunt |  | OPERATING | OPERATING | E071 | SNR0-2E0 | F40300001 |  | SNR0
SNR-H01MKC30GH400-S01 | S22 Door Limit Switch |  | OPERATING | OPERATING | E071 | SNR0-2E0 | F40300001 |  | SNR0
SNR-H01MKC30GH400-T01 | T10 Transformer 300//260V |  | OPERATING | OPERATING | E071 | SNR0-2E0 | F40300001 |  | SNR0
SNR-H01MKC30GH400-V01 | V01,02,03 Diode |  | OPERATING | OPERATING | E071 | SNR0-2E0 | F40300001 |  | SNR0
SNR-H01MKC30GH500 | Dynamic Braking Transformer Cubicle (SNR-H01MKC20GT001) |  | OPERATING | OPERATING | E071 | SNR0-2E0 | F40300001 |  | SNR0
SNR-H01MKD | Lower Combine Bearing |  | OPERATING | OPERATING | E071 | SNR0-2M0 | F40300001 |  | SNR0
SNR-H01MKD10 | Gen. Bearing Oil Pan (SNR-H01MKD30) |  | OPERATING | OPERATING | E071 | SNR0-2M0 | F40300001 |  | SNR0
SNR-H01MKD10AA001 | Valve Before Oil Vapour Exhaust (SNR-H01MKV30AA002) |  | OPERATING | OPERATING | E071 | SNR0-2M0 | F40300001 |  | SNR0
SNR-H01MKD10AA002 | Gen. Guide Bearing Valve |  | OPERATING | OPERATING | E071 | SNR0-2M0 | F40300001 |  | SNR0
SNR-H01MKD10AF101 | Self Pumping Upper Set No.1 |  | OPERATING | OPERATING | E071 | SNR0-2M0 | F40300001 |  | SNR0
SNR-H01MKD10AF102 | Self Pumping Upper Set No.2 |  | OPERATING | OPERATING | E071 | SNR0-2M0 | F40300001 |  | SNR0
SNR-H01MKD10AF103 | Self Pumping Upper Set No.3 |  | OPERATING | OPERATING | E071 | SNR0-2M0 | F40300001 |  | SNR0
SNR-H01MKD10AF104 | Self Pumping Upper Set No.4 |  | OPERATING | OPERATING | E071 | SNR0-2M0 | F40300001 |  | SNR0
SNR-H01MKD10AF105 | Self Pumping Upper Set No.5 |  | OPERATING | OPERATING | E071 | SNR0-2M0 | F40300001 |  | SNR0
SNR-H01MKD10AF106 | Self Pumping Upper Set No.6 |  | OPERATING | OPERATING | E071 | SNR0-2M0 | F40300001 |  | SNR0
SNR-H01MKD10AF107 | Self Pumping Upper Set No.7 |  | OPERATING | OPERATING | E071 | SNR0-2M0 | F40300001 |  | SNR0
SNR-H01MKD10AF108 | Self Pumping Upper Set No.8 |  | OPERATING | OPERATING | E071 | SNR0-2M0 | F40300001 |  | SNR0
SNR-H01MKD10AF109 | Self Pumping Upper Set No.9 |  | OPERATING | OPERATING | E071 | SNR0-2M0 | F40300001 |  | SNR0
SNR-H01MKD10AF110 | Self Pumping Upper Set No.10 |  | OPERATING | OPERATING | E071 | SNR0-2M0 | F40300001 |  | SNR0
SNR-H01MKD10AF201 | Self Pumping Lower Set No.1 |  | OPERATING | OPERATING | E071 | SNR0-2M0 | F40300001 |  | SNR0
SNR-H01MKD10AF202 | Self Pumping Lower Set No.2 |  | OPERATING | OPERATING | E071 | SNR0-2M0 | F40300001 |  | SNR0
SNR-H01MKD10AF203 | Self Pumping Lower Set No.3 |  | OPERATING | OPERATING | E071 | SNR0-2M0 | F40300001 |  | SNR0
SNR-H01MKD10AF204 | Self Pumping Lower Set No.4 |  | OPERATING | OPERATING | E071 | SNR0-2M0 | F40300001 |  | SNR0
SNR-H01MKD10AF205 | Self Pumping Lower Set No.5 |  | OPERATING | OPERATING | E071 | SNR0-2M0 | F40300001 |  | SNR0
SNR-H01MKD10AF206 | Self Pumping Lower Set No.6 |  | OPERATING | OPERATING | E071 | SNR0-2M0 | F40300001 |  | SNR0
SNR-H01MKD10AF207 | Self Pumping Lower Set No.7 |  | OPERATING | OPERATING | E071 | SNR0-2M0 | F40300001 |  | SNR0
SNR-H01MKD10AF208 | Self Pumping Lower Set No.8 |  | OPERATING | OPERATING | E071 | SNR0-2M0 | F40300001 |  | SNR0
SNR-H01MKD10AF209 | Self Pumping Lower Set No.9 |  | OPERATING | OPERATING | E071 | SNR0-2M0 | F40300001 |  | SNR0
SNR-H01MKD10AF210 | Self Pumping Lower Set No.10 |  | OPERATING | OPERATING | E071 | SNR0-2M0 | F40300001 |  | SNR0
SNR-H01MKD10AS201 | Pivot Adjusting Bearing No.1 |  | OPERATING | OPERATING | E071 | SNR0-2M0 | F40300001 |  | SNR0
SNR-H01MKD10AS202 | Pivot Adjusting Bearing No.2 |  | OPERATING | OPERATING | E071 | SNR0-2M0 | F40300001 |  | SNR0
SNR-H01MKD10AS203 | Pivot Adjusting Bearing No.3 |  | OPERATING | OPERATING | E071 | SNR0-2M0 | F40300001 |  | SNR0
SNR-H01MKD10AS204 | Pivot Adjusting Bearing No.4 |  | OPERATING | OPERATING | E071 | SNR0-2M0 | F40300001 |  | SNR0
SNR-H01MKD10AS205 | Pivot Adjusting Bearing No.5 |  | OPERATING | OPERATING | E071 | SNR0-2M0 | F40300001 |  | SNR0
SNR-H01MKD10AS206 | Pivot Adjusting Bearing No.6 |  | OPERATING | OPERATING | E071 | SNR0-2M0 | F40300001 |  | SNR0
SNR-H01MKD10AS207 | Pivot Adjusting Bearing No.7 |  | OPERATING | OPERATING | E071 | SNR0-2M0 | F40300001 |  | SNR0
SNR-H01MKD10AS208 | Pivot Adjusting Bearing No.8 |  | OPERATING | OPERATING | E071 | SNR0-2M0 | F40300001 |  | SNR0
SNR-H01MKD10AS209 | Pivot Adjusting Bearing No.9 |  | OPERATING | OPERATING | E071 | SNR0-2M0 | F40300001 |  | SNR0
SNR-H01MKD10AS210 | Pivot Adjusting Bearing No.10 |  | OPERATING | OPERATING | E071 | SNR0-2M0 | F40300001 |  | SNR0
SNR-H01MKD10AS211 | Pivot Adjusting Bearing No.11 |  | OPERATING | OPERATING | E071 | SNR0-2M0 | F40300001 |  | SNR0
SNR-H01MKD10AS212 | Pivot Adjusting Bearing No.12 |  | OPERATING | OPERATING | E071 | SNR0-2M0 | F40300001 |  | SNR0
SNR-H01MKD10AS213 | Pivot Adjusting Bearing No.13 |  | OPERATING | OPERATING | E071 | SNR0-2M0 | F40300001 |  | SNR0
SNR-H01MKD10AS214 | Pivot Adjusting Bearing No.14 |  | OPERATING | OPERATING | E071 | SNR0-2M0 | F40300001 |  | SNR0
SNR-H01MKD10AS215 | Pivot Adjusting Bearing No.15 |  | OPERATING | OPERATING | E071 | SNR0-2M0 | F40300001 |  | SNR0
SNR-H01MKD10AS216 | Pivot Adjusting Bearing No.16 |  | OPERATING | OPERATING | E071 | SNR0-2M0 | F40300001 |  | SNR0
SNR-H01MKD10BB001 | Gen. Guide & Thrust Brg. Oil Pan |  | OPERATING | OPERATING | E071 | SNR0-2M0 | F40300001 |  | SNR0
SNR-H01MKD10BB002 | Thrust Box |  | OPERATING | OPERATING | E071 | SNR0-2M0 | F40300001 |  | SNR0
SNR-H01MKD10BQ001 | Support Lower Gen. Guide |  | OPERATING | OPERATING | E071 | SNR0-2M0 | F40300001 |  | SNR0
SNR-H01MKD10BR001 | Pipe Line |  | OPERATING | OPERATING | E071 | SNR0-2M0 | F40300001 |  | SNR0
SNR-H01MKD10CL001 | Oil Level of Gen-LCB (SNR-H01MKD30CL301) |  | OPERATING | OPERATING | E071 | SNR0-2E0 | F40300001 |  | SNR0
SNR-H01MKD10CT001 | Guide Pad - LCB Temperature (SNR-H01MKD30CT001) |  | OPERATING | OPERATING | E071 | SNR0-2E0 | F40300001 |  | SNR0
SNR-H01MKD10CT002 | Guide Pad - LCB Temperature (SNR-H01MKD30CT002) |  | OPERATING | OPERATING | E071 | SNR0-2E0 | F40300001 |  | SNR0
SNR-H01MKD10CT003 | Guide Pad - LCB Temperature (SNR-H01MKD30CT003) |  | OPERATING | OPERATING | E071 | SNR0-2E0 | F40300001 |  | SNR0
SNR-H01MKD10CT004 | Thrust Pad - LCB Temperature (SNR-H01MKD30CT004) |  | OPERATING | OPERATING | E071 | SNR0-2E0 | F40300001 |  | SNR0
SNR-H01MKD10CT005 | Thrust Pad - LCB Temperature (SNR-H01MKD30CT005) |  | OPERATING | OPERATING | E071 | SNR0-2E0 | F40300001 |  | SNR0
SNR-H01MKD10CT006 | Thrust Pad - LCB Temperature (SNR-H01MKD30CT006) |  | OPERATING | OPERATING | E071 | SNR0-2E0 | F40300001 |  | SNR0
SNR-H01MKD10CT007 | Temperature Guide Pad-LCB (SNR-H01PCB30CT001-C01/C02) |  | OPERATING | OPERATING | E071 | SNR0-2E0 | F40300001 |  | SNR0
SNR-H01MKD10CT008 | Temperature Thrust Pad-LCB (SNR-H01PCB30CT002-C01/C02) |  | OPERATING | OPERATING | E071 | SNR0-2E0 | F40300001 |  | SNR0
SNR-H01MKD10CT009 | Temperature Sump Oil-LCB (SNR-H01PCB30CT003-C01/C02) |  | OPERATING | OPERATING | E071 | SNR0-2E0 | F40300001 |  | SNR0
SNR-H01MKD10CT010 | Temperature Bearing oil LCB (SNR-H01MKD30CT007) |  | OPERATING | OPERATING | E071 | SNR0-2E0 | F40300001 |  | SNR0
SNR-H01MKD11 | Oil Vapour Exhaust Plant (SNR-H01MKV30) |  | OPERATING | OPERATING | E071 | SNR0-2M0 | F40300001 |  | SNR0
SNR-H01MKD11GH001 | Oil Vapour Exhaust Plant Cubicle (SNR-H01MKV30) |  | OPERATING | OPERATING | E071 | SNR0-2M0 | F40300001 |  | SNR0
SNR-H01MKD11GH001-M01 | Motor for Electrostatic Filter - Oil Vapour Exhaust LCB (SNR-H01MKV30AT002) |  | OPERATING | OPERATING | E071 | SNR0-2E0 | F40300001 |  | SNR0
SNR-H01MKD11GH001-X01 | Terminal Box for Oil Vapour Exhaust Plant (SNR-H01MKV30GH003) |  | OPERATING | OPERATING | E071 | SNR0-2E0 | F40300001 |  | SNR0
SNR-H01MKD11GH001-X02 | Electronic Box With Electrical Connection (SNR-H01MKV30AT003) |  | OPERATING | OPERATING | E071 | SNR0-2E0 | F40300001 |  | SNR0
SNR-H01MKD11GH001-X03 | Ground Box With Oil Collection Facility |  | OPERATING | OPERATING | E071 | SNR0-2M0 | F40300001 |  | SNR0
SNR-H01MKD11GH001HA01 | Head Part |  | OPERATING | OPERATING | E071 | SNR0-2M0 | F40300001 |  | SNR0
SNR-H01MKD11GH001KA01 | Air Outlet |  | OPERATING | OPERATING | E071 | SNR0-2M0 | F40300001 |  | SNR0
SNR-H01MKD11GH001KA02 | Air Inlet |  | OPERATING | OPERATING | E071 | SNR0-2M0 | F40300001 |  | SNR0
SNR-H01MKD11GH001KA03 | Oil Outlet Cock (SNR-H01MKV30AA001) |  | OPERATING | OPERATING | E071 | SNR0-2M0 | F40300001 |  | SNR0
SNR-H01MKD11GH001KT01 | Precipitation Tube |  | OPERATING | OPERATING | E071 | SNR0-2M0 | F40300001 |  | SNR0
SNR-H01MKD20 | Gen Thrust Bearing Set |  | OPERATING | OPERATING | E071 | SNR0-2M0 | F40300001 |  | SNR0
SNR-H01MKD20HD101 | Thrust Bearing No.01 |  | OPERATING | OPERATING | E071 | SNR0-2M0 | F40300001 |  | SNR0
SNR-H01MKD20HD102 | Thrust Bearing No.02 |  | OPERATING | OPERATING | E071 | SNR0-2M0 | F40300001 |  | SNR0
SNR-H01MKD20HD103 | Thrust Bearing No.03 |  | OPERATING | OPERATING | E071 | SNR0-2M0 | F40300001 |  | SNR0
SNR-H01MKD20HD104 | Thrust Bearing No.04 |  | OPERATING | OPERATING | E071 | SNR0-2M0 | F40300001 |  | SNR0
SNR-H01MKD20HD105 | Thrust Bearing No.05 |  | OPERATING | OPERATING | E071 | SNR0-2M0 | F40300001 |  | SNR0
SNR-H01MKD20HD106 | Thrust Bearing No.06 |  | OPERATING | OPERATING | E071 | SNR0-2M0 | F40300001 |  | SNR0
SNR-H01MKD20HD107 | Thrust Bearing No.07 |  | OPERATING | OPERATING | E071 | SNR0-2M0 | F40300001 |  | SNR0
SNR-H01MKD20HD108 | Thrust Bearing No.08 |  | OPERATING | OPERATING | E071 | SNR0-2M0 | F40300001 |  | SNR0
SNR-H01MKD20HD109 | Thrust Bearing No.09 |  | OPERATING | OPERATING | E071 | SNR0-2M0 | F40300001 |  | SNR0
SNR-H01MKD20HD110 | Thrust Bearing No.10 |  | OPERATING | OPERATING | E071 | SNR0-2M0 | F40300001 |  | SNR0
SNR-H01MKD20HD111 | Thrust Bearing No.11 |  | OPERATING | OPERATING | E071 | SNR0-2M0 | F40300001 |  | SNR0
SNR-H01MKD20HD112 | Thrust Bearing No.12 |  | OPERATING | OPERATING | E071 | SNR0-2M0 | F40300001 |  | SNR0
SNR-H01MKD20HD113 | Thrust Bearing No.13 |  | OPERATING | OPERATING | E071 | SNR0-2M0 | F40300001 |  | SNR0
SNR-H01MKD20HD114 | Thrust Bearing No.14 |  | OPERATING | OPERATING | E071 | SNR0-2M0 | F40300001 |  | SNR0
SNR-H01MKD20HD115 | Thrust Bearing No.15 |  | OPERATING | OPERATING | E071 | SNR0-2M0 | F40300001 |  | SNR0
SNR-H01MKD20HD116 | Thrust Bearing No.16 |  | OPERATING | OPERATING | E071 | SNR0-2M0 | F40300001 |  | SNR0
SNR-H01MKD30 | Gen Guide Bearing Set |  | OPERATING | OPERATING | E071 | SNR0-2M0 | F40300001 |  | SNR0
SNR-H01MKD30CL001 | Oil Level in Bearing LCB (SNR-H01MKD30CL001) |  | OPERATING | OPERATING | E071 | SNR0-2E0 | F40300001 |  | SNR0
SNR-H01MKD30CM001 | Moisture in Oil Detector-LCB (SNR-H01MKV30CP501) |  | OPERATING | OPERATING | E071 | SNR0-2E0 | F40300001 |  | SNR0
SNR-H01MKD30CT207 | Bearing Oil-LCB Temperature (SNR-H01MKD30CT007) |  | OPERATING | OPERATING | E071 | SNR0-2E0 | F40300001 |  | SNR0
SNR-H01MKD30HD101 | Guide Bearing No.01 |  | OPERATING | OPERATING | E071 | SNR0-2M0 | F40300001 |  | SNR0
SNR-H01MKD30HD102 | Guide Bearing No.02 |  | OPERATING | OPERATING | E071 | SNR0-2M0 | F40300001 |  | SNR0
SNR-H01MKD30HD103 | Guide Bearing No.03 |  | OPERATING | OPERATING | E071 | SNR0-2M0 | F40300001 |  | SNR0
SNR-H01MKD30HD104 | Guide Bearing No.04 |  | OPERATING | OPERATING | E071 | SNR0-2M0 | F40300001 |  | SNR0
SNR-H01MKD30HD105 | Guide Bearing No.05 |  | OPERATING | OPERATING | E071 | SNR0-2M0 | F40300001 |  | SNR0
SNR-H01MKD30HD106 | Guide Bearing No.06 |  | OPERATING | OPERATING | E071 | SNR0-2M0 | F40300001 |  | SNR0
SNR-H01MKD30HD107 | Guide Bearing No.07 |  | OPERATING | OPERATING | E071 | SNR0-2M0 | F40300001 |  | SNR0
SNR-H01MKD30HD108 | Guide Bearing No.08 |  | OPERATING | OPERATING | E071 | SNR0-2M0 | F40300001 |  | SNR0
SNR-H01MKD30HD109 | Guide Bearing No.09 |  | OPERATING | OPERATING | E071 | SNR0-2M0 | F40300001 |  | SNR0
SNR-H01MKD30HD110 | Guide Bearing No.10 |  | OPERATING | OPERATING | E071 | SNR0-2M0 | F40300001 |  | SNR0
SNR-H01MKD30HD111 | Guide Bearing No.11 |  | OPERATING | OPERATING | E071 | SNR0-2M0 | F40300001 |  | SNR0
SNR-H01MKD30HD112 | Guide Bearing No.12 |  | OPERATING | OPERATING | E071 | SNR0-2M0 | F40300001 |  | SNR0
SNR-H01MKD30HD113 | Guide Bearing No.13 |  | OPERATING | OPERATING | E071 | SNR0-2M0 | F40300001 |  | SNR0
SNR-H01MKD30HD114 | Guide Bearing No.14 |  | OPERATING | OPERATING | E071 | SNR0-2M0 | F40300001 |  | SNR0
SNR-H01MKD30HD115 | Guide Bearing No.15 |  | OPERATING | OPERATING | E071 | SNR0-2M0 | F40300001 |  | SNR0
SNR-H01MKD30HD116 | Guide Bearing No.16 |  | OPERATING | OPERATING | E071 | SNR0-2M0 | F40300001 |  | SNR0
SNR-H01MKU | Oil Cooler System (SNR-H01MKV30) |  | OPERATING | OPERATING | E071 | SNR0-2M0 | F40300001 |  | SNR0
SNR-H01MKU10 | Gen. Oil Cooler System |  | OPERATING | OPERATING | E071 | SNR0-2M0 | F40300001 |  | SNR0
SNR-H01MKU10AA001 | 3 Ways Valve Before Strainer (SNR-H01MKV30AA503) |  | OPERATING | OPERATING | E071 | SNR0-2M0 | F40300001 |  | SNR0
SNR-H01MKU10AA002 | 3 Ways Valve After Strainer (SNR-H01MKV30AA504) |  | OPERATING | OPERATING | E071 | SNR0-2M0 | F40300001 |  | SNR0
SNR-H01MKU10AA003 | Air Vent Valve (SNR-H01MKV30AA601) |  | OPERATING | OPERATING | E071 | SNR0-2M0 | F40300001 |  | SNR0
SNR-H01MKU10AA004 | Air Vent Valve (SNR-H01MKV30AA603) |  | OPERATING | OPERATING | E071 | SNR0-2M0 | F40300001 |  | SNR0
SNR-H01MKU10AA005 | Drain Oil Valve (SNR-H01MKV30AA602) |  | OPERATING | OPERATING | E071 | SNR0-2M0 | F40300001 |  | SNR0
SNR-H01MKU10AA006 | Drain Oil Valve (SNR-H01MKV30AA604) |  | OPERATING | OPERATING | E071 | SNR0-2M0 | F40300001 |  | SNR0
SNR-H01MKU10AA007 | Valve Before Diff. Pressure Switch (SNR-H01MKV30AA609) |  | OPERATING | OPERATING | E071 | SNR0-2M0 | F40300001 |  | SNR0
SNR-H01MKU10AA008 | Valve After Diff. Pressure Switch (SNR-H01MKV30AA610) |  | OPERATING | OPERATING | E071 | SNR0-2M0 | F40300001 |  | SNR0
SNR-H01MKU10AA009 | Butterfly Valve for Oil Before Gen. Oil Cooler No.A (SNR-H01MKV30AA505) |  | OPERATING | OPERATING | E071 | SNR0-2M0 | F40300001 |  | SNR0
SNR-H01MKU10AA010 | Butterfly Valve for Oil Before Gen. Oil Cooler No.B (SNR-H01MKV30AA507) |  | OPERATING | OPERATING | E071 | SNR0-2M0 | F40300001 |  | SNR0
SNR-H01MKU10AA011 | Butterfly Valve for Oil After Gen. Oil Cooler No.A (SNR-H01MKV30AA506) |  | OPERATING | OPERATING | E071 | SNR0-2M0 | F40300001 |  | SNR0
SNR-H01MKU10AA012 | Butterfly Valve for Oil After Gen. Oil Cooler No.B (SNR-H01MKV30AA508) |  | OPERATING | OPERATING | E071 | SNR0-2M0 | F40300001 |  | SNR0
SNR-H01MKU10AA013 | Butterfly Valve for Water Inlet No.A (SNR-H01MKV30AA101) |  | OPERATING | OPERATING | E071 | SNR0-2M0 | F40300001 |  | SNR0
SNR-H01MKU10AA014 | Butterfly Valve for Water Outlet No.A (SNR-H01MKV30AA102) |  | OPERATING | OPERATING | E071 | SNR0-2M0 | F40300001 |  | SNR0
SNR-H01MKU10AA015 | Butterfly Valve for Water Inlet No.B (SNR-H01MKV30AA103) |  | OPERATING | OPERATING | E071 | SNR0-2M0 | F40300001 |  | SNR0
SNR-H01MKU10AA016 | Butterfly Valve for Water Outlet No.B (SNR-H01MKV30AA104) |  | OPERATING | OPERATING | E071 | SNR0-2M0 | F40300001 |  | SNR0
SNR-H01MKU10AA017 | Auto Air Vent Valve (SNR-H01MKV30AA611) |  | OPERATING | OPERATING | E071 | SNR0-2M0 | F40300001 |  | SNR0
SNR-H01MKU10AA018 | Auto Air Vent Valve (SNR-H01MKV30AA613) |  | OPERATING | OPERATING | E071 | SNR0-2M0 | F40300001 |  | SNR0
SNR-H01MKU10AA019 | Air Vent Valve for Oil Line (SNR-H01MKV30AA605) |  | OPERATING | OPERATING | E071 | SNR0-2M0 | F40300001 |  | SNR0
SNR-H01MKU10AA020 | Air Vent Valve for Oil Line (SNR-H01MKV30AA607) |  | OPERATING | OPERATING | E071 | SNR0-2M0 | F40300001 |  | SNR0
SNR-H01MKU10AA021 | Drain Valve for Oil Line (SNR-H01MKV30AA606) |  | OPERATING | OPERATING | E071 | SNR0-2M0 | F40300001 |  | SNR0
SNR-H01MKU10AA022 | Drain Valve for Oil Line (SNR-H01MKV30AA608) |  | OPERATING | OPERATING | E071 | SNR0-2M0 | F40300001 |  | SNR0
SNR-H01MKU10AA023 | Drain Valve for Water Line (SNR-H01MKV30AA612) |  | OPERATING | OPERATING | E071 | SNR0-2M0 | F40300001 |  | SNR0
SNR-H01MKU10AA024 | Drain Valve for Water Line (SNR-H01MKV30AA614) |  | OPERATING | OPERATING | E071 | SNR0-2M0 | F40300001 |  | SNR0
SNR-H01MKU10AA025 | Drain Oil Valve (SNR-H01MKV30AA621) |  | OPERATING | OPERATING | E071 | SNR0-2M0 | F40300001 |  | SNR0
SNR-H01MKU10AC001 | Gen. Oil Cooler No.A (SNR-H01MKV30KC010) |  | OPERATING | OPERATING | E071 | SNR0-2M0 | F40300001 |  | SNR0
SNR-H01MKU10AC002 | Gen. Oil Cooler No.B (SNR-H01MKV30KC020) |  | OPERATING | OPERATING | E071 | SNR0-2M0 | F40300001 |  | SNR0
SNR-H01MKU10AT001 | Oil Strainer for Gen. Oil Cooler (SNR-H01MKV30AT001) |  | OPERATING | OPERATING | E071 | SNR0-2M0 | F40300001 |  | SNR0
SNR-H01MKU10AT002 | Oil Strainer for Gen. Oil Cooler (SNR-H01MKV30AT002) |  | OPERATING | OPERATING | E071 | SNR0-2M0 | F40300001 |  | SNR0
SNR-H01MKU10BR001 | Pipe Lub. Oil |  | OPERATING | OPERATING | E071 | SNR0-2M0 | F40300001 |  | SNR0
SNR-H01MKU10CF001 | Lube Oil Plant (LCB) Oil Flow Monitor (SNR-H01MKV30CF001-S01/S02) |  | OPERATING | OPERATING | E071 | SNR0-2E0 | F40300001 |  | SNR0
SNR-H01MKU10CP001 | Pressure Oil Inlet to Oil Coolers LCB -Lube Oil Plant (SNR-H01MKV30CP008) |  | OPERATING | OPERATING | E071 | SNR0-2E0 | F40300001 |  | SNR0
SNR-H01MKU10CP001KA01 | Valve for Pressure Guage (SNR-H01MKV30AA514) |  | OPERATING | OPERATING | E071 | SNR0-2M0 | F40300001 |  | SNR0
SNR-H01MKU10CP002 | Pressure Oil Inlet to Oil Cooler-LCB (SNR-H01MKV30CP001) |  | OPERATING | OPERATING | E071 | SNR0-2E0 | F40300001 |  | SNR0
SNR-H01MKU10CP002KA01 | Valve for Pressure Transmitter (SNR-H01MKV30AA502) |  | OPERATING | OPERATING | E071 | SNR0-2M0 | F40300001 |  | SNR0
SNR-H01MKU10CP003 | Diff. Pressure Equipment |  | OPERATING | OPERATING | E071 | SNR0-2E0 | F40300001 |  | SNR0
SNR-H01MKU10CP003-S01 | Lube Oil Plant Duplex Oil Filter Clogged (SNR-H01MKV30CP301-S01) |  | OPERATING | OPERATING | E071 | SNR0-2E0 | F40300001 |  | SNR0
SNR-H01MKU10CP004 | Pressure Oil Outlet to Oil Coolers LCB -Lube Oil Plant (SNR-H01MKV30CP007) |  | OPERATING | OPERATING | E071 | SNR0-2E0 | F40300001 |  | SNR0
SNR-H01MKU10CP004KA01 | Valve for Pressure Guage (SNR-H01MKV30AA513) |  | OPERATING | OPERATING | E071 | SNR0-2M0 | F40300001 |  | SNR0
SNR-H01MKU10CP005 | Pressure Oil Outlet to Oil Cooler-LCB (SNR-H01MKV30CP002) |  | OPERATING | OPERATING | E071 | SNR0-2E0 | F40300001 |  | SNR0
SNR-H01MKU10CP005KA01 | Valve for Pressure Transmitter (SNR-H01MKV30AA509) |  | OPERATING | OPERATING | E071 | SNR0-2M0 | F40300001 |  | SNR0
SNR-H01MKU10CT001 | Temperature Oil Inlet to Oil Coolers LCB - Lube Oil Plant (SNR-H01MKV30CP003) |  | OPERATING | OPERATING | E071 | SNR0-2E0 | F40300001 |  | SNR0
SNR-H01MKU10CT002 | Temperature Oil Outlet From Oil Coolers LCB - Lube Oil Plant (SNR-H01MKV30CP004) |  | OPERATING | OPERATING | E071 | SNR0-2E0 | F40300001 |  | SNR0
SNR-H01MKU10CT003 | Hot Oil Inlet to Oil Coolers-LCB Temp. RTD (Lub Oil Plant) (SNR-H01MKV30CP005) |  | OPERATING | OPERATING | E071 | SNR0-2E0 | F40300001 |  | SNR0
SNR-H01MKU10CT004 | Cold Oil Outlet to Oil Coolers-LCB Temp. RTD (Lub Oil Plant) (SNR-H01MKV30CP006) |  | OPERATING | OPERATING | E071 | SNR0-2E0 | F40300001 |  | SNR0
SNR-H01MKY | Control & Protection |  | OPERATING | OPERATING | E071 | SNR0-2M0 | F40300001 |  | SNR0
SNR-H01MKY10 | High Pressure Oil Lift Pump Unit (SNR-H01MKV50) |  | OPERATING | OPERATING | E071 | SNR0-2M0 | F40300001 |  | SNR0
SNR-H01MKY10AA001 | Valve Before Relief Valve (SNR-H01MKV50AA504) |  | OPERATING | OPERATING | E071 | SNR0-2M0 | F40300001 |  | SNR0
SNR-H01MKY10AA002 | Relief Valve (SNR-H01MKV50AA601) |  | OPERATING | OPERATING | E071 | SNR0-2M0 | F40300001 |  | SNR0
SNR-H01MKY10AA003 | Valve After Relief Valve (SNR-H01MKV50AA503) |  | OPERATING | OPERATING | E071 | SNR0-2M0 | F40300001 |  | SNR0
SNR-H01MKY10AA004 | Check Valve for Pump No.1 (SNR-H01MKV50AA719) |  | OPERATING | OPERATING | E071 | SNR0-2M0 | F40300001 |  | SNR0
SNR-H01MKY10AA005 | Check Valve for Pump No.2 (SNR-H01MKV50AA718) |  | OPERATING | OPERATING | E071 | SNR0-2M0 | F40300001 |  | SNR0
SNR-H01MKY10AA006 | Check Valve for Discharge Line (SNR-H01MKV50AA717) |  | OPERATING | OPERATING | E071 | SNR0-2M0 | F40300001 |  | SNR0
SNR-H01MKY10AA007 | Flow Control Check Valve Thrust No.1-1 (SNR-H01MKV50AA701) |  | OPERATING | OPERATING | E071 | SNR0-2M0 | F40300001 |  | SNR0
SNR-H01MKY10AA008 | Flow Control Check Valve Thrust No.2-1 (SNR-H01MKV50AA702) |  | OPERATING | OPERATING | E071 | SNR0-2M0 | F40300001 |  | SNR0
SNR-H01MKY10AA009 | Flow Control Check Valve Thrust No.3-1 (SNR-H01MKV50AA703) |  | OPERATING | OPERATING | E071 | SNR0-2M0 | F40300001 |  | SNR0
SNR-H01MKY10AA010 | Flow Control Check Valve Thrust No.4-1 (SNR-H01MKV50AA704) |  | OPERATING | OPERATING | E071 | SNR0-2M0 | F40300001 |  | SNR0
SNR-H01MKY10AA011 | Flow Control Check Valve Thrust No.5-1 (SNR-H01MKV50AA705) |  | OPERATING | OPERATING | E071 | SNR0-2M0 | F40300001 |  | SNR0
SNR-H01MKY10AA012 | Flow Control Check Valve Thrust No.6-1 (SNR-H01MKV50AA706) |  | OPERATING | OPERATING | E071 | SNR0-2M0 | F40300001 |  | SNR0
SNR-H01MKY10AA013 | Flow Control Check Valve Thrust No.7-1 (SNR-H01MKV50AA707) |  | OPERATING | OPERATING | E071 | SNR0-2M0 | F40300001 |  | SNR0
SNR-H01MKY10AA014 | Flow Control Check Valve Thrust No.8-1 (SNR-H01MKV50AA708) |  | OPERATING | OPERATING | E071 | SNR0-2M0 | F40300001 |  | SNR0
SNR-H01MKY10AA015 | Flow Control Check Valve Thrust No.9-1 (SNR-H01MKV50AA709) |  | OPERATING | OPERATING | E071 | SNR0-2M0 | F40300001 |  | SNR0
SNR-H01MKY10AA016 | Flow Control Check Valve Thrust No.10-1 (SNR-H01MKV50AA710) |  | OPERATING | OPERATING | E071 | SNR0-2M0 | F40300001 |  | SNR0
SNR-H01MKY10AA017 | Flow Control Check Valve Thrust No.11-1 (SNR-H01MKV50AA711) |  | OPERATING | OPERATING | E071 | SNR0-2M0 | F40300001 |  | SNR0
SNR-H01MKY10AA018 | Flow Control Check Valve Thrust No.12-1 (SNR-H01MKV50AA712) |  | OPERATING | OPERATING | E071 | SNR0-2M0 | F40300001 |  | SNR0
SNR-H01MKY10AA019 | Flow Control Check Valve Thrust No.13 (SNR-H01MKV50AA713) |  | OPERATING | OPERATING | E071 | SNR0-2M0 | F40300001 |  | SNR0
SNR-H01MKY10AA020 | Flow Control Check Valve Thrust No.14 (SNR-H01MKV50AA714) |  | OPERATING | OPERATING | E071 | SNR0-2M0 | F40300001 |  | SNR0
SNR-H01MKY10AA021 | Flow Control Check Valve Thrust No.15 (SNR-H01MKV50AA715) |  | OPERATING | OPERATING | E071 | SNR0-2M0 | F40300001 |  | SNR0
SNR-H01MKY10AA022 | Flow Control Check Valve Thrust No.16 (SNR-H01MKV50AA716) |  | OPERATING | OPERATING | E071 | SNR0-2M0 | F40300001 |  | SNR0
SNR-H01MKY10AA023 | Ball Cock Before Pump No.1 (SNR-H01MKV50AA501) |  | OPERATING | OPERATING | E071 | SNR0-2M0 | F40300001 |  | SNR0
SNR-H01MKY10AA024 | Ball Cock Before Pump No.2 (SNR-H01MKV50AA502) |  | OPERATING | OPERATING | E071 | SNR0-2M0 | F40300001 |  | SNR0
SNR-H01MKY10AA025 | Valve for Pressure Switch Pump No.1 (SNR-H01MKV50AA512) |  | OPERATING | OPERATING | E071 | SNR0-2M0 | F40300001 |  | SNR0
SNR-H01MKY10AA026 | Discharge Valve of Pump No.1 (SNR-H01MKV50AA513) |  | OPERATING | OPERATING | E071 | SNR0-2M0 | F40300001 |  | SNR0
SNR-H01MKY10AA027 | Valve for Pressure Switch Pump No.2 (SNR-H01MKV50AA511) |  | OPERATING | OPERATING | E071 | SNR0-2M0 | F40300001 |  | SNR0
SNR-H01MKY10AA028 | Discharge Valve of Pump No.1 (SNR-H01MKV50AA510) |  | OPERATING | OPERATING | E071 | SNR0-2M0 | F40300001 |  | SNR0
SNR-H01MKY10AA029 | Valve Before Differential Pressure Switch (SNR-H01MKV50AA506) |  | OPERATING | OPERATING | E071 | SNR0-2M0 | F40300001 |  | SNR0
SNR-H01MKY10AA030 | Valve After Differential Pressure Switch (SNR-H01MKV50AA507) |  | OPERATING | OPERATING | E071 | SNR0-2M0 | F40300001 |  | SNR0
SNR-H01MKY10AA031 | Valve for Pressure Transmitter (SNR-H01MKV50AA505) |  | OPERATING | OPERATING | E071 | SNR0-2M0 | F40300001 |  | SNR0
SNR-H01MKY10AA032 | Valve for Pressure Guage (SNR-H01MKV50AA509) |  | OPERATING | OPERATING | E071 | SNR0-2M0 | F40300001 |  | SNR0
SNR-H01MKY10AA033 | Valve for Pressure Switch (Common) (SNR-H01MKV50AA508) |  | OPERATING | OPERATING | E071 | SNR0-2M0 | F40300001 |  | SNR0
SNR-H01MKY10AP001 | High Pressure Oil Lift Pump No.1 (SNR-H01MKV50AP001) |  | OPERATING | OPERATING | E071 | SNR0-2M0 | F40300001 |  | SNR0
SNR-H01MKY10AP001-M01 | Motor (SNR-H01MKV50AP001-M01) |  | OPERATING | OPERATING | E071 | SNR0-2E0 | F40300001 |  | SNR0
SNR-H01MKY10AP001KP01 | Pump |  | OPERATING | OPERATING | E071 | SNR0-2M0 | F40300001 |  | SNR0
SNR-H01MKY10AP001MK01 | Coupling |  | OPERATING | OPERATING | E071 | SNR0-2M0 | F40300001 |  | SNR0
SNR-H01MKY10AP002 | High Pressure Oil Lift Pump No.2 (SNR-H01MKV50AP002) |  | OPERATING | OPERATING | E071 | SNR0-2M0 | F40300001 |  | SNR0
SNR-H01MKY10AP002-M01 | Motor (SNR-H01MKV50AP002-M01) |  | OPERATING | OPERATING | E071 | SNR0-2E0 | F40300001 |  | SNR0
SNR-H01MKY10AP002KP01 | Pump |  | OPERATING | OPERATING | E071 | SNR0-2M0 | F40300001 |  | SNR0
SNR-H01MKY10AP002MK01 | Coupling |  | OPERATING | OPERATING | E071 | SNR0-2M0 | F40300001 |  | SNR0
SNR-H01MKY10AT002 | Line Filter (SNR-H01MKV50AT001) |  | OPERATING | OPERATING | E071 | SNR0-2M0 | F40300001 |  | SNR0
SNR-H01MKY10BR001 | Pipe Line |  | OPERATING | OPERATING | E071 | SNR0-2M0 | F40300001 |  | SNR0
SNR-H01MKY10BR002 | Flexible Pipe for Thrust Brg. No.1-1 |  | OPERATING | OPERATING | E071 | SNR0-2M0 | F40300001 |  | SNR0
SNR-H01MKY10BR003 | Flexible Pipe for Thrust Brg. No.2-1 |  | OPERATING | OPERATING | E071 | SNR0-2M0 | F40300001 |  | SNR0
SNR-H01MKY10BR004 | Flexible Pipe for Thrust Brg. No.3-1 |  | OPERATING | OPERATING | E071 | SNR0-2M0 | F40300001 |  | SNR0
SNR-H01MKY10BR005 | Flexible Pipe for Thrust Brg. No.4-1 |  | OPERATING | OPERATING | E071 | SNR0-2M0 | F40300001 |  | SNR0
SNR-H01MKY10BR006 | Flexible Pipe for Thrust Brg. No.5-1 |  | OPERATING | OPERATING | E071 | SNR0-2M0 | F40300001 |  | SNR0
SNR-H01MKY10BR007 | Flexible Pipe for Thrust Brg. No.6-1 |  | OPERATING | OPERATING | E071 | SNR0-2M0 | F40300001 |  | SNR0
SNR-H01MKY10BR008 | Flexible Pipe for Thrust Brg. No.7-1 |  | OPERATING | OPERATING | E071 | SNR0-2M0 | F40300001 |  | SNR0
SNR-H01MKY10BR009 | Flexible Pipe for Thrust Brg. No.8-1 |  | OPERATING | OPERATING | E071 | SNR0-2M0 | F40300001 |  | SNR0
SNR-H01MKY10BR010 | Flexible Pipe for Thrust Brg. No.9-1 |  | OPERATING | OPERATING | E071 | SNR0-2M0 | F40300001 |  | SNR0
SNR-H01MKY10BR011 | Flexible Pipe for Thrust Brg. No.10-1 |  | OPERATING | OPERATING | E071 | SNR0-2M0 | F40300001 |  | SNR0
SNR-H01MKY10BR012 | Flexible Pipe for Thrust Brg. No.11-1 |  | OPERATING | OPERATING | E071 | SNR0-2M0 | F40300001 |  | SNR0
SNR-H01MKY10BR013 | Flexible Pipe for Thrust Brg. No.12-1 |  | OPERATING | OPERATING | E071 | SNR0-2M0 | F40300001 |  | SNR0
SNR-H01MKY10BR014 | Flexible Pipe for Thrust Brg. No.13 |  | OPERATING | OPERATING | E071 | SNR0-2M0 | F40300001 |  | SNR0
SNR-H01MKY10BR015 | Flexible Pipe for Thrust Brg. No.14 |  | OPERATING | OPERATING | E071 | SNR0-2M0 | F40300001 |  | SNR0
SNR-H01MKY10BR016 | Flexible Pipe for Thrust Brg. No.15 |  | OPERATING | OPERATING | E071 | SNR0-2M0 | F40300001 |  | SNR0
SNR-H01MKY10BR017 | Flexible Pipe for Thrust Brg. No.16 |  | OPERATING | OPERATING | E071 | SNR0-2M0 | F40300001 |  | SNR0
SNR-H01MKY10CP001 | Pressure Switch for High Pressure Oil Lift Pump |  | OPERATING | OPERATING | E071 | SNR0-2E0 | F40300001 |  | SNR0
SNR-H01MKY10CP001-S01 | HP Oil Plant Inlet Pressure 3 to LCB Low (SNR-H01MKV50CP304-S01) |  | OPERATING | OPERATING | E071 | SNR0-2E0 | F40300001 |  | SNR0
SNR-H01MKY10CP001-S02 | HP Oil Plant Inlet Pressure 2 to LCB Low (SNR-H01MKV50CP303-S01) |  | OPERATING | OPERATING | E071 | SNR0-2E0 | F40300001 |  | SNR0
SNR-H01MKY10CP001-S03 | HP Oil Plant Differential Pressure Ok (SNR-H01MKV50CP302-S01) |  | OPERATING | OPERATING | E071 | SNR0-2E0 | F40300001 |  | SNR0
SNR-H01MKY10CP001-S04 | HP Oil Plant Inlet Pressure 1 to LCB Low (SNR-H01MKV50CP301-S01) |  | OPERATING | OPERATING | E071 | SNR0-2E0 | F40300001 |  | SNR0
SNR-H01MKY10CP002 | Pressure Oil Inlet Line to LCB (HP) (SNR-H01MKV50CP501) |  | OPERATING | OPERATING | E071 | SNR0-2E0 | F40300001 |  | SNR0
SNR-H01MKY10CP003 | Pressure Oil Inlet Line to LCB (SNR-H01MKV50CP502) |  | OPERATING | OPERATING | E071 | SNR0-2E0 | F40300001 |  | SNR0
SNR-H01P | Cooling Water System |  | OPERATING | OPERATING | E071 | SNR0-2M0 | F40300001 |  | SNR0
SNR-H01PA | Main Cooling Water System |  | OPERATING | OPERATING | E071 | SNR0-2M0 | F40300001 |  | SNR0
SNR-H01PAG | Cooling Water System |  | OPERATING | OPERATING | E071 | SNR0-2M0 | F40300001 |  | SNR0
SNR-H01PAG10 | Main Cooling From Penstock (SNR-H01PAC10) |  | OPERATING | OPERATING | E071 | SNR0-2M0 | F40300001 |  | SNR0
SNR-H01PAG10AA001 | Main Valve From Penstock (SNR-H01PAC10AA501) |  | OPERATING | OPERATING | E071 | SNR0-2M0 | F40300001 |  | SNR0
SNR-H01PAG10AA002 | Main Cooling Water Supply Valve 20PM(Val |  | OPERATING | OPERATING | E071 | SNR0-2E0 | F40300001 |  | SNR0
SNR-H01PAG10AA002-M01 | Motor for Valve 20PM |  | OPERATING | OPERATING | E071 | SNR0-2E0 | F40300001 |  | SNR0
SNR-H01PAG10AA002KA01 | Valve |  | OPERATING | OPERATING | E071 | SNR0-2M0 | F40300001 |  | SNR0
SNR-H01PAG10AA002MG01 | Gear Drive |  | OPERATING | OPERATING | E071 | SNR0-2M0 | F40300001 |  | SNR0
SNR-H01PAG10AA003 | By - Pass Valve for Valve 20PM (SNR-H01PAC10AA504) |  | OPERATING | OPERATING | E071 | SNR0-2M0 | F40300001 |  | SNR0
SNR-H01PAG10AA004 | Valve Inlet Before Washing Strainer 810A (SNR-H01PAC11AA501) |  | OPERATING | OPERATING | E071 | SNR0-2M0 | F40300001 |  | SNR0
SNR-H01PAG10AA005 | Valve Outlet After Washing Strainer 810A (SNR-H01PAC11AA502) |  | OPERATING | OPERATING | E071 | SNR0-2M0 | F40300001 |  | SNR0
SNR-H01PAG10AA006 | Valve for Pressure Gauge (SNR-H01PAC10AA901) |  | OPERATING | OPERATING | E071 | SNR0-2M0 | F40300001 |  | SNR0
SNR-H01PAG10AA007 | Valve Inlet Before Washing Strainer 810B (SNR-H01PAC12AA501) |  | OPERATING | OPERATING | E071 | SNR0-2M0 | F40300001 |  | SNR0
SNR-H01PAG10AA008 | Valve Outlet After Washing Strainer 810B (SNR-H01PAC12AA502) |  | OPERATING | OPERATING | E071 | SNR0-2M0 | F40300001 |  | SNR0
SNR-H01PAG10AA009 | Valve for Pressure Switch of Main Cooling Switch (SNR-H01PAC10AA902) |  | OPERATING | OPERATING | E071 | SNR0-2M0 | F40300001 |  | SNR0
SNR-H01PAG10AA010 | Auto Valve Drain for Auto Washing Strainer |  | OPERATING | OPERATING | E071 | SNR0-2M0 | F40300001 |  | SNR0
SNR-H01PAG10AA010-M01 | Motor |  | OPERATING | OPERATING | E071 | SNR0-2E0 | F40300001 |  | SNR0
SNR-H01PAG10AA010KA01 | Valve |  | OPERATING | OPERATING | E071 | SNR0-2M0 | F40300001 |  | SNR0
SNR-H01PAG10AA010MG01 | Gear Drive |  | OPERATING | OPERATING | E071 | SNR0-2M0 | F40300001 |  | SNR0
SNR-H01PAG10AA011 | Auto Valve Drain for Auto Washing Strainer |  | OPERATING | OPERATING | E071 | SNR0-2M0 | F40300001 |  | SNR0
SNR-H01PAG10AA011-M01 | Motor |  | OPERATING | OPERATING | E071 | SNR0-2E0 | F40300001 |  | SNR0
SNR-H01PAG10AA011KA01 | Valve |  | OPERATING | OPERATING | E071 | SNR0-2M0 | F40300001 |  | SNR0
SNR-H01PAG10AA011MG01 | Gear Drive |  | OPERATING | OPERATING | E071 | SNR0-2M0 | F40300001 |  | SNR0
SNR-H01PAG10AA012 | Valve Inlet Before Pressure Reducing Valve (SNR-H01PAC10AA502) |  | OPERATING | OPERATING | E071 | SNR0-2M0 | F40300001 |  | SNR0
SNR-H01PAG10AA013 | Pressure Reducing Valve(825) (SNR-H01PAC10AA051) |  | OPERATING | OPERATING | E071 | SNR0-2M0 | F40300001 |  | SNR0
SNR-H01PAG10AA013KA01 | Valve 825 |  | OPERATING | OPERATING | E071 | SNR0-2M0 | F40300001 |  | SNR0
SNR-H01PAG10AA013KA02 | Valve for Pressure Gauge Inlet |  | OPERATING | OPERATING | E071 | SNR0-2M0 | F40300001 |  | SNR0
SNR-H01PAG10AA013KA03 | Valve for Pressure Gauge Outlet |  | OPERATING | OPERATING | E071 | SNR0-2M0 | F40300001 |  | SNR0
SNR-H01PAG10AA013QP01 | Pressure Gauge Inlet |  | OPERATING | OPERATING | E071 | SNR0-2E0 | F40300001 |  | SNR0
SNR-H01PAG10AA013QP02 | Pressure Gauge Outlet |  | OPERATING | OPERATING | E071 | SNR0-2E0 | F40300001 |  | SNR0
SNR-H01PAG10AA014 | Valve Outlet After Pressure Reducing Valve (SNR-H01PAC10AA503) |  | OPERATING | OPERATING | E071 | SNR0-2M0 | F40300001 |  | SNR0
SNR-H01PAG10AA015 | Pressure Relief Valve(828) (SNR-H01PAC10AA301) |  | OPERATING | OPERATING | E071 | SNR0-2M0 | F40300001 |  | SNR0
SNR-H01PAG10AA016 | Check Valve After Relief Valve (SNR-H01PAC10AA701) |  | OPERATING | OPERATING | E071 | SNR0-2M0 | F40300001 |  | SNR0
SNR-H01PAG10AA017 | Valve After Relief Valve (SNR-H01PAC20AA601) |  | OPERATING | OPERATING | E071 | SNR0-2M0 | F40300001 |  | SNR0
SNR-H01PAG10AT001 | Auto Washing Strainer No.1 (SNR-H01PAC11AT001) |  | OPERATING | OPERATING | E071 | SNR0-2M0 | F40300001 |  | SNR0
SNR-H01PAG10AT001-M01 | Motor for Auto. Washing Strainer No.A(81 |  | OPERATING | OPERATING | E071 | SNR0-2E0 | F40300001 |  | SNR0
SNR-H01PAG10AT001KA01 | Valve for Pressure Gauge Inlet |  | OPERATING | OPERATING | E071 | SNR0-2M0 | F40300001 |  | SNR0
SNR-H01PAG10AT001KA02 | Valve for Pressure Gauge Outlet |  | OPERATING | OPERATING | E071 | SNR0-2M0 | F40300001 |  | SNR0
SNR-H01PAG10AT001KT01 | Strainer |  | OPERATING | OPERATING | E071 | SNR0-2M0 | F40300001 |  | SNR0
SNR-H01PAG10AT001MG01 | Gear Drive |  | OPERATING | OPERATING | E071 | SNR0-2M0 | F40300001 |  | SNR0
SNR-H01PAG10AT001QP01 | Pressure Gauge Inlet |  | OPERATING | OPERATING | E071 | SNR0-2E0 | F40300001 |  | SNR0
SNR-H01PAG10AT001QP02 | Pressure Gauge Outlet |  | OPERATING | OPERATING | E071 | SNR0-2E0 | F40300001 |  | SNR0
SNR-H01PAG10AT002 | Auto Washing Strainer No.2 (SNR-H01PAC12AT001) |  | OPERATING | OPERATING | E071 | SNR0-2M0 | F40300001 |  | SNR0
SNR-H01PAG10AT002-M01 | Motor for Auto. Washing Strainer No.B(81 |  | OPERATING | OPERATING | E071 | SNR0-2E0 | F40300001 |  | SNR0
SNR-H01PAG10AT002KA01 | Valve for Pressure Gauge Inlet |  | OPERATING | OPERATING | E071 | SNR0-2M0 | F40300001 |  | SNR0
SNR-H01PAG10AT002KA02 | Valve for Pressure Gauge Outlet |  | OPERATING | OPERATING | E071 | SNR0-2M0 | F40300001 |  | SNR0
SNR-H01PAG10AT002KT01 | Strainer |  | OPERATING | OPERATING | E071 | SNR0-2M0 | F40300001 |  | SNR0
SNR-H01PAG10AT002MG01 | Gear Drive |  | OPERATING | OPERATING | E071 | SNR0-2M0 | F40300001 |  | SNR0
SNR-H01PAG10AT002QP01 | Pressure Gauge Inlet |  | OPERATING | OPERATING | E071 | SNR0-2E0 | F40300001 |  | SNR0
SNR-H01PAG10AT002QP02 | Pressure Gauge Outlet |  | OPERATING | OPERATING | E071 | SNR0-2E0 | F40300001 |  | SNR0
SNR-H01PAG10BR001 | Pipe Line |  | OPERATING | OPERATING | E071 | SNR0-2M0 | F40300001 |  | SNR0
SNR-H01PAG10CP001 | Main CW. Pressure form Penstock (SNR-H01PAC10CP501) |  | OPERATING | OPERATING | E071 | SNR0-2E0 | F40300001 |  | SNR0
SNR-H01PAG10CP002 | Pressure Switch Equipment |  | OPERATING | OPERATING | E071 | SNR0-2E0 | F40300001 |  | SNR0
SNR-H01PAG10CP002-S01 | Pressure of Main CW. (SNR-H01PAC10CP301-S01) |  | OPERATING | OPERATING | E071 | SNR0-2E0 | F40300001 |  | SNR0
SNR-H01PAG10CP003 | Penstock Side (Water Pressure Gauge) (SNR-H01MEX16CP501) |  | OPERATING | OPERATING | E071 | SNR0-2E0 | F40300001 |  | SNR0
SNR-H01PAG10CP004 | Spiral Case Side (Water Pressure) (SNR-H01MEX17CP501) |  | OPERATING | OPERATING | E071 | SNR0-2E0 | F40300001 |  | SNR0
SNR-H01PAG10CT001 | Raw CW Supply Temperature (SNR-H01PAC10CT001-B01) |  | OPERATING | OPERATING | E071 | SNR0-2E0 | F40300001 |  | SNR0
SNR-H01PAG10CT002 | Temp Gauge of Main CW. From Penstock (SNR-H01PAC10CT501) |  | OPERATING | OPERATING | E071 | SNR0-2E0 | F40300001 |  | SNR0
SNR-H01PAG11 | Main Cooling From D/T (SNR-H01PAC20) |  | OPERATING | OPERATING | E071 | SNR0-2M0 | F40300001 |  | SNR0
SNR-H01PAG11AA001 | Valve Inlet From D/T (SNR-H01PAC20AA501) |  | OPERATING | OPERATING | E071 | SNR0-2M0 | F40300001 |  | SNR0
SNR-H01PAG11AA002 | Valve for D/T Drain (SNR-H01PAC10AA643) |  | OPERATING | OPERATING | E071 | SNR0-2M0 | F40300001 |  | SNR0
SNR-H01PAG11AA003 | Valve Inlet Before Cooling Water Pump 80 |  | OPERATING | OPERATING | E071 | SNR0-2M0 | F40300001 |  | SNR0
SNR-H01PAG11AA004 | Valve for Inlet Pressure Guage (SNR-H01PAC20AA901) |  | OPERATING | OPERATING | E071 | SNR0-2M0 | F40300001 |  | SNR0
SNR-H01PAG11AA005 | Valve for Outlet Pressure Guage (SNR-H01PAC20AA902) |  | OPERATING | OPERATING | E071 | SNR0-2M0 | F40300001 |  | SNR0
SNR-H01PAG11AA006 | Valve Inlet to Auto Washing Strainer No.3 (SNR-H01PAC21AA501) |  | OPERATING | OPERATING | E071 | SNR0-2M0 | F40300001 |  | SNR0
SNR-H01PAG11AA007 | Valve Outlet From Auto Washing Strainer No.3 (SNR-H01PAC21AA502) |  | OPERATING | OPERATING | E071 | SNR0-2M0 | F40300001 |  | SNR0
SNR-H01PAG11AA008 | Valve Inlet to Auto Washing Strainer No.4 (SNR-H01PAC22AA501) |  | OPERATING | OPERATING | E071 | SNR0-2M0 | F40300001 |  | SNR0
SNR-H01PAG11AA009 | Valve Outlet From Auto Washing Strainer No.4 (SNR-H01PAC22AA502) |  | OPERATING | OPERATING | E071 | SNR0-2M0 | F40300001 |  | SNR0
SNR-H01PAG11AP001 | Main Cooling Water Pump(801) |  | OPERATING | OPERATING | E071 | SNR0-2M0 | F40300001 |  | SNR0
SNR-H01PAG11AP001-M01 | Main Cooling Water Pump(801)(Motor) |  | OPERATING | OPERATING | E071 | SNR0-2M0 | F40300001 |  | SNR0
SNR-H01PAG11AP001KA01 | Valve for Pressure Gauge Inlet |  | OPERATING | OPERATING | E071 | SNR0-2M0 | F40300001 |  | SNR0
SNR-H01PAG11AP001KA02 | Valve for Pressure Gauge Outlet |  | OPERATING | OPERATING | E071 | SNR0-2M0 | F40300001 |  | SNR0
SNR-H01PAG11AP001KP01 | Pump |  | OPERATING | OPERATING | E071 | SNR0-2M0 | F40300001 |  | SNR0
SNR-H01PAG11AP001MK01 | Coupling |  | OPERATING | OPERATING | E071 | SNR0-2M0 | F40300001 |  | SNR0
SNR-H01PAG11AP001QP01 | Pressure Gauge Inlet |  | OPERATING | OPERATING | E071 | SNR0-2E0 | F40300001 |  | SNR0
SNR-H01PAG11AP001QP02 | Pressure Gauge Outlet |  | OPERATING | OPERATING | E071 | SNR0-2E0 | F40300001 |  | SNR0
SNR-H01PAG11AT001 | Auto Washing Strainer No.3 (SNR-H01PAC21AT001) |  | OPERATING | OPERATING | E071 | SNR0-2M0 | F40300001 |  | SNR0
SNR-H01PAG11AT002 | Auto Washing Strainer No.4 (SNR-H01PAC22AT001) |  | OPERATING | OPERATING | E071 | SNR0-2M0 | F40300001 |  | SNR0
SNR-H01PAG11CP001 | Pressure Guage Inlet (SNR-H01PAC20CP501) |  | OPERATING | OPERATING | E071 | SNR0-2E0 | F40300001 |  | SNR0
SNR-H01PAG11CP002 | Pressure Guage Outlet (SNR-H01PAC20CP502) |  | OPERATING | OPERATING | E071 | SNR0-2E0 | F40300001 |  | SNR0
SNR-H01PAG12 | Cooling Supply to Air Cooler (SNR-H01MKA80) |  | OPERATING | OPERATING | E071 | SNR0-2M0 | F40300001 |  | SNR0
SNR-H01PAG12AA001 | Main Valve Inlet Air Cooler |  | OPERATING | OPERATING | E071 | SNR0-2M0 | F40300001 |  | SNR0
SNR-H01PAG12AA002 | Valve Inlet Air Cooler No.01 (SNR-H01MKA80AA111) |  | OPERATING | OPERATING | E071 | SNR0-2M0 | F40300001 |  | SNR0
SNR-H01PAG12AA003 | Valve Outlet Air Cooler No.01 (SNR-H01MKA80AA112) |  | OPERATING | OPERATING | E071 | SNR0-2M0 | F40300001 |  | SNR0
SNR-H01PAG12AA004 | Valve Inlet Air Cooler No.02 (SNR-H01MKA80AA121) |  | OPERATING | OPERATING | E071 | SNR0-2M0 | F40300001 |  | SNR0
SNR-H01PAG12AA005 | Valve Outlet Air Cooler No.02 (SNR-H01MKA80AA122) |  | OPERATING | OPERATING | E071 | SNR0-2M0 | F40300001 |  | SNR0
SNR-H01PAG12AA006 | Valve Inlet Air Cooler No.03 (SNR-H01MKA80AA131) |  | OPERATING | OPERATING | E071 | SNR0-2M0 | F40300001 |  | SNR0
SNR-H01PAG12AA007 | Valve Outlet Air Cooler No.03 (SNR-H01MKA80AA132) |  | OPERATING | OPERATING | E071 | SNR0-2M0 | F40300001 |  | SNR0
SNR-H01PAG12AA008 | Valve Inlet Air Cooler No.04 (SNR-H01MKA80AA141) |  | OPERATING | OPERATING | E071 | SNR0-2M0 | F40300001 |  | SNR0
SNR-H01PAG12AA009 | Valve Outlet Air Cooler No.04 (SNR-H01MKA80AA142) |  | OPERATING | OPERATING | E071 | SNR0-2M0 | F40300001 |  | SNR0
SNR-H01PAG12AA010 | Valve Inlet Air Cooler No.05 (SNR-H01MKA80AA151) |  | OPERATING | OPERATING | E071 | SNR0-2M0 | F40300001 |  | SNR0
SNR-H01PAG12AA011 | Valve Outlet Air Cooler No.05 (SNR-H01MKA80AA152) |  | OPERATING | OPERATING | E071 | SNR0-2M0 | F40300001 |  | SNR0
SNR-H01PAG12AA012 | Valve Inlet Air Cooler No.06 (SNR-H01MKA80AA161) |  | OPERATING | OPERATING | E071 | SNR0-2M0 | F40300001 |  | SNR0
SNR-H01PAG12AA013 | Valve Outlet Air Cooler No.06 (SNR-H01MKA80AA162) |  | OPERATING | OPERATING | E071 | SNR0-2M0 | F40300001 |  | SNR0
SNR-H01PAG12AA014 | Valve Inlet Air Cooler No.07 (SNR-H01MKA80AA171) |  | OPERATING | OPERATING | E071 | SNR0-2M0 | F40300001 |  | SNR0
SNR-H01PAG12AA015 | Valve Outlet Air Cooler No.07 (SNR-H01MKA80AA172) |  | OPERATING | OPERATING | E071 | SNR0-2M0 | F40300001 |  | SNR0
SNR-H01PAG12AA016 | Valve Inlet Air Cooler No.08 (SNR-H01MKA80AA181) |  | OPERATING | OPERATING | E071 | SNR0-2M0 | F40300001 |  | SNR0
SNR-H01PAG12AA017 | Valve Outlet Air Cooler No.08 (SNR-H01MKA80AA182) |  | OPERATING | OPERATING | E071 | SNR0-2M0 | F40300001 |  | SNR0
SNR-H01PAG12AA018 | Valve Inlet Air Cooler No.09 (SNR-H01MKA80AA191) |  | OPERATING | OPERATING | E071 | SNR0-2M0 | F40300001 |  | SNR0
SNR-H01PAG12AA019 | Valve Outlet Air Cooler No.09 (SNR-H01MKA80AA192) |  | OPERATING | OPERATING | E071 | SNR0-2M0 | F40300001 |  | SNR0
SNR-H01PAG12AA020 | Valve Inlet Air Cooler No.10 (SNR-H01MKA80AA1101) |  | OPERATING | OPERATING | E071 | SNR0-2M0 | F40300001 |  | SNR0
SNR-H01PAG12AA021 | Valve Outlet Air Cooler No.10 (SNR-H01MKA80AA1102) |  | OPERATING | OPERATING | E071 | SNR0-2M0 | F40300001 |  | SNR0
SNR-H01PAG12AA022 | Valve Inlet Air Cooler No.11 (SNR-H01MKA80AA1111) |  | OPERATING | OPERATING | E071 | SNR0-2M0 | F40300001 |  | SNR0
SNR-H01PAG12AA023 | Valve Outlet Air Cooler No.11 (SNR-H01MKA80AA1112) |  | OPERATING | OPERATING | E071 | SNR0-2M0 | F40300001 |  | SNR0
SNR-H01PAG12AA024 | Valve Inlet Air Cooler No.12 (SNR-H01MKA80AA1121) |  | OPERATING | OPERATING | E071 | SNR0-2M0 | F40300001 |  | SNR0
SNR-H01PAG12AA025 | Valve Outlet Air Cooler No.12 (SNR-H01MKA80AA1122) |  | OPERATING | OPERATING | E071 | SNR0-2M0 | F40300001 |  | SNR0
SNR-H01PAG12AA026 | Valve Inlet Before Flow Relay for Air Co (SNR-H01PCB80AA102) |  | OPERATING | OPERATING | E071 | SNR0-2M0 | F40300001 |  | SNR0
SNR-H01PAG12AA027 | Valve Outlet From Flow Relay for Air Coo (SNR-H01PCB80AA103) |  | OPERATING | OPERATING | E071 | SNR0-2M0 | F40300001 |  | SNR0
SNR-H01PAG12AA028 | Valve By Pass for Flow Relay for Air Coo (SNR-H01PCB80AA104) |  | OPERATING | OPERATING | E071 | SNR0-2M0 | F40300001 |  | SNR0
SNR-H01PAG12AA029 | Valve for Pressure Transmitter Inlet (SNR-H01PCB80AA101) |  | OPERATING | OPERATING | E071 | SNR0-2M0 | F40300001 |  | SNR0
SNR-H01PAG12AA030 | Valve for Pressure Gauge Inlet (SNR-H01PCB80AA110) |  | OPERATING | OPERATING | E071 | SNR0-2M0 | F40300001 |  | SNR0
SNR-H01PAG12AA031 | Valve Inlet Before Discharge Valve (SNR-H01PCB80AA105) |  | OPERATING | OPERATING | E071 | SNR0-2M0 | F40300001 |  | SNR0
SNR-H01PAG12AA032 | Discharge Valve (SNR-H01PCB80AA106) |  | OPERATING | OPERATING | E071 | SNR0-2M0 | F40300001 |  | SNR0
SNR-H01PAG12AA033 | Valve Outlet From Discharge Valve (SNR-H01PCB80AA107) |  | OPERATING | OPERATING | E071 | SNR0-2M0 | F40300001 |  | SNR0
SNR-H01PAG12AA034 | Valve By Pass for Discharge Valve (SNR-H01PCB80AA104) |  | OPERATING | OPERATING | E071 | SNR0-2M0 | F40300001 |  | SNR0
SNR-H01PAG12AA035 | Valve for Pressure Gauge Outlet (SNR-H01PCB80AA111) |  | OPERATING | OPERATING | E071 | SNR0-2M0 | F40300001 |  | SNR0
SNR-H01PAG12AA036 | Valve for Pressure Transmitter Outlet (SNR-H01PCB80AA109) |  | OPERATING | OPERATING | E071 | SNR0-2M0 | F40300001 |  | SNR0
SNR-H01PAG12BR001 | Pipe Line |  | OPERATING | OPERATING | E071 | SNR0-2M0 | F40300001 |  | SNR0
SNR-H01PAG12CF001 | Flow CW. Inlet to Stator Air Cooler (Common) (SNR-H01PCB80CF001) |  | OPERATING | OPERATING | E071 | SNR0-2E0 | F40300001 |  | SNR0
SNR-H01PAG12CP001 | Pressure CW. Inlet to Gen Air Cooler (Header) (SNR-H01PCB80CP001) |  | OPERATING | OPERATING | E071 | SNR0-2E0 | F40300001 |  | SNR0
SNR-H01PAG12CP002 | Pressure Cooling Water Inlet to Stator Air Coolers (Common Header) (SNR-H01PCB80CP003) |  | OPERATING | OPERATING | E071 | SNR0-2E0 | F40300001 |  | SNR0
SNR-H01PAG12CP003 | Pressure Cooling Water Outlet to Stator Air Coolers (Common Header) (SNR-H01PCB80CP004) |  | OPERATING | OPERATING | E071 | SNR0-2E0 | F40300001 |  | SNR0
SNR-H01PAG12CP004 | Pressure CW. Outlet to Gen Air Cooler (Header) (SNR-H01PCB80CP002) |  | OPERATING | OPERATING | E071 | SNR0-2E0 | F40300001 |  | SNR0
SNR-H01PAG12CT001 | CW. Inlet to Stator Air Cooler Temp.(Common Header) (SNR-H01PCB80CT002) |  | OPERATING | OPERATING | E071 | SNR0-2E0 | F40300001 |  | SNR0
SNR-H01PAG12CT002 | Temperature CW. Inlet to Stator Air Cooler (Common Header) (SNR-H01PCB80CT003-C01/C02) |  | OPERATING | OPERATING | E071 | SNR0-2E0 | F40300001 |  | SNR0
SNR-H01PAG12CT003 | Temperature Cooling Water Inlet to Stator Air Coolers (Common Header) (SNR-H01PCB80CT001) |  | OPERATING | OPERATING | E071 | SNR0-2E0 | F40300001 |  | SNR0
SNR-H01PAG12CT005 | Temperature CW. Outlet to Stator Air Cooler 1 High (SNR-H01MKA80CT013-C01/C02) |  | OPERATING | OPERATING | E071 | SNR0-2E0 | F40300001 |  | SNR0
SNR-H01PAG12CT007 | Temperature CW. Outlet to Stator Air Cooler 2 High (SNR-H01MKA80CT014-C01/C02) |  | OPERATING | OPERATING | E071 | SNR0-2E0 | F40300001 |  | SNR0
SNR-H01PAG12CT009 | Temperature CW. Outlet to Stator Air Cooler 3 High (SNR-H01MKA80CT015-C01/C02) |  | OPERATING | OPERATING | E071 | SNR0-2E0 | F40300001 |  | SNR0
SNR-H01PAG12CT011 | Temperature CW. Outlet to Stator Air Cooler 4 High (SNR-H01MKA80CT016-C01/C02) |  | OPERATING | OPERATING | E071 | SNR0-2E0 | F40300001 |  | SNR0
SNR-H01PAG12CT013 | Temperature CW. Outlet to Stator Air Cooler 5 High (SNR-H01MKA80CT017-C01/C02) |  | OPERATING | OPERATING | E071 | SNR0-2E0 | F40300001 |  | SNR0
SNR-H01PAG12CT015 | Temperature CW. Outlet to Stator Air Cooler 6 High (SNR-H01MKA80CT018-C01/C02) |  | OPERATING | OPERATING | E071 | SNR0-2E0 | F40300001 |  | SNR0
SNR-H01PAG12CT017 | Temperature CW. Outlet to Stator Air Cooler 7 High (SNR-H01MKA80CT019-C01/C02) |  | OPERATING | OPERATING | E071 | SNR0-2E0 | F40300001 |  | SNR0
SNR-H01PAG12CT019 | Temperature CW. Outlet to Stator Air Cooler 8 High (SNR-H01MKA80CT020-C01/C02) |  | OPERATING | OPERATING | E071 | SNR0-2E0 | F40300001 |  | SNR0
SNR-H01PAG12CT021 | Temperature CW. Outlet to Stator Air Cooler 9 High (SNR-H01MKA80CT021-C01/C02) |  | OPERATING | OPERATING | E071 | SNR0-2E0 | F40300001 |  | SNR0
SNR-H01PAG12CT023 | Temperature CW. Outlet to Stator Air Cooler 10 High (SNR-H01MKA80CT022-C01/C02) |  | OPERATING | OPERATING | E071 | SNR0-2E0 | F40300001 |  | SNR0
SNR-H01PAG12CT025 | Temperature CW. Outlet to Stator Air Cooler 11 High (SNR-H01MKA80CT023-C01/C02) |  | OPERATING | OPERATING | E071 | SNR0-2E0 | F40300001 |  | SNR0
SNR-H01PAG12CT027 | Temperature CW. Outlet to Stator Air Cooler 12 High (SNR-H01MKA80CT024-C01/C02) |  | OPERATING | OPERATING | E071 | SNR0-2E0 | F40300001 |  | SNR0
SNR-H01PAG12CT028 | Temperature Cooling water Outlet From stator Air Coolers (common header) (SNR-H01PCB80CT003) |  | OPERATING | OPERATING | E071 | SNR0-2E0 | F40300001 |  | SNR0
SNR-H01PAG12CT029 | Temperature CW. Outlet to Stator Air Cooler (Common Header) (SNR-H01PCB80CT004-C01/C02) |  | OPERATING | OPERATING | E071 | SNR0-2E0 | F40300001 |  | SNR0
SNR-H01PAG12CT030 | CW. Outlet to Stator Air Cooler Temp.(Common Header) (SNR-H01PCB80CT005) |  | OPERATING | OPERATING | E071 | SNR0-2E0 | F40300001 |  | SNR0
SNR-H01PAG13 | Cooling Supply to Gen. Oil Cooler (SNR-H01PCB30) |  | OPERATING | OPERATING | E071 | SNR0-2M0 | F40300001 |  | SNR0
SNR-H01PAG13AA001 | Main Valve Inlet to Oil Cooler (SNR-H01PCB30AA101) |  | OPERATING | OPERATING | E071 | SNR0-2M0 | F40300001 |  | SNR0
SNR-H01PAG13AA002 | Valve Inlet Before Flow Relay for Oil Co (SNR-H01PCB30AA103) |  | OPERATING | OPERATING | E071 | SNR0-2M0 | F40300001 |  | SNR0
SNR-H01PAG13AA003 | Valve Outlet After Flow Relay for Oil Co (SNR-H01PCB30AA104) |  | OPERATING | OPERATING | E071 | SNR0-2M0 | F40300001 |  | SNR0
SNR-H01PAG13AA004 | Valve By Pass for Flow Relay for Oil Coo (SNR-H01PCB30AA105) |  | OPERATING | OPERATING | E071 | SNR0-2M0 | F40300001 |  | SNR0
SNR-H01PAG13AA005 | Valve for Pressure Transmitter Inlet (SNR-H01PCB30AA102) |  | OPERATING | OPERATING | E071 | SNR0-2M0 | F40300001 |  | SNR0
SNR-H01PAG13AA006 | Valve for Pressure Gauge Inlet (SNR-H01PCB30AA111) |  | OPERATING | OPERATING | E071 | SNR0-2M0 | F40300001 |  | SNR0
SNR-H01PAG13AA007 | Valve Inlet Before Flow Control Valve (SNR-H01PCB30AA106) |  | OPERATING | OPERATING | E071 | SNR0-2M0 | F40300001 |  | SNR0
SNR-H01PAG13AA008 | Valve Outlet After Flow Control Valve (SNR-H01PCB30AA108) |  | OPERATING | OPERATING | E071 | SNR0-2M0 | F40300001 |  | SNR0
SNR-H01PAG13AA009 | Valve By Pass for Flow Control Valve (SNR-H01PCB30AA109) |  | OPERATING | OPERATING | E071 | SNR0-2M0 | F40300001 |  | SNR0
SNR-H01PAG13AA010 | Flow Control Valve (SNR-H01PCB30AA107) |  | OPERATING | OPERATING | E071 | SNR0-2M0 | F40300001 |  | SNR0
SNR-H01PAG13AA011 | Valve for Pressure Gauge Outlet (SNR-H01PCB30AA112) |  | OPERATING | OPERATING | E071 | SNR0-2M0 | F40300001 |  | SNR0
SNR-H01PAG13AA012 | Valve for Pressure Transmitter Outlet (SNR-H01PCB30AA110) |  | OPERATING | OPERATING | E071 | SNR0-2M0 | F40300001 |  | SNR0
SNR-H01PAG13AA013 | Main Valve Outlet From Oil Cooler (SNR-H01PCB30AA111) |  | OPERATING | OPERATING | E071 | SNR0-2M0 | F40300001 |  | SNR0
SNR-H01PAG13BR001 | Pipe Line |  | OPERATING | OPERATING | E071 | SNR0-2M0 | F40300001 |  | SNR0
SNR-H01PAG13CF001 | Flow CW. Outlet to Oil Cooler - LCB (SNR-H01MKF30CF001) |  | OPERATING | OPERATING | E071 | SNR0-2E0 | F40300001 |  | SNR0
SNR-H01PAG13CP001 | Pressure CW. Inlet to LCB - Oil Cooler (SNR-H01PCB30CP501) |  | OPERATING | OPERATING | E071 | SNR0-2E0 | F40300001 |  | SNR0
SNR-H01PAG13CP002 | Pressure Cooling Water Inlet to Oil Coolers LCB - Lube Oil Plant (SNR-H01PCB30CP503) |  | OPERATING | OPERATING | E071 | SNR0-2E0 | F40300001 |  | SNR0
SNR-H01PAG13CP003 | Pressure Cooling Water Outlet to Oil Coolers LCB - Lube Oil Plant (SNR-H01PCB30CP504) |  | OPERATING | OPERATING | E071 | SNR0-2E0 | F40300001 |  | SNR0
SNR-H01PAG13CP004 | Pressure CW. Outlet to LCB - Oil Cooler (SNR-H01PCB30CP502) |  | OPERATING | OPERATING | E071 | SNR0-2E0 | F40300001 |  | SNR0
SNR-H01PAG13CT001 | CW. Inlet to Oil Cooler LCB Temp. (Lub. Oil Plant) (SNR-H01PCB30CT001) |  | OPERATING | OPERATING | E071 | SNR0-2E0 | F40300001 |  | SNR0
SNR-H01PAG13CT002 | Temperature Cooling Water Inlet to Oil Coolers LCB - Lube Oil Plant (SNR-H01PCB30CT501) |  | OPERATING | OPERATING | E071 | SNR0-2E0 | F40300001 |  | SNR0
SNR-H01PAG13CT003 | Temperature Cooling Water Outlet From Oil Coolers LCB - Lube Oil Plant (SNR-H01PCB30CT502) |  | OPERATING | OPERATING | E071 | SNR0-2E0 | F40300001 |  | SNR0
SNR-H01PAG13CT004 | CW. Outlet to Oil Cooler LCB Temp. (Lub. Oil Plant) (SNR-H01PCB30CT002) |  | OPERATING | OPERATING | E071 | SNR0-2E0 | F40300001 |  | SNR0
SNR-H01PAG14 | Cooling Supply to Tur. Brg. Oil Cooler (SNR-H01MED23) |  | OPERATING | OPERATING | E071 | SNR0-2M0 | F40300001 |  | SNR0
SNR-H01PAG14AA001 | Main Valve Inlet to Oil Cooler |  | OPERATING | OPERATING | E071 | SNR0-2M0 | F40300001 |  | SNR0
SNR-H01PAG14AA002 | Valve Water Inlet for Oil Cooler No.1 (SNR-H01MED23AA501) |  | OPERATING | OPERATING | E071 | SNR0-2M0 | F40300001 |  | SNR0
SNR-H01PAG14AA003 | Valve Water Outlet for Oil Cooler No.1 (SNR-H01MED23AA502) |  | OPERATING | OPERATING | E071 | SNR0-2M0 | F40300001 |  | SNR0
SNR-H01PAG14AA004 | Valve Water Inlet for Oil Cooler No.2 (SNR-H01MED23AA511) |  | OPERATING | OPERATING | E071 | SNR0-2M0 | F40300001 |  | SNR0
SNR-H01PAG14AA005 | Valve Water Outlet for Oil Cooler No.2 (SNR-H01MED23AA512) |  | OPERATING | OPERATING | E071 | SNR0-2M0 | F40300001 |  | SNR0
SNR-H01PAG14AA006 | Valve Inlet Before Flow Relay for Oil Co (SNR-H01MED23AA503) |  | OPERATING | OPERATING | E071 | SNR0-2M0 | F40300001 |  | SNR0
SNR-H01PAG14AA007 | Valve Outlet After Flow Relay for Oil Co (SNR-H01MED23AA504) |  | OPERATING | OPERATING | E071 | SNR0-2M0 | F40300001 |  | SNR0
SNR-H01PAG14AA008 | Valve By Pass for Flow Relay for Oil Coo (SNR-H01MED23AA521) |  | OPERATING | OPERATING | E071 | SNR0-2M0 | F40300001 |  | SNR0
SNR-H01PAG14AA009 | Flow Control Valve (SNR-H01MED23AA061) |  | OPERATING | OPERATING | E071 | SNR0-2E0 | F40300001 |  | SNR0
SNR-H01PAG14AA010 | Main Valve Outlet From Oil Cooler (SNR-H01MED23AA505) |  | OPERATING | OPERATING | E071 | SNR0-2M0 | F40300001 |  | SNR0
SNR-H01PAG14BR001 | Pipe Line |  | OPERATING | OPERATING | E071 | SNR0-2M0 | F40300001 |  | SNR0
SNR-H01PAG14CF001 | TGB Water Flow Transducer (SNR-H01MED23CF001-B01) |  | OPERATING | OPERATING | E071 | SNR0-2E0 | F40300001 |  | SNR0
SNR-H01PAG14CT001 | TGB Water Temperature (TGB LUB Oil) (SNR-H01MED23CT501) |  | OPERATING | OPERATING | E071 | SNR0-2E0 | F40300001 |  | SNR0
SNR-H01PAG15 | Cooling Water to Tailrace |  | OPERATING | OPERATING | E071 | SNR0-2M0 | F40300001 |  | SNR0
SNR-H01PAG20 | Aux. Cooling Water System (SNR-H01PAC30) |  | OPERATING | OPERATING | E071 | SNR0-2M0 | F40300001 |  | SNR0
SNR-H01PAG20AA001 | Main Valve For Water Supply (SNR-H01PAC30AA504) |  | OPERATING | OPERATING | E071 | SNR0-2M0 | F40300001 |  | SNR0
SNR-H01PAG20AA002 | Valve After Reducing Valve (SNR-H01PAC30AA503) |  | OPERATING | OPERATING | E071 | SNR0-2M0 | F40300001 |  | SNR0
SNR-H01PAG20AA003 | Aux. Reducing Valve(826-1) (SNR-H01PAC30AA051) |  | OPERATING | OPERATING | E071 | SNR0-2M0 | F40300001 |  | SNR0
SNR-H01PAG20AA003KA01 | Valve Reduce |  | OPERATING | OPERATING | E071 | SNR0-2M0 | F40300001 |  | SNR0
SNR-H01PAG20AA003KA02 | Valve for Pressure Gauge Inlet |  | OPERATING | OPERATING | E071 | SNR0-2M0 | F40300001 |  | SNR0
SNR-H01PAG20AA003KA03 | Valve for Pressure Gauge Outlet |  | OPERATING | OPERATING | E071 | SNR0-2M0 | F40300001 |  | SNR0
SNR-H01PAG20AA003QP01 | Pressure Gauge Inlet |  | OPERATING | OPERATING | E071 | SNR0-2E0 | F40300001 |  | SNR0
SNR-H01PAG20AA003QP02 | Pressure Gauge Outlet |  | OPERATING | OPERATING | E071 | SNR0-2E0 | F40300001 |  | SNR0
SNR-H01PAG20AA004 | Valve Before Aux. Auto Washing Strainer (SNR-H01PAC30AA501) |  | OPERATING | OPERATING | E071 | SNR0-2M0 | F40300001 |  | SNR0
SNR-H01PAG20AA005 | Aux. Relief Valve(829-1) (SNR-H01PAC30AA301) |  | OPERATING | OPERATING | E071 | SNR0-2M0 | F40300001 |  | SNR0
SNR-H01PAG20AA006 | Valve After Aux. Auto Washing Strainer (SNR-H01PAC30AA502) |  | OPERATING | OPERATING | E071 | SNR0-2M0 | F40300001 |  | SNR0
SNR-H01PAG20AA007 | By Pass Valve for Aux. Auto Washing Strainer (SNR-H01PAC30AA511) |  | OPERATING | OPERATING | E071 | SNR0-2M0 | F40300001 |  | SNR0
SNR-H01PAG20AT001 | Aux. Auto Washing Strainer (SNR-H01PAC30AT001) |  | OPERATING | OPERATING | E071 | SNR0-2M0 | F40300001 |  | SNR0
SNR-H01PAG20AT001KA01 | Valve for Pressure Gauge Inlet |  | OPERATING | OPERATING | E071 | SNR0-2M0 | F40300001 |  | SNR0
SNR-H01PAG20AT001KA02 | Valve for Pressure Gauge Outlet |  | OPERATING | OPERATING | E071 | SNR0-2M0 | F40300001 |  | SNR0
SNR-H01PAG20AT001KT01 | Strainer |  | OPERATING | OPERATING | E071 | SNR0-2M0 | F40300001 |  | SNR0
SNR-H01PAG20AT001QP01 | Pressure Gauge Inlet |  | OPERATING | OPERATING | E071 | SNR0-2E0 | F40300001 |  | SNR0
SNR-H01PAG20AT001QP02 | Pressure Gauge Outlet |  | OPERATING | OPERATING | E071 | SNR0-2E0 | F40300001 |  | SNR0
SNR-H01PAG20BR001 | Pipe Line |  | OPERATING | OPERATING | E071 | SNR0-2M0 | F40300001 |  | SNR0
SNR-H01PAG20CT001 | Temperature Gauge (SNR-H01PAC30CT501) |  | OPERATING | OPERATING | E071 | SNR0-2E0 | F40300001 |  | SNR0
SNR-H01PAG21 | Aux. Cooling Water to Gov. Sump Tank (SNR-H01PAC60) |  | OPERATING | OPERATING | E071 | SNR0-2M0 | F40300001 |  | SNR0
SNR-H01PAG21AA001 | Valve Inlet (SNR-H01PAC60AA501) |  | OPERATING | OPERATING | E071 | SNR0-2M0 | F40300001 |  | SNR0
SNR-H01PAG21AA002 | Valve Chemical Inlet (SNR-H01PAC60AA601) |  | OPERATING | OPERATING | E071 | SNR0-2M0 | F40300001 |  | SNR0
SNR-H01PAG21AA003 | Motorize Valve Outlet (SNR-H01PAC60AA101) |  | OPERATING | OPERATING | E071 | SNR0-2M0 | F40300001 |  | SNR0
SNR-H01PAG21AA004 | Valve Chemical Outlet (SNR-H01PAC60AA602) |  | OPERATING | OPERATING | E071 | SNR0-2M0 | F40300001 |  | SNR0
SNR-H01PAG21BR001 | Pipe |  | OPERATING | OPERATING | E071 | SNR0-2M0 | F40300001 |  | SNR0
SNR-H01PAG22 | Aux. Cooling Water to I/V Sump Tank (SNR-H01PAC70) |  | OPERATING | OPERATING | E071 | SNR0-2M0 | F40300001 |  | SNR0
SNR-H01PAG22AA001 | Valve Inlet (SNR-H01PAC70AA501) |  | OPERATING | OPERATING | E071 | SNR0-2M0 | F40300001 |  | SNR0
SNR-H01PAG22AA002 | Valve Chemical Inlet (SNR-H01PAC70AA601) |  | OPERATING | OPERATING | E071 | SNR0-2M0 | F40300001 |  | SNR0
SNR-H01PAG22AA003 | Motorize Valve Outlet (SNR-H01PAC70AA101) |  | OPERATING | OPERATING | E071 | SNR0-2M0 | F40300001 |  | SNR0
SNR-H01PAG22AA004 | Valve Chemical Outlet (SNR-H01PAC70AA602) |  | OPERATING | OPERATING | E071 | SNR0-2M0 | F40300001 |  | SNR0
SNR-H01PAG22BR001 | Pipe |  | OPERATING | OPERATING | E071 | SNR0-2M0 | F40300001 |  | SNR0
SNR-H01PAG26 | Aux. Cooling Water to Diesel Engine (SNR-H01PAC50) |  | OPERATING | OPERATING | E071 | SNR0-2M0 | F40300001 |  | SNR0
SNR-H01PAG26AA001 | Valve Inlet (SNR-H01PAC50AA501) |  | OPERATING | OPERATING | E071 | SNR0-2M0 | F40300001 |  | SNR0
SNR-H01PAG26BR001 | Pipe Line |  | OPERATING | OPERATING | E071 | SNR0-2M0 | F40300001 |  | SNR0
SNR-H01Q | Air Supply System |  | OPERATING | OPERATING | E071 | SNR0-2M0 | F40300001 |  | SNR0
SNR-H01QE | AIR Supply System |  | OPERATING | OPERATING | E071 | SNR0-2M0 | F40300001 |  | SNR0
SNR-H01QEA | Central Compressed Air and Carrier Air Generator System |  | OPERATING | OPERATING | E071 | SNR0-2M0 | F40300001 |  | SNR0
SNR-H01QEA10 | Brake Air Tank (SNR-H01MKA91) |  | OPERATING | OPERATING | E071 | SNR0-2M0 | F40300001 |  | SNR0
SNR-H01QEA10AA001 | Valve Inlet Before Reducing Valve (SNR-H01MKA91AA507) |  | OPERATING | OPERATING | E071 | SNR0-2M0 | F40300001 |  | SNR0
SNR-H01QEA10AA002 | Reducing Valve (SNR-H01MKA91AA007) |  | OPERATING | OPERATING | E071 | SNR0-2M0 | F40300001 |  | SNR0
SNR-H01QEA10AA003 | Drain Valve for Brake Air Tank (SNR-H01MKA91AA607) |  | OPERATING | OPERATING | E071 | SNR0-2M0 | F40300001 |  | SNR0
SNR-H01QEA10AA004 | Valve for Instrument Line (SNR-H01MKA91AA907) |  | OPERATING | OPERATING | E071 | SNR0-2M0 | F40300001 |  | SNR0
SNR-H01QEA10AA005 | Safty Valve (SNR-H01MKA91AA301) |  | OPERATING | OPERATING | E071 | SNR0-2M0 | F40300001 |  | SNR0
SNR-H01QEA10BB001 | Brake Air Tank (SNR-H01MKA91BB007) |  | OPERATING | OPERATING | E071 | SNR0-2M0 | F40300001 |  | SNR0
SNR-H01QEA10CP001 | Pressure Air Inlet to Air Tank - Braking Plant (SNR-H01MKA91CP509) |  | OPERATING | OPERATING | E071 | SNR0-2E0 | F40300001 |  | SNR0
SNR-H01QEA10CP002 | Pressure Air Inlet to Air Tank (SNR-H01MKA91CP008) |  | OPERATING | OPERATING | E071 | SNR0-2E0 | F40300001 |  | SNR0
SNR-H01QEA10CP003 | Pressure Air Inlet to Braking Plant (Before Air Tank) (SNR-H01MKA91CP007) |  | OPERATING | OPERATING | E071 | SNR0-2E0 | F40300001 |  | SNR0
SNR-H01QEA20 | Air Sup. Aux. Air Tank to Gov. Press Tank (SNR-H01QEA31) |  | OPERATING | OPERATING | E071 | SNR0-2M0 | F40300001 |  | SNR0
SNR-H01QEA20AA001 | Valve Inlet Before Valve 22 (SNR-H01QEA31AA502) |  | OPERATING | OPERATING | E071 | SNR0-2M0 | F40300001 |  | SNR0
SNR-H01QEA20AA002 | Valve 22 (SNR-H01QEA31AA101) |  | OPERATING | OPERATING | E071 | SNR0-2M0 | F40300001 |  | SNR0
SNR-H01QEA20AA003 | Valve Outlet After Valve 22 (SNR-H01QEA31AA503) |  | OPERATING | OPERATING | E071 | SNR0-2M0 | F40300001 |  | SNR0
SNR-H01QEA20AA004 | Valve By Pass for Valve 22 (SNR-H01QEA31AA511) |  | OPERATING | OPERATING | E071 | SNR0-2M0 | F40300001 |  | SNR0
SNR-H01QEA20AA005 | Check Valve (SNR-H01QEA31AA701) |  | OPERATING | OPERATING | E071 | SNR0-2M0 | F40300001 |  | SNR0
SNR-H01QEA20AA006 | Flow Control Valve (960) (SNR-H01QEA31AA061) |  | OPERATING | OPERATING | E071 | SNR0-2M0 | F40300001 |  | SNR0
SNR-H01QEA20AA007 | Soleniod Valve 20AVS (SNR-H01QEA31AA101-Y01) |  | OPERATING | OPERATING | E071 | SNR0-2M0 | F40300001 |  | SNR0
SNR-H01QEA20AT001 | Strainer (SNR-H01QEA31AT001) |  | OPERATING | OPERATING | E071 | SNR0-2M0 | F40300001 |  | SNR0
SNR-H01QEA20BR001 | Pipe Line |  | OPERATING | OPERATING | E071 | SNR0-2M0 | F40300001 |  | SNR0
SNR-H01QEB | Air Supply System (SNR-H01QEA) |  | OPERATING | OPERATING | E071 | SNR0-2M0 | F40300001 |  | SNR0
SNR-H01QEB10 | Main Air Tank(951) (SNR-H01QEA20) |  | OPERATING | OPERATING | E071 | SNR0-2M0 | F40300001 |  | SNR0
SNR-H01QEB10AA001 | Drain Valve of Pressure Switch Line (SNR-H01QEA20AA902) |  | OPERATING | OPERATING | E071 | SNR0-2M0 | F40300001 |  | SNR0
SNR-H01QEB10AA002 | Valve Inlet (SNR-H01QEA20AA501) |  | OPERATING | OPERATING | E071 | SNR0-2M0 | F40300001 |  | SNR0
SNR-H01QEB10AA003 | Valve Outlet to Synsronous System (SNR-H01QEA23AA501) |  | OPERATING | OPERATING | E071 | SNR0-2M0 | F40300001 |  | SNR0
SNR-H01QEB10AA004 | Valve Outlet to Limit Switch (SNR-H01QEA20AA901) |  | OPERATING | OPERATING | E071 | SNR0-2M0 | F40300001 |  | SNR0
SNR-H01QEB10AA005 | Valve Outlet to Aux. Air Tank (SNR-H01QEA22AA501) |  | OPERATING | OPERATING | E071 | SNR0-2M0 | F40300001 |  | SNR0
SNR-H01QEB10AA006 | Valve Outlet to Pressure Tank (SNR-H01QEA21AA501) |  | OPERATING | OPERATING | E071 | SNR0-2M0 | F40300001 |  | SNR0
SNR-H01QEB10AA007 | Valve Drain (SNR-H01QEA20AA601) |  | OPERATING | OPERATING | E071 | SNR0-2M0 | F40300001 |  | SNR0
SNR-H01QEB10AA008 | Safety Valve (952) (SNR-H01QEA20AA301) |  | OPERATING | OPERATING | E071 | SNR0-2M0 | F40300001 |  | SNR0
SNR-H01QEB10BB001 | Tank |  | OPERATING | OPERATING | E071 | SNR0-2M0 | F40300001 |  | SNR0
SNR-H01QEB10CE001 | Main Air Tank Pressure Switch (SNR-H01QEA20CP001-U01) |  | OPERATING | OPERATING | E071 | SNR0-2E0 | F40300001 |  | SNR0
SNR-H01QEB10CP001 | Main Air Tank Pressure (SNR-H01QEA20CP002-B01) |  | OPERATING | OPERATING | E071 | SNR0-2E0 | F40300001 |  | SNR0
SNR-H01QEB10CP006 | Pressure Gauge |  | OPERATING | OPERATING | E071 | SNR0-2E0 | F40300001 |  | SNR0
SNR-H01QEB11 | Aux. Air Tank (641) (SNR-H01QEA30) |  | OPERATING | OPERATING | E071 | SNR0-2M0 | F40300001 |  | SNR0
SNR-H01QEB11AA001 | Valve Inlet (SNR-H01QEA30AA501) |  | OPERATING | OPERATING | E071 | SNR0-2M0 | F40300001 |  | SNR0
SNR-H01QEB11AA002 | Valve Outlet to Pressure Tank (SNR-H01QEA31AA501) |  | OPERATING | OPERATING | E071 | SNR0-2M0 | F40300001 |  | SNR0
SNR-H01QEB11AA003 | Valve Outlet to Gen. Brake (SNR-H01QEA34AA501) |  | OPERATING | OPERATING | E071 | SNR0-2M0 | F40300001 |  | SNR0
SNR-H01QEB11AA004 | Valve Outlet to Limit Switch (SNR-H01QEA30AA901) |  | OPERATING | OPERATING | E071 | SNR0-2M0 | F40300001 |  | SNR0
SNR-H01QEB11AA005 | Valve Outlet to General Use (SNR-H01QEA33AA501) |  | OPERATING | OPERATING | E071 | SNR0-2M0 | F40300001 |  | SNR0
SNR-H01QEB11AA006 | Valve Outlet to Disconnecting SW.of Gen. (SNR-H01QEA32AA501) |  | OPERATING | OPERATING | E071 | SNR0-2M0 | F40300001 |  | SNR0
SNR-H01QEB11AA007 | Valve Drain (SNR-H01QEA30AA601) |  | OPERATING | OPERATING | E071 | SNR0-2M0 | F40300001 |  | SNR0
SNR-H01QEB11AA008 | Safety Valve (643) (SNR-H01QEA30AA301) |  | OPERATING | OPERATING | E071 | SNR0-2M0 | F40300001 |  | SNR0
SNR-H01QEB11AA009 | Reducing Valve(959) (SNR-H01QEA22AA051) |  | OPERATING | OPERATING | E071 | SNR0-2M0 | F40300001 |  | SNR0
SNR-H01QEB11AA010 | Check Valve After Reducing Valve 958 (SNR-H01QEA30AA701) |  | OPERATING | OPERATING | E071 | SNR0-2M0 | F40300001 |  | SNR0
SNR-H01QEB11AA011 | Drain Valve of Pressure Switch Line (SNR-H01QEA30AA902) |  | OPERATING | OPERATING | E071 | SNR0-2M0 | F40300001 |  | SNR0
SNR-H01QEB11BB001 | Tank |  | OPERATING | OPERATING | E071 | SNR0-2M0 | F40300001 |  | SNR0
SNR-H01QEB11CE001 | Aux Air Tank Pressure Switch (SNR-H01QEA30CP001-U01) |  | OPERATING | OPERATING | E071 | SNR0-2E0 | F40300001 |  | SNR0
SNR-H01QEB11CP001 | Aux Air Tank Pressure (SNR-H01QEA30CP002-B01) |  | OPERATING | OPERATING | E071 | SNR0-2E0 | F40300001 |  | SNR0
SNR-H01QEB11CP004 | Pressure Gauge |  | OPERATING | OPERATING | E071 | SNR0-2E0 | F40300001 |  | SNR0
SNR-H01QEB20 | Air Supply to Main Air Tank (SNR-H01QEA10) |  | OPERATING | OPERATING | E071 | SNR0-2M0 | F40300001 |  | SNR0
SNR-H01QEB20AA001 | Valve Inlet Before Strainer (SNR-H01QEA10AA501) |  | OPERATING | OPERATING | E071 | SNR0-2M0 | F40300001 |  | SNR0
SNR-H01QEB20AA002 | Valve Outlet After Strainer (SNR-H01QEA10AA502) |  | OPERATING | OPERATING | E071 | SNR0-2M0 | F40300001 |  | SNR0
SNR-H01QEB20AA003 | Valve Inlet Before Valve 22 (SNR-H01QEA10AA511) |  | OPERATING | OPERATING | E071 | SNR0-2M0 | F40300001 |  | SNR0
SNR-H01QEB20AA004 | Valve 22 to Fill Air of Main Air Tank (SNR-H01QEA10AA101) |  | OPERATING | OPERATING | E071 | SNR0-2M0 | F40300001 |  | SNR0
SNR-H01QEB20AA005 | Valve Outlet After Valve 22 (SNR-H01QEA10AA512) |  | OPERATING | OPERATING | E071 | SNR0-2M0 | F40300001 |  | SNR0
SNR-H01QEB20AA006 | Valve By Pass for Valve 22 (SNR-H01QEA10AA521) |  | OPERATING | OPERATING | E071 | SNR0-2M0 | F40300001 |  | SNR0
SNR-H01QEB20AA007 | Check Valve for Valve 22 (SNR-H01QEA10AA701) |  | OPERATING | OPERATING | E071 | SNR0-2M0 | F40300001 |  | SNR0
SNR-H01QEB20AA008 | Soleniod Valve 20ABS (SNR-H01QEA10AA101-S01) |  | OPERATING | OPERATING | E071 | SNR0-2M0 | F40300001 |  | SNR0
SNR-H01QEB20BR001 | Pipe Line |  | OPERATING | OPERATING | E071 | SNR0-2M0 | F40300001 |  | SNR0
SNR-H01QEB20KT001 | Strainer (SNR-H01QEA10AT001) |  | OPERATING | OPERATING | E071 | SNR0-2M0 | F40300001 |  | SNR0
SNR-H01QEB21 | Air Sup. Main Air Tank to Aux. Air Tank (SNR-H01QEA22) |  | OPERATING | OPERATING | E071 | SNR0-2M0 | F40300001 |  | SNR0
SNR-H01QEB21AA001 | Valve Inlet Before Valve 22 (SNR-H01QEA22AA502) |  | OPERATING | OPERATING | E071 | SNR0-2M0 | F40300001 |  | SNR0
SNR-H01QEB21AA002 | Valve 22 (SNR-H01QEA22AA101) |  | OPERATING | OPERATING | E071 | SNR0-2M0 | F40300001 |  | SNR0
SNR-H01QEB21AA003 | Valve Outlet After Valve 22 (SNR-H01QEA22AA601) |  | OPERATING | OPERATING | E071 | SNR0-2M0 | F40300001 |  | SNR0
SNR-H01QEB21AA004 | Valve By Pass for Valve 22 (SNR-H01QEA22AA511) |  | OPERATING | OPERATING | E071 | SNR0-2M0 | F40300001 |  | SNR0
SNR-H01QEB21AA005 | Reducing Valve 958 (SNR-H01QEA22AA051) |  | OPERATING | OPERATING | E071 | SNR0-2M0 | F40300001 |  | SNR0
SNR-H01QEB21AA006 | Soleniod Valve 20AAS (SNR-H01QEA22AA101-Y01) |  | OPERATING | OPERATING | E071 | SNR0-2M0 | F40300001 |  | SNR0
SNR-H01QEB21BR001 | Pipe Line |  | OPERATING | OPERATING | E071 | SNR0-2M0 | F40300001 |  | SNR0
SNR-H01QEB21KT001 | Strainer (SNR-H01QEA22AT001) |  | OPERATING | OPERATING | E071 | SNR0-2M0 | F40300001 |  | SNR0
SNR-H01QEB22 | Air Sup. Main Air Tank to I/V Press Tank (SNR-H01QEA21) |  | OPERATING | OPERATING | E071 | SNR0-2M0 | F40300001 |  | SNR0
SNR-H01QEB22AA001 | Valve Inlet Before Valve 22 (SNR-H01QEA21AA502) |  | OPERATING | OPERATING | E071 | SNR0-2M0 | F40300001 |  | SNR0
SNR-H01QEB22AA002 | Valve 22 (SNR-H01QEA21AA101) |  | OPERATING | OPERATING | E071 | SNR0-2M0 | F40300001 |  | SNR0
SNR-H01QEB22AA003 | Valve Outlet After Valve 22 (SNR-H01QEA21AA503) |  | OPERATING | OPERATING | E071 | SNR0-2M0 | F40300001 |  | SNR0
SNR-H01QEB22AA004 | Valve By Pass for Valve 22 (SNR-H01QEA21AA511) |  | OPERATING | OPERATING | E071 | SNR0-2M0 | F40300001 |  | SNR0
SNR-H01QEB22AA005 | Check Valve (SNR-H01QEA21AA701) |  | OPERATING | OPERATING | E071 | SNR0-2M0 | F40300001 |  | SNR0
SNR-H01QEB22AA006 | Flow Control Valve (960) (SNR-H01QEA21AA061) |  | OPERATING | OPERATING | E071 | SNR0-2M0 | F40300001 |  | SNR0
SNR-H01QEB22AA007 | Soleniod Valve 20AVS (SNR-H01QEA21AA101-Y01) |  | OPERATING | OPERATING | E071 | SNR0-2M0 | F40300001 |  | SNR0
SNR-H01QEB22AT001 | Strainer (SNR-H01QEA21AT001) |  | OPERATING | OPERATING | E071 | SNR0-2M0 | F40300001 |  | SNR0
SNR-H01QEB22BR001 | Pipe Line |  | OPERATING | OPERATING | E071 | SNR0-2M0 | F40300001 |  | SNR0
SNR-H01QEB31 | Air Supply Syn. Control by Depression Water Control Valve (SNR-H01MEA15) |  | OPERATING | OPERATING | E071 | SNR0-2M0 | F40300001 |  | SNR0
SNR-H01QEB31AA001 | Valve 22 (SNR-H01MEA15AA101) |  | OPERATING | OPERATING | E071 | SNR0-2M0 | F40300001 |  | SNR0
SNR-H01QEB31AA002 | Solenoid By Pass Valve for Valve 22 (SNR-H01MEA15AA111) |  | OPERATING | OPERATING | E071 | SNR0-2M0 | F40300001 |  | SNR0
SNR-H01QEB31AA003 | Valve By Pass for Valve 22 (SNR-H01MEA15AA511) |  | OPERATING | OPERATING | E071 | SNR0-2M0 | F40300001 |  | SNR0
SNR-H01QEB31AA004 | Check Valve (SNR-H01MEA15AA701) |  | OPERATING | OPERATING | E071 | SNR0-2M0 | F40300001 |  | SNR0
SNR-H01QEB31AA005 | Valve Outlet (SNR-H01MEA15AA501) |  | OPERATING | OPERATING | E071 | SNR0-2M0 | F40300001 |  | SNR0
SNR-H01QEB31AA006 | Solenoid Valve Control (SNR-H01MEA15AA101-Y01) |  | OPERATING | OPERATING | E071 | SNR0-2M0 | F40300001 |  | SNR0
SNR-H01QEB31AA006KA01 | Flow Control Valve (SNR-H01MEG15AA051) |  | OPERATING | OPERATING | E071 | SNR0-2M0 | F40300001 |  | SNR0
SNR-H01QEB31AA006KA02 | Flow Control Valve Before Diffuser (SNR-H01MEG15AA052) |  | OPERATING | OPERATING | E071 | SNR0-2M0 | F40300001 |  | SNR0
SNR-H01QEB31AA007 | Valve Inlet Head Cover (SNR-H01MEA15AA502) |  | OPERATING | OPERATING | E071 | SNR0-2M0 | F40300001 |  | SNR0
SNR-H01QEB31BP001 | Orifice for By Pass Line (SNR-H01MEA15BP011) |  | OPERATING | OPERATING | E071 | SNR0-2M0 | F40300001 |  | SNR0
SNR-H01QEB31BP002 | Orifice for Main Line (SNR-H01MEA15BP001) |  | OPERATING | OPERATING | E071 | SNR0-2M0 | F40300001 |  | SNR0
SNR-H01QEB31BR001 | Pipe Line |  | OPERATING | OPERATING | E071 | SNR0-2M0 | F40300001 |  | SNR0
SNR-H01QEB40 | Control Air Supply to Gen.Friction Brake (SNR-H01MKA91) |  | OPERATING | OPERATING | E071 | SNR0-2M0 | F40300001 |  | SNR0
SNR-H01QEB40AA001 | Valve Inlet Before Reducing Valve (SNR-H01MKA91AA502) |  | OPERATING | OPERATING | E071 | SNR0-2M0 | F40300001 |  | SNR0
SNR-H01QEB40AA002 | Reducing Valve (SNR-H01MKA91AA001) |  | OPERATING | OPERATING | E071 | SNR0-2M0 | F40300001 |  | SNR0
SNR-H01QEB40AA003 | Valve for Pressure Guage Before Valve 32 (SNR-H01MKA91AA905) |  | OPERATING | OPERATING | E071 | SNR0-2M0 | F40300001 |  | SNR0
SNR-H01QEB40AA004 | Valve for Pressure Transmitter Before Valve 32 (SNR-H01MKA91AA901) |  | OPERATING | OPERATING | E071 | SNR0-2M0 | F40300001 |  | SNR0
SNR-H01QEB40AA005 | Valve for Pressure Switch Before Valve 32 (SNR-H01MKA91AA903) |  | OPERATING | OPERATING | E071 | SNR0-2M0 | F40300001 |  | SNR0
SNR-H01QEB40AA006 | Valve for Pressure Transmitter After Valve 32 (SNR-H01MKA91AA902) |  | OPERATING | OPERATING | E071 | SNR0-2M0 | F40300001 |  | SNR0
SNR-H01QEB40AA007 | Valve 32 (642) (SNR-H01MKA91AA101) |  | OPERATING | OPERATING | E071 | SNR0-2M0 | F40300001 |  | SNR0
SNR-H01QEB40AA008 | Valve for Pressure Guage After Valve 32 (SNR-H01MKA91AA906) |  | OPERATING | OPERATING | E071 | SNR0-2M0 | F40300001 |  | SNR0
SNR-H01QEB40AA009 | Valve for Pressure Switch After Valve 32 (SNR-H01MKA91AA904) |  | OPERATING | OPERATING | E071 | SNR0-2M0 | F40300001 |  | SNR0
SNR-H01QEB40AA010 | 3 Way Valve (SNR-H01MKA91AA501) |  | OPERATING | OPERATING | E071 | SNR0-2M0 | F40300001 |  | SNR0
SNR-H01QEB40AA011 | Drain Valve for Oil Tank (SNR-H01MKA91AA601) |  | OPERATING | OPERATING | E071 | SNR0-2M0 | F40300001 |  | SNR0
SNR-H01QEB40AA012 | Valve for Return Oil (SNR-H01MKA91AA503) |  | OPERATING | OPERATING | E071 | SNR0-2M0 | F40300001 |  | SNR0
SNR-H01QEB40AT001 | Strainer (SNR-H01MKA91AT001) |  | OPERATING | OPERATING | E071 | SNR0-2M0 | F40300001 |  | SNR0
SNR-H01QEB40AT002 | Air Lubricator (SNR-H01MKA91AT002) |  | OPERATING | OPERATING | E071 | SNR0-2M0 | F40300001 |  | SNR0
SNR-H01QEB40BB001 | Oil Tank |  | OPERATING | OPERATING | E071 | SNR0-2M0 | F40300001 |  | SNR0
SNR-H01QEB40BR001 | Pipe Line |  | OPERATING | OPERATING | E071 | SNR0-2M0 | F40300001 |  | SNR0
SNR-H01QEB40BS001 | Silencer (SNR-H01MKA91BS001) |  | OPERATING | OPERATING | E071 | SNR0-2M0 | F40300001 |  | SNR0
SNR-H01QEB40CG001 | Limit Switch of 3 Way Valve (SNR-H01MKA91CG001) |  | OPERATING | OPERATING | E071 | SNR0-2E0 | F40300001 |  | SNR0
SNR-H01QEB40CG002 | Limit Switch of Valve for Return Oil (SNR-H01MKA91CG002) |  | OPERATING | OPERATING | E071 | SNR0-2E0 | F40300001 |  | SNR0
SNR-H01QEB40CL001 | Oil Level Indicator (SNR-H01MKA91CL001) |  | OPERATING | OPERATING | E071 | SNR0-2E0 | F40300001 |  | SNR0
SNR-H01QEB40CP001 | Pressure Breaking Air (Before Solenoid) (SNR-H01MKA91CP001) |  | OPERATING | OPERATING | E071 | SNR0-2E0 | F40300001 |  | SNR0
SNR-H01QEB40CP002 | Pressure Air Inlet to Braking Plant (Before 3/2 Way Solenoid Valve) (SNR-H01MKA91CP003) |  | OPERATING | OPERATING | E071 | SNR0-2E0 | F40300001 |  | SNR0
SNR-H01QEB40CP003 | Pressure Breaking Air (After Solenoid) (SNR-H01MKA91CP002) |  | OPERATING | OPERATING | E071 | SNR0-2E0 | F40300001 |  | SNR0
SNR-H01QEB40CP004 | Pressure Air Inlet to Brake Jacks (After 3/2 Way Solenoid Valve) Braking Plant (SNR-H01MKA91CP004) |  | OPERATING | OPERATING | E071 | SNR0-2E0 | F40300001 |  | SNR0
SNR-H01QEB40CP005 | Pressure Air Inlet to Braking Plant (Before Solenoid Valve) (SNR-H01MKA91CP505) |  | OPERATING | OPERATING | E071 | SNR0-2E0 | F40300001 |  | SNR0
SNR-H01QEB40CP006 | Pressure Air Inlet to Brake Jacks - Braking Plant (After Solenoid Valve) (SNR-H01MKA91CP506) |  | OPERATING | OPERATING | E071 | SNR0-2E0 | F40300001 |  | SNR0
SNR-H01QEB60 | Control Air Supply to Air Admission Control Valve (SNR-H01MEG10) |  | OPERATING | OPERATING | E071 | SNR0-2M0 | F40300001 |  | SNR0
SNR-H01QEB60AA001 | Valve 22 (SNR-H01MEG10AA101) |  | OPERATING | OPERATING | E071 | SNR0-2M0 | F40300001 |  | SNR0
SNR-H01QEB60AA002 | Solenoid Valve Control (SNR-H01MEA10AA101-Y01) |  | OPERATING | OPERATING | E071 | SNR0-2M0 | F40300001 |  | SNR0
SNR-H01QEB60AA002KA01 | Flow Control Valve (SNR-H01MEG10AA051) |  | OPERATING | OPERATING | E071 | SNR0-2M0 | F40300001 |  | SNR0
SNR-H01QEB60AA002KA02 | Flow Control Valve Before Diffuser (SNR-H01MEG10AA052) |  | OPERATING | OPERATING | E071 | SNR0-2M0 | F40300001 |  | SNR0
SNR-H01QEB60AA003 | Flow Control Valve (SNR-H01MEG10BP001) |  | OPERATING | OPERATING | E071 | SNR0-2M0 | F40300001 |  | SNR0
SNR-H01QEB60BR001 | Pipe Line |  | OPERATING | OPERATING | E071 | SNR0-2M0 | F40300001 |  | SNR0
SNR-H01QEB60CF001 | Flow Meter (SNR-H01MEG10CF501) |  | OPERATING | OPERATING | E071 | SNR0-2E0 | F40300001 |  | SNR0
SNR-H01QEB60CL001 | Air Admission Level High Level (SNR-H01MEG10CL301-S01) |  | OPERATING | OPERATING | E071 | SNR0-2E0 | F40300001 |  | SNR0
SNR-H01QEB70 | Control Air Supply to De-aeration Control Valve |  | OPERATING | OPERATING | E071 | SNR0-2M0 | F40300001 |  | SNR0
SNR-H01QEB70AA001 | Automatic Exhaust Valve |  | OPERATING | OPERATING | E071 | SNR0-2M0 | F40300001 |  | SNR0
SNR-H01QEB70AA002 | Solenoid Valve Control |  | OPERATING | OPERATING | E071 | SNR0-2M0 | F40300001 |  | SNR0
SNR-H01QEB70AA002KA01 | Flow Control Valve |  | OPERATING | OPERATING | E071 | SNR0-2M0 | F40300001 |  | SNR0
SNR-H01QEB70AA002KA02 | Flow Control Valve Before Diffuser |  | OPERATING | OPERATING | E071 | SNR0-2M0 | F40300001 |  | SNR0
SNR-H01QEB70AA003 | Flow Control Valve |  | OPERATING | OPERATING | E071 | SNR0-2M0 | F40300001 |  | SNR0
SNR-H01QEB70BR001 | Pipe Line |  | OPERATING | OPERATING | E071 | SNR0-2M0 | F40300001 |  | SNR0
SNR-H01S | Stationary Fire Protection Syatem SNR-H01 |  | OPERATING | OPERATING | E071 | SNR0-2E0 | F40300001 |  | SNR0
SNR-H01SG | SNR-H#03 Fire Protection |  | OPERATING | OPERATING | E071 | SNR0-2E0 | F40300001 |  | SNR0
SNR-H01SGJ | SNR-H#03 Fire Protection |  | OPERATING | OPERATING | E071 | SNR0-2E0 | F40300001 |  | SNR0
SNR-H01SGJ10 | Fighting System |  | OPERATING | OPERATING | E071 | SNR0-2E0 | F40300001 |  | SNR0
SNR-H01SGJ10EG001 | Smoke Detector No.1 |  | OPERATING | OPERATING | E071 | SNR0-2E0 | F40300001 |  | SNR0
SNR-H01SGJ10EG002 | Smoke Detector No.2 |  | OPERATING | OPERATING | E071 | SNR0-2E0 | F40300001 |  | SNR0
SNR-H01SGJ10EG003 | Smoke Detector No.3 |  | OPERATING | OPERATING | E071 | SNR0-2E0 | F40300001 |  | SNR0
SNR-H01SGJ10EG004 | Smoke Detector No.4 |  | OPERATING | OPERATING | E071 | SNR0-2E0 | F40300001 |  | SNR0
SNR-H01SGJ10EG005 | Temp Heat Dectector No.1 |  | OPERATING | OPERATING | E071 | SNR0-2E0 | F40300001 |  | SNR0
SNR-H01SGJ10EG006 | Temp Heat Dectector No.2 |  | OPERATING | OPERATING | E071 | SNR0-2E0 | F40300001 |  | SNR0
SNR-H01SGJ10EG007 | Temp Heat Dectector No.3 |  | OPERATING | OPERATING | E071 | SNR0-2E0 | F40300001 |  | SNR0
SNR-H01SGJ10EG008 | Temp Heat Dectector No.4 |  | OPERATING | OPERATING | E071 | SNR0-2E0 | F40300001 |  | SNR0
SNR-H01SGJ10EG009 | Temp Heat Dectector No.5 |  | OPERATING | OPERATING | E071 | SNR0-2E0 | F40300001 |  | SNR0
SNR-H01SGJ10EG010 | Temp Heat Dectector No.6 |  | OPERATING | OPERATING | E071 | SNR0-2E0 | F40300001 |  | SNR0
SNR-H01SGJ10EZ001 | Nozzle No.1 |  | OPERATING | OPERATING | E071 | SNR0-2M0 | F40300001 |  | SNR0
SNR-H01SGJ10EZ002 | Nozzle No.2 |  | OPERATING | OPERATING | E071 | SNR0-2M0 | F40300001 |  | SNR0
SNR-H01SGJ10EZ003 | Nozzle No.3 |  | OPERATING | OPERATING | E071 | SNR0-2M0 | F40300001 |  | SNR0
SNR-H01SGJ10EZ004 | Nozzle No.4 |  | OPERATING | OPERATING | E071 | SNR0-2M0 | F40300001 |  | SNR0
SNR-H01SGJ10EZ005 | Nozzle No.5 |  | OPERATING | OPERATING | E071 | SNR0-2M0 | F40300001 |  | SNR0
SNR-H01SGJ10EZ006 | Nozzle No.6 |  | OPERATING | OPERATING | E071 | SNR0-2M0 | F40300001 |  | SNR0
SNR-H01SGJ20 | Water Fire Protection For Sump Tank |  | OPERATING | OPERATING | E071 | SNR0-2M0 | F40300001 |  | SNR0
SNR-H01SGJ20AA001 | Fire Hydrants Nozzle No.1 |  | OPERATING | OPERATING | E071 | SNR0-2M0 | F40300001 |  | SNR0
SNR-H01SGJ20AA002 | Fire Hydrants Nozzle No.2 |  | OPERATING | OPERATING | E071 | SNR0-2M0 | F40300001 |  | SNR0
SNR-H01SGJ20AA003 | Fire Hydrants Nozzle No.3 |  | OPERATING | OPERATING | E071 | SNR0-2M0 | F40300001 |  | SNR0
SNR-H01SGJ20AA004 | Fire Hydrants Nozzle No.4 |  | OPERATING | OPERATING | E071 | SNR0-2M0 | F40300001 |  | SNR0
SNR-H01SGJ20AA005 | Fire Hydrants Nozzle No.5 |  | OPERATING | OPERATING | E071 | SNR0-2M0 | F40300001 |  | SNR0
SNR-H01SGJ20AA006 | Fire Hydrants Nozzle No.6 |  | OPERATING | OPERATING | E071 | SNR0-2M0 | F40300001 |  | SNR0
SNR-H01SGJ20AA007 | Fire Hydrants Nozzle No.7 |  | OPERATING | OPERATING | E071 | SNR0-2M0 | F40300001 |  | SNR0
SNR-H01SGJ20AA008 | Fire Hydrants Nozzle No.8 |  | OPERATING | OPERATING | E071 | SNR0-2M0 | F40300001 |  | SNR0
SNR-H01SGJ20EG001 | Smoke Detector No.1 |  | OPERATING | OPERATING | E071 | SNR0-2E0 | F40300001 |  | SNR0
SNR-H01SGJ20EG002 | Smoke Detector No.2 |  | OPERATING | OPERATING | E071 | SNR0-2E0 | F40300001 |  | SNR0
SNR-H01SGJ20EG003 | Temp Heat Dectector No.1 |  | OPERATING | OPERATING | E071 | SNR0-2E0 | F40300001 |  | SNR0
SNR-H01SGJ30 | Water Fire Protection For M.Tranformer |  | OPERATING | OPERATING | E071 | SNR0-2M0 | F40300001 |  | SNR0
SNR-H01SGJ30AA001 | Fire Hydrants Nozzle No.1 |  | OPERATING | OPERATING | E071 | SNR0-2M0 | F40300001 |  | SNR0
SNR-H01SGJ30AA002 | Fire Hydrants Nozzle No.2 |  | OPERATING | OPERATING | E071 | SNR0-2M0 | F40300001 |  | SNR0
SNR-H01SGJ30AA003 | Fire Hydrants Nozzle No.3 |  | OPERATING | OPERATING | E071 | SNR0-2M0 | F40300001 |  | SNR0
SNR-H01SGJ30AA004 | Fire Hydrants Nozzle No.4 |  | OPERATING | OPERATING | E071 | SNR0-2M0 | F40300001 |  | SNR0
SNR-H01SGJ30AA005 | Fire Hydrants Nozzle No.5 |  | OPERATING | OPERATING | E071 | SNR0-2M0 | F40300001 |  | SNR0
SNR-H01SGJ30AA006 | Fire Hydrants Nozzle No.6 |  | OPERATING | OPERATING | E071 | SNR0-2M0 | F40300001 |  | SNR0
SNR-H01SGJ30AA007 | Fire Hydrants Nozzle No.7 |  | OPERATING | OPERATING | E071 | SNR0-2M0 | F40300001 |  | SNR0
SNR-H01SGJ30AA008 | Fire Hydrants Nozzle No.8 |  | OPERATING | OPERATING | E071 | SNR0-2M0 | F40300001 |  | SNR0
SNR-H01SGJ30AA009 | Fire Hydrants Nozzle No.9 |  | OPERATING | OPERATING | E071 | SNR0-2M0 | F40300001 |  | SNR0
SNR-H01SGJ30AA010 | Fire Hydrants Nozzle No.10 |  | OPERATING | OPERATING | E071 | SNR0-2M0 | F40300001 |  | SNR0
SNR-H01SGJ30AA011 | Fire Hydrants Nozzle No.11 |  | OPERATING | OPERATING | E071 | SNR0-2M0 | F40300001 |  | SNR0
SNR-H01SGJ30AA012 | Fire Hydrants Nozzle No.12 |  | OPERATING | OPERATING | E071 | SNR0-2M0 | F40300001 |  | SNR0
SNR-H01SGJ30AA013 | Fire Hydrants Nozzle No.13 |  | OPERATING | OPERATING | E071 | SNR0-2M0 | F40300001 |  | SNR0
SNR-H01SGJ30AA014 | Fire Hydrants Nozzle No.14 |  | OPERATING | OPERATING | E071 | SNR0-2M0 | F40300001 |  | SNR0
SNR-H01SGJ30AA015 | Fire Hydrants Nozzle No.15 |  | OPERATING | OPERATING | E071 | SNR0-2M0 | F40300001 |  | SNR0
SNR-H01SGJ30AA016 | Fire Hydrants Nozzle No.16 |  | OPERATING | OPERATING | E071 | SNR0-2M0 | F40300001 |  | SNR0
SNR-H01SGJ30AA017 | Fire Hydrants Nozzle No.17 |  | OPERATING | OPERATING | E071 | SNR0-2M0 | F40300001 |  | SNR0
SNR-H01SGJ30AA018 | Fire Hydrants Nozzle No.18 |  | OPERATING | OPERATING | E071 | SNR0-2M0 | F40300001 |  | SNR0
SNR-H01SGJ30AA019 | Fire Hydrants Nozzle No.19 |  | OPERATING | OPERATING | E071 | SNR0-2M0 | F40300001 |  | SNR0
SNR-H01SGJ30AA020 | Fire Hydrants Nozzle No.20 |  | OPERATING | OPERATING | E071 | SNR0-2M0 | F40300001 |  | SNR0
SNR-H01SGJ30AA021 | Fire Hydrants Nozzle No.21 |  | OPERATING | OPERATING | E071 | SNR0-2M0 | F40300001 |  | SNR0
SNR-H01SGJ30AA022 | Fire Hydrants Nozzle No.22 |  | OPERATING | OPERATING | E071 | SNR0-2M0 | F40300001 |  | SNR0
SNR-H01SGJ30AA023 | Fire Hydrants Nozzle No.23 |  | OPERATING | OPERATING | E071 | SNR0-2M0 | F40300001 |  | SNR0
SNR-H01SGJ30AA024 | Fire Hydrants Nozzle No.24 |  | OPERATING | OPERATING | E071 | SNR0-2M0 | F40300001 |  | SNR0
SNR-H01SGJ30AA025 | Fire Hydrants Nozzle No.25 |  | OPERATING | OPERATING | E071 | SNR0-2M0 | F40300001 |  | SNR0
SNR-H01SGJ30AA026 | Fire Hydrants Nozzle No.26 |  | OPERATING | OPERATING | E071 | SNR0-2M0 | F40300001 |  | SNR0
SNR-H01SGJ30AA027 | Fire Hydrants Nozzle No.27 |  | OPERATING | OPERATING | E071 | SNR0-2M0 | F40300001 |  | SNR0
SNR-H01SGJ30AA028 | Fire Hydrants Nozzle No.28 |  | OPERATING | OPERATING | E071 | SNR0-2M0 | F40300001 |  | SNR0
SNR-H01SGJ30AA029 | Fire Hydrants Nozzle No.29 |  | OPERATING | OPERATING | E071 | SNR0-2M0 | F40300001 |  | SNR0
SNR-H01SGJ30AA030 | Fire Hydrants Nozzle No.30 |  | OPERATING | OPERATING | E071 | SNR0-2M0 | F40300001 |  | SNR0
SNR-H01SGJ30BR001 | Piping for Fire Hydrants Nozzle |  | OPERATING | OPERATING | E071 | SNR0-2M0 | F40300001 |  | SNR0
SNR-H01SGJ30EG001 | Temp Heat Dectector No.1 |  | OPERATING | OPERATING | E071 | SNR0-2E0 | F40300001 |  | SNR0
SNR-H01SGJ30EG002 | Temp Heat Dectector No.2 |  | OPERATING | OPERATING | E071 | SNR0-2E0 | F40300001 |  | SNR0
SNR-H01SGJ30EG003 | Temp Heat Dectector No.3 |  | OPERATING | OPERATING | E071 | SNR0-2E0 | F40300001 |  | SNR0
SNR-H01SGJ30EG004 | Temp Heat Dectector No.4 |  | OPERATING | OPERATING | E071 | SNR0-2E0 | F40300001 |  | SNR0
SNR-H01SGJ30EG005 | Temp Heat Dectector No.5 |  | OPERATING | OPERATING | E071 | SNR0-2E0 | F40300001 |  | SNR0
SNR-H01SGJ30EG006 | Temp Heat Dectector No.6 |  | OPERATING | OPERATING | E071 | SNR0-2E0 | F40300001 |  | SNR0
SNR-H02 | Srinagarind Hydro Unit 2 |  | OPERATING | OPERATING | E072 |  | F40300002 |  | SNR0
SNR-H02A | Grid & Distribution System |  | OPERATING | OPERATING | E072 | SNR0-2E0 | F40300002 |  | SNR0
SNR-H02AD | 230kV System |  | OPERATING | OPERATING | E072 | SNR0-2E0 | F40300002 |  | SNR0
SNR-H02ADA | 230kV Bay |  | OPERATING | OPERATING | E072 | SNR0-2E0 | F40300002 |  | SNR0
SNR-H02ADA23 | 230KV. Bay Generator |  | OPERATING | OPERATING | E072 | SNR0-2E0 | F40300002 |  | SNR0
SNR-H02ADA23GS100 | Breaker 80022 (SNR-H02ADA21GS100) |  | OPERATING | OPERATING | E072 | SNR0-2E0 | F40300002 |  | SNR0
SNR-H02ADA23GS200 | DS 80025 (SNR-H02BAY01GS130) |  | OPERATING | OPERATING | E072 | SNR0-2E0 | F40300002 |  | SNR0
SNR-H02ADA23GS201 | DS 80026 (SNR-H02BAY01GS140) |  | OPERATING | OPERATING | E072 | SNR0-2E0 | F40300002 |  | SNR0
SNR-H02ADA23GS202 | DS 80027 (SNR-H02BAY01GS150) |  | OPERATING | OPERATING | E072 | SNR0-2E0 | F40300002 |  | SNR0
SNR-H02B | Power Transmission and Auxiliary Power Supply |  | OPERATING | OPERATING | E072 | SNR0-2E0 | F40300002 |  | SNR0
SNR-H02BA | Power Transmission |  | OPERATING | OPERATING | E072 | SNR0-2E0 | F40300002 |  | SNR0
SNR-H02BAA | Generator Leads |  | OPERATING | OPERATING | E072 | SNR0-2E0 | F40300002 |  | SNR0
SNR-H02BAA10 | 13.8 KV. BUS & Accessories |  | OPERATING | OPERATING | E072 | SNR0-2E0 | F40300002 |  | SNR0
SNR-H02BAA10GA100 | IPB 13.8 kV |  | OPERATING | OPERATING | E072 | SNR0-2E0 | F40300002 |  | SNR0
SNR-H02BAA10GS200 | DS.1321 Cubicle |  | OPERATING | OPERATING | E072 | SNR0-2E0 | F40300002 |  | SNR0
SNR-H02BAA10GS200-F01 | SC U-Phase (SNR-H02BAC01GV002A) |  | OPERATING | OPERATING | E072 | SNR0-2E0 | F40300002 |  | SNR0
SNR-H02BAA10GS200-F02 | SC V-Phase (SNR-H02BAC01GV002B) |  | OPERATING | OPERATING | E072 | SNR0-2E0 | F40300002 |  | SNR0
SNR-H02BAA10GS200-F03 | SC W-Phase (SNR-H02BAC01GV002C) |  | OPERATING | OPERATING | E072 | SNR0-2E0 | F40300002 |  | SNR0
SNR-H02BAA10GS200-F04 | LA U-Phase (SNR-H02BAC01GV001A) |  | OPERATING | OPERATING | E072 | SNR0-2E0 | F40300002 |  | SNR0
SNR-H02BAA10GS200-F05 | LA V-Phase (SNR-H02BAC01GV001B) |  | OPERATING | OPERATING | E072 | SNR0-2E0 | F40300002 |  | SNR0
SNR-H02BAA10GS200-F06 | LA W-Phase (SNR-H02BAC01GV001C) |  | OPERATING | OPERATING | E072 | SNR0-2E0 | F40300002 |  | SNR0
SNR-H02BAA10GS200-G01 | 230V AC Supply (MCC-4) (SNR-H00BHA50GH001+00BHA50) |  | OPERATING | OPERATING | E072 | SNR0-2E0 | F40300002 |  | SNR0
SNR-H02BAA10GS200-G02 | 230 AC Safe AC Board (Inverter) (SNR-H00BRA20GH001+00BRA20) |  | OPERATING | OPERATING | E072 | SNR0-2E0 | F40300002 |  | SNR0
SNR-H02BAA10GS200-Q01 | DS.1321 Gen DS Switch Gear (SNR-H02BAC01GS110) |  | OPERATING | OPERATING | E072 | SNR0-2E0 | F40300002 |  | SNR0
SNR-H02BAA10GS200-T01 | DS.1321 CT1 (SNR-H02BAC01CE111) |  | OPERATING | OPERATING | E072 | SNR0-2E0 | F40300002 |  | SNR0
SNR-H02BAA10GS200-T02 | DS.1321 CT2 (SNR-H02BAC01CE121) |  | OPERATING | OPERATING | E072 | SNR0-2E0 | F40300002 |  | SNR0
SNR-H02BAA10GS200-T03 | DS.1321 PT1 (SNR-H02BAC01CE210A,B,C) |  | OPERATING | OPERATING | E072 | SNR0-2E0 | F40300002 |  | SNR0
SNR-H02BAA10GS200-T04 | DS.1321 PT2 (SNR-H02BAC01CE220A,B,C) |  | OPERATING | OPERATING | E072 | SNR0-2E0 | F40300002 |  | SNR0
SNR-H02BAA11 | Generator Neutral System |  | OPERATING | OPERATING | E072 | SNR0-2E0 | F40300002 |  | SNR0
SNR-H02BAA11FE100 | NGR Cubicle (SNR-H02MKY01GH001) |  | OPERATING | OPERATING | E072 | SNR0-2E0 | F40300002 |  | SNR0
SNR-H02BAA11FE100-P01 | NGR Resistance (SNR-H02MKY01CE300) |  | OPERATING | OPERATING | E072 | SNR0-2E0 | F40300002 |  | SNR0
SNR-H02BAA11GT100 | NGT Cubicle (SNR-H02MKY01GH001) |  | OPERATING | OPERATING | E072 | SNR0-2E0 | F40300002 |  | SNR0
SNR-H02BAA11GT100-Q01 | NGT DS (SNR-H02MKY01GS110) |  | OPERATING | OPERATING | E072 | SNR0-2E0 | F40300002 |  | SNR0
SNR-H02BAA11GT100-T01 | NGT Transformer (SNR-H02MKY01CE210) |  | OPERATING | OPERATING | E072 | SNR0-2E0 | F40300002 |  | SNR0
SNR-H02BAA11GV100 | Star Point BUS Cubicle |  | OPERATING | OPERATING | E072 | SNR0-2E0 | F40300002 |  | SNR0
SNR-H02BAA11GV100-T01 | Star Point BUS CT1 (SNR-H02MKY01CE111) |  | OPERATING | OPERATING | E072 | SNR0-2E0 | F40300002 |  | SNR0
SNR-H02BAA11GV100-T02 | Star Point BUS CT2 (SNR-H02MKY01CE121) |  | OPERATING | OPERATING | E072 | SNR0-2E0 | F40300002 |  | SNR0
SNR-H02BAA11GV100-T03 | Star Point BUS CT3 (SNR-H02MKY01CE131) |  | OPERATING | OPERATING | E072 | SNR0-2E0 | F40300002 |  | SNR0
SNR-H02BAA11GV100-T04 | Star Point BUS CT4 (SNR-H02MKY01CE141) |  | OPERATING | OPERATING | E072 | SNR0-2E0 | F40300002 |  | SNR0
SNR-H02BAA11GV100-T05 | Star Point BUS CT5 (SNR-H02MKY01CE151) |  | OPERATING | OPERATING | E072 | SNR0-2E0 | F40300002 |  | SNR0
SNR-H02BAA12 | 24kV Dynamic Brake Isolator (SNR-H02BAC02) |  | OPERATING | OPERATING | E072 | SNR0-2E0 | F40300002 |  | SNR0
SNR-H02BAA12GH100 | 24kV Dynamic Brake Isolator Panel (SNR-H02BAC02GH001) |  | OPERATING | OPERATING | E072 | SNR0-2E0 | F40300002 |  | SNR0
SNR-H02BAA12GH100-B01 | Thermostate (SNR-H02BAC02GH001-S105) |  | OPERATING | OPERATING | E072 | SNR0-2E0 | F40300002 |  | SNR0
SNR-H02BAA12GH100-E01 | Tubelight (SNR-H02BAC02GH001-E101,102,103) |  | OPERATING | OPERATING | E072 | SNR0-2E0 | F40300002 |  | SNR0
SNR-H02BAA12GH100-E02 | Panel Heater (SNR-H02BAC02GH001-E201,202) |  | OPERATING | OPERATING | E072 | SNR0-2E0 | F40300002 |  | SNR0
SNR-H02BAA12GH100-E03 | LED (SNR-H02BAC02GH001-S111,112) |  | OPERATING | OPERATING | E072 | SNR0-2E0 | F40300002 |  | SNR0
SNR-H02BAA12GH100-F01 | Miniature Circuit Breaker (SNR-H02BAC02GH001-F141) |  | OPERATING | OPERATING | E072 | SNR0-2E0 | F40300002 |  | SNR0
SNR-H02BAA12GH100-Q01 | Breaker With Motor Gear Box (SNR-H02BAC02GH001-M101) |  | OPERATING | OPERATING | E072 | SNR0-2E0 | F40300002 |  | SNR0
SNR-H02BAA12GH100-S01 | Door Limit Switch (SNR-H02BAC02GH001-S101,102,103) |  | OPERATING | OPERATING | E072 | SNR0-2E0 | F40300002 |  | SNR0
SNR-H02BAA12GH100-S02 | Selector Switch (SNR-H02BAC02GH001-S104) |  | OPERATING | OPERATING | E072 | SNR0-2E0 | F40300002 |  | SNR0
SNR-H02BAA12GH100-T01 | CT1 (SNR-H02BAC02CE111) |  | OPERATING | OPERATING | E072 | SNR0-2E0 | F40300002 |  | SNR0
SNR-H02BAA12GH100-T02 | CT2 (SNR-H02BAC02CE121) |  | OPERATING | OPERATING | E072 | SNR0-2E0 | F40300002 |  | SNR0
SNR-H02BAA20 | DS.1323 |  | OPERATING | OPERATING | E072 | SNR0-2E0 | F40300002 |  | SNR0
SNR-H02BAA20GS200 | DS.1323 Cubicle |  | OPERATING | OPERATING | E072 | SNR0-2E0 | F40300002 |  | SNR0
SNR-H02BAT | 13.8/230kV Generator Transformer |  | OPERATING | OPERATING | E072 | SNR0-2E0 | F40300002 |  | SNR0
SNR-H02BAT10 | Generator Transformer |  | OPERATING | OPERATING | E072 | SNR0-2E0 | F40300002 |  | SNR0
SNR-H02BAT10GT100 | 13.8/230KV.Generator Transformer KG2A (SNR-H02BAT01GH001) |  | OPERATING | OPERATING | E072 | SNR0-2E0 | F40300002 |  | SNR0
SNR-H02BAT10GT100-B01 | Main Transformer LV Side Winding Teperature (SNR-H02BAT01CT002) |  | OPERATING | OPERATING | E072 | SNR0-2E0 | F40300002 |  | SNR0
SNR-H02BAT10GT100-B03 | Main Transformer Oil Temperature (SNR-H02BAT01CT003) |  | OPERATING | OPERATING | E072 | SNR0-2E0 | F40300002 |  | SNR0
SNR-H02BAT10GT100-F01 | Surge Arrester (SNR-H02BAU01GV001) |  | OPERATING | OPERATING | E072 | SNR0-2E0 | F40300002 |  | SNR0
SNR-H02BAT10GT100-F02 | Main Transformer Buchholz Relay (SNR-H02BAT01CP001) |  | OPERATING | OPERATING | E072 | SNR0-2E0 | F40300002 |  | SNR0
SNR-H02BAT10GT100-S01 | Main Transformer Conservator Oil Level Switch (SNR-H02BAT01CL001 |  | OPERATING | OPERATING | E072 | SNR0-2E0 | F40300002 |  | SNR0
SNR-H02BAT10GT100-S02 | Main Transformer Oil Level Switch (SNR-H02BAT01CL001) |  | OPERATING | OPERATING | E072 | SNR0-2E0 | F40300002 |  | SNR0
SNR-H02BAT10GT100-T01 | Gen. Trans. CT1 (SNR-H02BAY01CE111) |  | OPERATING | OPERATING | E072 | SNR0-2E0 | F40300002 |  | SNR0
SNR-H02BAT10GT100-T02 | Gen. Trans. CT2 (SNR-H02BAY01CE121) |  | OPERATING | OPERATING | E072 | SNR0-2E0 | F40300002 |  | SNR0
SNR-H02BAT10GT100-T03 | Gen. Trans. CT3 (SNR-H02BAY01CE131) |  | OPERATING | OPERATING | E072 | SNR0-2E0 | F40300002 |  | SNR0
SNR-H02BAT10GT100-T04 | Gen. Trans. CT4 (SNR-H02BAY01CE141) |  | OPERATING | OPERATING | E072 | SNR0-2E0 | F40300002 |  | SNR0
SNR-H02BAT10GT100-T05 | Gen. Trans. CT5 (SNR-H02BAY01CE151) |  | OPERATING | OPERATING | E072 | SNR0-2E0 | F40300002 |  | SNR0
SNR-H02BAT10GT100QP01 | Main Transformer Pressure Relief Device (SNR-H02.BAT01.CP002) |  | OPERATING | OPERATING | E072 | SNR0-2E0 | F40300002 |  | SNR0
SNR-H02BH | LV.Distribution Board (SNR-H02BH) |  | OPERATING | OPERATING | E072 | SNR0-2E0 | F40300002 |  | SNR0
SNR-H02BHA | Low Voltage Main Distribution Board (SNR-H02BHA) |  | OPERATING | OPERATING | E072 | SNR0-2E0 | F40300002 |  | SNR0
SNR-H02BHA10 | Motor Control Center MCC-2 |  | OPERATING | OPERATING | E072 | SNR0-2E0 | F40300002 |  | SNR0
SNR-H02BHA10GH100 | Motor Control Center Cubicle (SNR-H02BHA30GH001) |  | OPERATING | OPERATING | E072 | SNR0-2E0 | F40300002 |  | SNR0
SNR-H02BHA10GS100 | ACB-5 Incomer From 416 VAC Station Service Switchgear (SNR-H02BHA11GS100) |  | OPERATING | OPERATING | E072 | SNR0-2E0 | F40300002 |  | SNR0
SNR-H02BHA10GS101 | Circuit Breaker for Motor Oil Pump-Jacking Plant (SNR-H02BHA12GS100) |  | OPERATING | OPERATING | E072 | SNR0-2E0 | F40300002 |  | SNR0
SNR-H02BHA10GS102 | Circuit Breaker for Brake Dust Collection Plant Plant (SNR-H02BHA13GS100) |  | OPERATING | OPERATING | E072 | SNR0-2E0 | F40300002 |  | SNR0
SNR-H02BHA10GS103 | Circuit Breaker for Carbon Dust Collection Plant Plant (SNR-H02BHA14GS100) |  | OPERATING | OPERATING | E072 | SNR0-2E0 | F40300002 |  | SNR0
SNR-H02BHA10GS104 | Circuit Breaker for Motor High Pressure Oil Pump A (SNR-H02BHA15GS100) |  | OPERATING | OPERATING | E072 | SNR0-2E0 | F40300002 |  | SNR0
SNR-H02BHA10GS105 | Circuit Breaker for Motor Turbine (Governor) Oil Pump A (SNR-H02BHA16GS100) |  | OPERATING | OPERATING | E072 | SNR0-2E0 | F40300002 |  | SNR0
SNR-H02BHA10GS106 | Circuit Breaker for Motor Jockey Pump (SNR-H02BHA17GS100) |  | OPERATING | OPERATING | E072 | SNR0-2E0 | F40300002 |  | SNR0
SNR-H02BHA10GS107 | Circuit Breaker for Motor Turbine Offline Circulation Pump (SNR-H02BHA18GS100) |  | OPERATING | OPERATING | E072 | SNR0-2E0 | F40300002 |  | SNR0
SNR-H02BHA10GS108 | Circuit Breaker for Motor MIV Oil Pump (SNR-H02BHA19GS100) |  | OPERATING | OPERATING | E072 | SNR0-2E0 | F40300002 |  | SNR0
SNR-H02BHA10GS109 | Circuit Breaker for Motor MIV Oil Leakage Pump (SNR-H02BHA21GS100) |  | OPERATING | OPERATING | E072 | SNR0-2E0 | F40300002 |  | SNR0
SNR-H02BHA10GS110 | Circuit Breaker for Generator Space Heater (SNR-H02BHA22GS100) |  | OPERATING | OPERATING | E072 | SNR0-2E0 | F40300002 |  | SNR0
SNR-H02BHA10GS111 | Circuit Breaker for Generator Motorize Valve (SNR-H02BHA23GS100) |  | OPERATING | OPERATING | E072 | SNR0-2E0 | F40300002 |  | SNR0
SNR-H02BHA10GS112 | Circuit Breaker for Excitation System Cubicle (SNR-H02BHA24GS100) |  | OPERATING | OPERATING | E072 | SNR0-2E0 | F40300002 |  | SNR0
SNR-H02BHA10GS113 | Circuit Breaker for Dynamic Brake Control Cubicle (SNR-H02BHA25GS100) |  | OPERATING | OPERATING | E072 | SNR0-2E0 | F40300002 |  | SNR0
SNR-H02BHA10GS114 | Circuit Breaker for Dynamic Brake Transformer (SNR-H02BHA26GS100) |  | OPERATING | OPERATING | E072 | SNR0-2E0 | F40300002 |  | SNR0
SNR-H02BHA10GS115 | Circuit Breaker for Main Transformer Cubicle (SNR-H02BHA27GS100) |  | OPERATING | OPERATING | E072 | SNR0-2E0 | F40300002 |  | SNR0
SNR-H02BHA10GS116 | Circuit Breaker for Air Compressor A (SNR-H02BHA28GS100) |  | OPERATING | OPERATING | E072 | SNR0-2E0 | F40300002 |  | SNR0
SNR-H02BHA10GS117 | Circuit Breaker for Main Water Pump (SNR-H02BHA29GS100) |  | OPERATING | OPERATING | E072 | SNR0-2E0 | F40300002 |  | SNR0
SNR-H02BHA10GS118 | Circuit Breaker for Motor Turbine Guide Bearing Oil Circulation A (SNR-H02BHA31GS100) |  | OPERATING | OPERATING | E072 | SNR0-2E0 | F40300002 |  | SNR0
SNR-H02BHA10GS119 | Circuit Breaker for Motor MIV Offline Circulation Oil Pump (SNR-H02BHA32GS100) |  | OPERATING | OPERATING | E072 | SNR0-2E0 | F40300002 |  | SNR0
SNR-H02BHA10GS120 | Circuit Breaker for Feeder for 3-Phase & Unit Auxiliary Supplies (SNR-H02BHA33GS100) |  | OPERATING | OPERATING | E072 | SNR0-2E0 | F40300002 |  | SNR0
SNR-H02BHA10GS121 | Circuit Breaker for Outgoing Feeder for MCC 2.1 (SNR-H02BHA34GS100) |  | OPERATING | OPERATING | E072 | SNR0-2E0 | F40300002 |  | SNR0
SNR-H02BHA10GS122 | Circuit Breaker for Washing Strainer A (SNR-H02BHA35GS100) |  | OPERATING | OPERATING | E072 | SNR0-2E0 | F40300002 |  | SNR0
SNR-H02BHA10GS123 | Circuit Breaker for Auto. Backwash Gen. Oil Cooler Cubicle (SNR-H02BHA36GS100) |  | OPERATING | OPERATING | E072 | SNR0-2E0 | F40300002 |  | SNR0
SNR-H02BHA10GS124 | Circuit Breaker for Auto. Backwash Gen. Air Cooler Cubicle (SNR-H02BHA37GS100) |  | OPERATING | OPERATING | E072 | SNR0-2E0 | F40300002 |  | SNR0
SNR-H02BHA20 | Motor Control Center MCC-4.1 |  | OPERATING | OPERATING | E072 | SNR0-2E0 | F40300002 |  | SNR0
SNR-H02BHA20GS100 | MCCB Circuit Breaker for Incomer From MCC4 (SNR-H00BHA76GS100) |  | OPERATING | OPERATING | E072 | SNR0-2E0 | F40300002 |  | SNR0
SNR-H02BHA20GS101 | Circuit Breaker for New Generator High Pressure Oil Pump (B) (SNR-H00BHA77GS100) |  | OPERATING | OPERATING | E072 | SNR0-2E0 | F40300002 |  | SNR0
SNR-H02BHA20GS102 | Circuit Breaker for Turbine Oil Pressure Unit2 (SNR-H00BHA78GS100) |  | OPERATING | OPERATING | E072 | SNR0-2E0 | F40300002 |  | SNR0
SNR-H02BHA20GS103 | Circuit Breaker for Motor Turbine Guide Bearing Oil Circulating Motor 2 Unit2 (SNR-H00BHA79GS100) |  | OPERATING | OPERATING | E072 | SNR0-2E0 | F40300002 |  | SNR0
SNR-H02BHA20GS104 | Circuit Breaker for Washing Strainer B (Sand Seperator Spiral Case Valve) (SNR-H00BHA81GS100) |  | OPERATING | OPERATING | E072 | SNR0-2E0 | F40300002 |  | SNR0
SNR-H02BHA20GS105 | Circuit Breaker for Spare (SNR-H00BHA82GS100) |  | OPERATING | OPERATING | E072 | SNR0-2E0 | F40300002 |  | SNR0
SNR-H02BHA20GS106 | Circuit Breaker for Spare (SNR-H00BHA83GS100) |  | OPERATING | OPERATING | E072 | SNR0-2E0 | F40300002 |  | SNR0
SNR-H02C | Instrumentation and Control Equipment |  | OPERATING | OPERATING | E072 | SNR0-2E0 | F40300002 |  | SNR0
SNR-H02CH | Protection |  | OPERATING | OPERATING | E072 | SNR0-2E0 | F40300002 |  | SNR0
SNR-H02CHA | Cabinets for Gen and Trans Protection |  | OPERATING | OPERATING | E072 | SNR0-2E0 | F40300002 |  | SNR0
SNR-H02CHA10 | Protection Relay (SNR-H02CHA01) |  | OPERATING | OPERATING | E072 | SNR0-2E0 | F40300002 |  | SNR0
SNR-H02CHA10GH100 | Generator and Main Transformer Protection Panel System A (SNR-H02CHA01EW010+01CHA01) |  | OPERATING | OPERATING | E072 | SNR0-2E0 | F40300002 |  | SNR0
SNR-H02CHA10GH100-B01 | S90 Enclosure Internal Thermostat |  | OPERATING | OPERATING | E072 | SNR0-2E0 | F40300002 |  | SNR0
SNR-H02CHA10GH100-D01 | F111,112,113 HIPASE-CS-320 |  | OPERATING | OPERATING | E072 | SNR0-2E0 | F40300002 |  | SNR0
SNR-H02CHA10GH100-E01 | E90 Heater |  | OPERATING | OPERATING | E072 | SNR0-2E0 | F40300002 |  | SNR0
SNR-H02CHA10GH100-F01 | F01,02 Miniature Circuit Breaker 500VDC 10A |  | OPERATING | OPERATING | E072 | SNR0-2E0 | F40300002 |  | SNR0
SNR-H02CHA10GH100-F02 | F03,04,05,06,07 Miniature Circuit Breaker 500VDC 6A |  | OPERATING | OPERATING | E072 | SNR0-2E0 | F40300002 |  | SNR0
SNR-H02CHA10GH100-F03 | F90 Miniature Circuit Breaker 415VAC |  | OPERATING | OPERATING | E072 | SNR0-2E0 | F40300002 |  | SNR0
SNR-H02CHA10GH100-F04 | F101 Trip Circuit Supervision VDF-10 |  | OPERATING | OPERATING | E072 | SNR0-2E0 | F40300002 |  | SNR0
SNR-H02CHA10GH100-F05 | K101 Trip Relay |  | OPERATING | OPERATING | E072 | SNR0-2E0 | F40300002 |  | SNR0
SNR-H02CHA10GH100-F06 | K151,152,153,154 Lockout Relay |  | OPERATING | OPERATING | E072 | SNR0-2E0 | F40300002 |  | SNR0
SNR-H02CHA10GH100-F07 | K152A Lockout Relay (86-2) Trip Gen. Breaker |  | OPERATING | OPERATING | E072 | SNR0-2E0 | F40300002 |  | SNR0
SNR-H02CHA10GH100-G01 | A230 Power Supply Module |  | OPERATING | OPERATING | E072 | SNR0-2E0 | F40300002 |  | SNR0
SNR-H02CHA10GH100-K01 | K01,11,12,51,52,53 Auxiliary Contactor 125VDC With Varistor |  | OPERATING | OPERATING | E072 | SNR0-2E0 | F40300002 |  | SNR0
SNR-H02CHA10GH100-S01 | S01 Push Button |  | OPERATING | OPERATING | E072 | SNR0-2E0 | F40300002 |  | SNR0
SNR-H02CHA10GH100-S02 | S10,11 Switch |  | OPERATING | OPERATING | E072 | SNR0-2E0 | F40300002 |  | SNR0
SNR-H02CHA10GH100-V01 | V11,12,13,14 Rectifier Diode Module |  | OPERATING | OPERATING | E072 | SNR0-2E0 | F40300002 |  | SNR0
SNR-H02CHA10GH100-W01 | A231,232,233 Fieldbus Interface Star |  | OPERATING | OPERATING | E072 | SNR0-2E0 | F40300002 |  | SNR0
SNR-H02CHA10GH100-X01 | X111,112,113,114,115,116,117 Test Block |  | OPERATING | OPERATING | E072 | SNR0-2E0 | F40300002 |  | SNR0
SNR-H02CHA10GH200 | Generator and Main Transformer Protection Panel System B (SNR-H02CHA01EW010+01CHA02) |  | OPERATING | OPERATING | E072 | SNR0-2E0 | F40300002 |  | SNR0
SNR-H02CHA10GH200-B01 | S90 Enclosure Internal Thermostat |  | OPERATING | OPERATING | E072 | SNR0-2E0 | F40300002 |  | SNR0
SNR-H02CHA10GH200-D01 | F211,212,213 HIPASE-CS-320 |  | OPERATING | OPERATING | E072 | SNR0-2E0 | F40300002 |  | SNR0
SNR-H02CHA10GH200-E01 | E90 Heater |  | OPERATING | OPERATING | E072 | SNR0-2E0 | F40300002 |  | SNR0
SNR-H02CHA10GH200-F01 | F08,09 Miniature Circuit Breaker 500VDC 10A |  | OPERATING | OPERATING | E072 | SNR0-2E0 | F40300002 |  | SNR0
SNR-H02CHA10GH200-F02 | F10,11,12,13,14 Miniature Circuit Breaker 500VDC 6A |  | OPERATING | OPERATING | E072 | SNR0-2E0 | F40300002 |  | SNR0
SNR-H02CHA10GH200-F03 | F91 Miniature Circuit Breaker 415VAC |  | OPERATING | OPERATING | E072 | SNR0-2E0 | F40300002 |  | SNR0
SNR-H02CHA10GH200-F04 | F201 Trip Circuit Supervision VDF-10 |  | OPERATING | OPERATING | E072 | SNR0-2E0 | F40300002 |  | SNR0
SNR-H02CHA10GH200-F05 | K201 Trip Relay |  | OPERATING | OPERATING | E072 | SNR0-2E0 | F40300002 |  | SNR0
SNR-H02CHA10GH200-F06 | K251,252,253,254 Lockout Relay |  | OPERATING | OPERATING | E072 | SNR0-2E0 | F40300002 |  | SNR0
SNR-H02CHA10GH200-F07 | K252A Lockout Relay (86-2) Trip Gen. Breaker |  | OPERATING | OPERATING | E072 | SNR0-2E0 | F40300002 |  | SNR0
SNR-H02CHA10GH200-G01 | A10 AC/DC-DC Converter |  | OPERATING | OPERATING | E072 | SNR0-2E0 | F40300002 |  | SNR0
SNR-H02CHA10GH200-K01 | K02,21,22 Auxiliary Contactor 125VDC With Varistor |  | OPERATING | OPERATING | E072 | SNR0-2E0 | F40300002 |  | SNR0
SNR-H02CHA10GH200-S01 | A11 Ethernet Rail Switch |  | OPERATING | OPERATING | E072 | SNR0-2E0 | F40300002 |  | SNR0
SNR-H02CHA10GH200-S02 | S02 Push Button |  | OPERATING | OPERATING | E072 | SNR0-2E0 | F40300002 |  | SNR0
SNR-H02CHA10GH200-S03 | S20,21 Switch |  | OPERATING | OPERATING | E072 | SNR0-2E0 | F40300002 |  | SNR0
SNR-H02CHA10GH200-V01 | V21,22,23,24 Rectifier Diode Module |  | OPERATING | OPERATING | E072 | SNR0-2E0 | F40300002 |  | SNR0
SNR-H02CHA10GH200-X01 | X211,212,213,214,215,216,217 Test Block |  | OPERATING | OPERATING | E072 | SNR0-2E0 | F40300002 |  | SNR0
SNR-H02CJ | Unit Coordination Level |  | OPERATING | OPERATING | E072 | SNR0-2E0 | F40300002 |  | SNR0
SNR-H02CJA | Unit Control System |  | OPERATING | OPERATING | E072 | SNR0-2E0 | F40300002 |  | SNR0
SNR-H02CJA10 | Unit Control Board |  | OPERATING | OPERATING | E072 | SNR0-2E0 | F40300002 |  | SNR0
SNR-H02CJA10GH001 | Unit Control Cubicle |  | OPERATING | OPERATING | E072 | SNR0-2E0 | F40300002 |  | SNR0
SNR-H02CJA10GH001-A01 | Housing CM-2844 (SNR-H02CJA01GH001+03CJA01-A210) |  | OPERATING | OPERATING | E072 | SNR0-2E0 | F40300002 |  | SNR0
SNR-H02CJA10GH001-A02 | Touch Panel TPC-1771H (SNR-H02CJA01GH001+03CJA01-P01) |  | OPERATING | OPERATING | E072 | SNR0-2E0 | F40300002 |  | SNR0
SNR-H02CJA10GH001-A03 | Redundancy Module QUINT-ORING/24DC/2X20/1X40 (SNR-H02CJA01GH001+03CJA01-V03) |  | OPERATING | OPERATING | E072 | SNR0-2E0 | F40300002 |  | SNR0
SNR-H02CJA10GH001-B01 | Enclosure Internal Thermostat SK 3110.000 No.1 (SNR-H02CJA01GH001+03CJA01-B100) |  | OPERATING | OPERATING | E072 | SNR0-2E0 | F40300002 |  | SNR0
SNR-H02CJA10GH001-B02 | Enclosure Internal Thermostat SK 3110.000 No.2 (SNR-H02CJA01GH001+03CJA01-B200) |  | OPERATING | OPERATING | E072 | SNR0-2E0 | F40300002 |  | SNR0
SNR-H02CJA10GH001-D01 | Peripheral Control Module PE-6410 No.1-15 (SNR-H02CJA01GH001+03CJA01-A01-141) |  | OPERATING | OPERATING | E072 | SNR0-2E0 | F40300002 |  | SNR0
SNR-H02CJA10GH001-D02 | Digital Input Module DI-6103 No.1-50 (SNR-H02CJA01GH001+03CJA01-A06-145) |  | OPERATING | OPERATING | E072 | SNR0-2E0 | F40300002 |  | SNR0
SNR-H02CJA10GH001-D03 | Digital Input Module DO-6212 No.1-25 (SNR-H02CJA01GH001+03CJA01-A09-149) |  | OPERATING | OPERATING | E072 | SNR0-2E0 | F40300002 |  | SNR0
SNR-H02CJA10GH001-D04 | Digital Output Module DO-6200 (SNR-H02CJA01GH001+03CJA01-A129) |  | OPERATING | OPERATING | E072 | SNR0-2E0 | F40300002 |  | SNR0
SNR-H02CJA10GH001-D05 | Control Element CP-2016 (SNR-H02CJA01GH001+03CJA01-A210.01) |  | OPERATING | OPERATING | E072 | SNR0-2E0 | F40300002 |  | SNR0
SNR-H02CJA10GH001-D06 | Control Element CP-2019 no.1 (SNR-H02CJA01GH001+03CJA01-A210.04) |  | OPERATING | OPERATING | E072 | SNR0-2E0 | F40300002 |  | SNR0
SNR-H02CJA10GH001-D07 | Control Element CP-2019 no.2 (SNR-H02CJA01GH001+03CJA01-A210.05) |  | OPERATING | OPERATING | E072 | SNR0-2E0 | F40300002 |  | SNR0
SNR-H02CJA10GH001-D08 | Automation PC 910 (SNR-H02CJA01GH001+03CJA01-A401) |  | OPERATING | OPERATING | E072 | SNR0-2E0 | F40300002 |  | SNR0
SNR-H02CJA10GH001-D09 | Optocoupler PLC-OSC-24DC/300DC/1 (SNR-H02CJA01GH001+03CJA01-K204) |  | OPERATING | OPERATING | E072 | SNR0-2E0 | F40300002 |  | SNR0
SNR-H02CJA10GH001-E01 | Heater SK 3116.000 No.1 (SNR-H02CJA01GH001+03CJA01-E01) |  | OPERATING | OPERATING | E072 | SNR0-2E0 | F40300002 |  | SNR0
SNR-H02CJA10GH001-E02 | Heater SK 3116.000 No.2 (SNR-H02CJA01GH001+03CJA01-E02) |  | OPERATING | OPERATING | E072 | SNR0-2E0 | F40300002 |  | SNR0
SNR-H02CJA10GH001-E03 | Heater SK 3116.000 No.3 (SNR-H02CJA01GH001+03CJA01-E03) |  | OPERATING | OPERATING | E072 | SNR0-2E0 | F40300002 |  | SNR0
SNR-H02CJA10GH001-E04 | Heater SK 3116.000 No.4 (SNR-H02CJA01GH001+03CJA01-E04) |  | OPERATING | OPERATING | E072 | SNR0-2E0 | F40300002 |  | SNR0
SNR-H02CJA10GH001-E05 | LED 3SB5285-6HL01 (SNR-H02CJA01GH001+03CJA01-H01) |  | OPERATING | OPERATING | E072 | SNR0-2E0 | F40300002 |  | SNR0
SNR-H02CJA10GH001-E06 | LED 3SB5285-6HC01 (SNR-H02CJA01GH001+03CJA01-H02) |  | OPERATING | OPERATING | E072 | SNR0-2E0 | F40300002 |  | SNR0
SNR-H02CJA10GH001-E07 | Cubicle Light T5 No.1-8 (SNR-H02CJA01GH001+03CJA01-H91-98) |  | OPERATING | OPERATING | E072 | SNR0-2E0 | F40300002 |  | SNR0
SNR-H02CJA10GH001-F01 | Miniature Circuit Breaker C60H-C-6A 2pol (SNR-H02CJA01GH001+03CJA01-F01) |  | OPERATING | OPERATING | E072 | SNR0-2E0 | F40300002 |  | SNR0
SNR-H02CJA10GH001-F02 | Miniature Circuit Breaker C60H-DC 16A No.1 (SNR-H02CJA01GH001+03CJA01-F02) |  | OPERATING | OPERATING | E072 | SNR0-2E0 | F40300002 |  | SNR0
SNR-H02CJA10GH001-F03 | Miniature Circuit Breaker C60H-DC 16A No.2 (SNR-H02CJA01GH001+03CJA01-F03) |  | OPERATING | OPERATING | E072 | SNR0-2E0 | F40300002 |  | SNR0
SNR-H02CJA10GH001-F04 | Miniature Circuit Breaker C60H-DC 2A No.1-54 (SNR-H02CJA01GH001+03CJA01-F04-63) |  | OPERATING | OPERATING | E072 | SNR0-2E0 | F40300002 |  | SNR0
SNR-H02CJA10GH001-F05 | Miniature Circuit Breaker C60H-DC 6A No.1 (SNR-H02CJA01GH001+03CJA01-F35) |  | OPERATING | OPERATING | E072 | SNR0-2E0 | F40300002 |  | SNR0
SNR-H02CJA10GH001-F06 | Miniature Circuit Breaker C60H-DC 6A No.2 (SNR-H02CJA01GH001+03CJA01-F36) |  | OPERATING | OPERATING | E072 | SNR0-2E0 | F40300002 |  | SNR0
SNR-H02CJA10GH001-F07 | Miniature Circuit Breaker C60H-DC 6A No.3 (SNR-H02CJA01GH001+03CJA01-F37) |  | OPERATING | OPERATING | E072 | SNR0-2E0 | F40300002 |  | SNR0
SNR-H02CJA10GH001-F08 | Miniature Circuit Breaker C60H-DC 10A No.1 (SNR-H02CJA01GH001+03CJA01-F42) |  | OPERATING | OPERATING | E072 | SNR0-2E0 | F40300002 |  | SNR0
SNR-H02CJA10GH001-F09 | Miniature Circuit Breaker C60H-DC 10A No.2 (SNR-H02CJA01GH001+03CJA01-F43) |  | OPERATING | OPERATING | E072 | SNR0-2E0 | F40300002 |  | SNR0
SNR-H02CJA10GH001-F10 | Miniature Circuit Breaker C60H-DC 10A No.3 (SNR-H02CJA01GH001+03CJA01-F44) |  | OPERATING | OPERATING | E072 | SNR0-2E0 | F40300002 |  | SNR0
SNR-H02CJA10GH001-F11 | Trip Relay RF-4R (SNR-H02CJA01GH001+03CJA01-K19) |  | OPERATING | OPERATING | E072 | SNR0-2E0 | F40300002 |  | SNR0
SNR-H02CJA10GH001-F12 | Trip Relay RJ-8R No.1 (SNR-H02CJA01GH001+03CJA01-K20) |  | OPERATING | OPERATING | E072 | SNR0-2E0 | F40300002 |  | SNR0
SNR-H02CJA10GH001-F13 | Trip Relay RJ-8R No.2 (SNR-H02CJA01GH001+03CJA01-K201) |  | OPERATING | OPERATING | E072 | SNR0-2E0 | F40300002 |  | SNR0
SNR-H02CJA10GH001-F14 | Trip Relay RJ-8R No.3 (SNR-H02CJA01GH001+03CJA01-K201A) |  | OPERATING | OPERATING | E072 | SNR0-2E0 | F40300002 |  | SNR0
SNR-H02CJA10GH001-F15 | Trip Relay RJ-8R No.4 (SNR-H02CJA01GH001+03CJA01-K202) |  | OPERATING | OPERATING | E072 | SNR0-2E0 | F40300002 |  | SNR0
SNR-H02CJA10GH001-F16 | Trip Relay RJ-8R No.5 (SNR-H02CJA01GH001+03CJA01-K202A) |  | OPERATING | OPERATING | E072 | SNR0-2E0 | F40300002 |  | SNR0
SNR-H02CJA10GH001-F17 | MCB for 230 VAC Power Supply Circuit |  | OPERATING | OPERATING | E072 | SNR0-2E0 | F40300002 |  | SNR0
SNR-H02CJA10GH001-F18 | MCB for DC Main-I |  | OPERATING | OPERATING | E072 | SNR0-2E0 | F40300002 |  | SNR0
SNR-H02CJA10GH001-F19 | MCB for DC Main-II |  | OPERATING | OPERATING | E072 | SNR0-2E0 | F40300002 |  | SNR0
SNR-H02CJA10GH001-F20 | MCB for AK3 ACP DC Main-I (PS-2632) |  | OPERATING | OPERATING | E072 | SNR0-2E0 | F40300002 |  | SNR0
SNR-H02CJA10GH001-F21 | MCB for AK3 ACP DC Main-II (PS-2632) |  | OPERATING | OPERATING | E072 | SNR0-2E0 | F40300002 |  | SNR0
SNR-H02CJA10GH001-F22 | MCB for PS-6632 Row-00 |  | OPERATING | OPERATING | E072 | SNR0-2E0 | F40300002 |  | SNR0
SNR-H02CJA10GH001-F23 | MCB for DI-A06 Row-00 |  | OPERATING | OPERATING | E072 | SNR0-2E0 | F40300002 |  | SNR0
SNR-H02CJA10GH001-F24 | MCB for D0-A09 Row-00 |  | OPERATING | OPERATING | E072 | SNR0-2E0 | F40300002 |  | SNR0
SNR-H02CJA10GH001-F25 | MCB for PS-6632 Row-1 |  | OPERATING | OPERATING | E072 | SNR0-2E0 | F40300002 |  | SNR0
SNR-H02CJA10GH001-F26 | MCB for DI-A16 Row-1 |  | OPERATING | OPERATING | E072 | SNR0-2E0 | F40300002 |  | SNR0
SNR-H02CJA10GH001-F27 | MCB for PS-6632 Row-2 |  | OPERATING | OPERATING | E072 | SNR0-2E0 | F40300002 |  | SNR0
SNR-H02CJA10GH001-F28 | MCB for DI-A26 Row-2 |  | OPERATING | OPERATING | E072 | SNR0-2E0 | F40300002 |  | SNR0
SNR-H02CJA10GH001-F29 | MCB for PS-6632 Row-3 |  | OPERATING | OPERATING | E072 | SNR0-2E0 | F40300002 |  | SNR0
SNR-H02CJA10GH001-F30 | MCB for DI-A36 Row-3 |  | OPERATING | OPERATING | E072 | SNR0-2E0 | F40300002 |  | SNR0
SNR-H02CJA10GH001-F31 | MCB for PS-6632 Row-4 |  | OPERATING | OPERATING | E072 | SNR0-2E0 | F40300002 |  | SNR0
SNR-H02CJA10GH001-F32 | MCB for DI-A46 Row-4 |  | OPERATING | OPERATING | E072 | SNR0-2E0 | F40300002 |  | SNR0
SNR-H02CJA10GH001-F33 | MCB for PS-6632 Row-5 |  | OPERATING | OPERATING | E072 | SNR0-2E0 | F40300002 |  | SNR0
SNR-H02CJA10GH001-F34 | MCB for DI-A56 Row-5 |  | OPERATING | OPERATING | E072 | SNR0-2E0 | F40300002 |  | SNR0
SNR-H02CJA10GH001-F35 | MCB for PS-6632 Row-6 |  | OPERATING | OPERATING | E072 | SNR0-2E0 | F40300002 |  | SNR0
SNR-H02CJA10GH001-F36 | MCB for DI-A66 Row-6 |  | OPERATING | OPERATING | E072 | SNR0-2E0 | F40300002 |  | SNR0
SNR-H02CJA10GH001-F37 | MCB for PS-6632 Row-7 |  | OPERATING | OPERATING | E072 | SNR0-2E0 | F40300002 |  | SNR0
SNR-H02CJA10GH001-F38 | MCB for DI-A76 Row-7 |  | OPERATING | OPERATING | E072 | SNR0-2E0 | F40300002 |  | SNR0
SNR-H02CJA10GH001-F39 | MCB for PS-6632 Row-8 |  | OPERATING | OPERATING | E072 | SNR0-2E0 | F40300002 |  | SNR0
SNR-H02CJA10GH001-F40 | MCB for DI-A86 Row-8 |  | OPERATING | OPERATING | E072 | SNR0-2E0 | F40300002 |  | SNR0
SNR-H02CJA10GH001-F41 | MCB for PS-6632 Row-9 |  | OPERATING | OPERATING | E072 | SNR0-2E0 | F40300002 |  | SNR0
SNR-H02CJA10GH001-F42 | MCB for DI-A96 Row-9 |  | OPERATING | OPERATING | E072 | SNR0-2E0 | F40300002 |  | SNR0
SNR-H02CJA10GH001-F43 | MCB for PS-6632 Row-10 |  | OPERATING | OPERATING | E072 | SNR0-2E0 | F40300002 |  | SNR0
SNR-H02CJA10GH001-F44 | MCB for DI-A106 Row-10 |  | OPERATING | OPERATING | E072 | SNR0-2E0 | F40300002 |  | SNR0
SNR-H02CJA10GH001-F45 | MCB for PS-6632 Row-11 |  | OPERATING | OPERATING | E072 | SNR0-2E0 | F40300002 |  | SNR0
SNR-H02CJA10GH001-F46 | MCB for DI-A112 Row-11 |  | OPERATING | OPERATING | E072 | SNR0-2E0 | F40300002 |  | SNR0
SNR-H02CJA10GH001-F47 | MCB for PS-6632 Row-12 |  | OPERATING | OPERATING | E072 | SNR0-2E0 | F40300002 |  | SNR0
SNR-H02CJA10GH001-F48 | MCB for DI-A122 Row-12 |  | OPERATING | OPERATING | E072 | SNR0-2E0 | F40300002 |  | SNR0
SNR-H02CJA10GH001-F49 | MCB for Trip Circuit |  | OPERATING | OPERATING | E072 | SNR0-2E0 | F40300002 |  | SNR0
SNR-H02CJA10GH001-F50 | MCB for Synchronisation Circuit |  | OPERATING | OPERATING | E072 | SNR0-2E0 | F40300002 |  | SNR0
SNR-H02CJA10GH001-F51 | Spare |  | OPERATING | OPERATING | E072 | SNR0-2E0 | F40300002 |  | SNR0
SNR-H02CJA10GH001-F52 | MCB for Multifunction Meter |  | OPERATING | OPERATING | E072 | SNR0-2E0 | F40300002 |  | SNR0
SNR-H02CJA10GH001-F53 | MCB for Shutdown Circuit |  | OPERATING | OPERATING | E072 | SNR0-2E0 | F40300002 |  | SNR0
SNR-H02CJA10GH001-F54 | MCB for Relay Supply |  | OPERATING | OPERATING | E072 | SNR0-2E0 | F40300002 |  | SNR0
SNR-H02CJA10GH001-F55 | MCB for Control Supply to Control Desk Board |  | OPERATING | OPERATING | E072 | SNR0-2E0 | F40300002 |  | SNR0
SNR-H02CJA10GH001-F56 | MCB for PS-6632 A230 |  | OPERATING | OPERATING | E072 | SNR0-2E0 | F40300002 |  | SNR0
SNR-H02CJA10GH001-F57 | Spare |  | OPERATING | OPERATING | E072 | SNR0-2E0 | F40300002 |  | SNR0
SNR-H02CJA10GH001-F58 | MCB for Convertor1 Supply |  | OPERATING | OPERATING | E072 | SNR0-2E0 | F40300002 |  | SNR0
SNR-H02CJA10GH001-F59 | MCB for Convertor2 Supply |  | OPERATING | OPERATING | E072 | SNR0-2E0 | F40300002 |  | SNR0
SNR-H02CJA10GH001-F60 | MCB for 24VDC Power Supply Circuit |  | OPERATING | OPERATING | E072 | SNR0-2E0 | F40300002 |  | SNR0
SNR-H02CJA10GH001-F61 | MCB for PW-A Ethernet Switch-I |  | OPERATING | OPERATING | E072 | SNR0-2E0 | F40300002 |  | SNR0
SNR-H02CJA10GH001-F62 | MCB for PW-B Ethernet Switch-I |  | OPERATING | OPERATING | E072 | SNR0-2E0 | F40300002 |  | SNR0
SNR-H02CJA10GH001-F63 | MCB for PW-A Ethernet Switch-II |  | OPERATING | OPERATING | E072 | SNR0-2E0 | F40300002 |  | SNR0
SNR-H02CJA10GH001-F64 | MCB for PW-B Ethernet Switch-II |  | OPERATING | OPERATING | E072 | SNR0-2E0 | F40300002 |  | SNR0
SNR-H02CJA10GH001-F65 | MCB for Touch Panel |  | OPERATING | OPERATING | E072 | SNR0-2E0 | F40300002 |  | SNR0
SNR-H02CJA10GH001-F66 | MCB for AI-A84 Row-8 |  | OPERATING | OPERATING | E072 | SNR0-2E0 | F40300002 |  | SNR0
SNR-H02CJA10GH001-F67 | MCB for AI-A92 Row-9 |  | OPERATING | OPERATING | E072 | SNR0-2E0 | F40300002 |  | SNR0
SNR-H02CJA10GH001-F68 | MCB for AI-A102 Row-10 |  | OPERATING | OPERATING | E072 | SNR0-2E0 | F40300002 |  | SNR0
SNR-H02CJA10GH001-F69 | MCB for HW Watchdog |  | OPERATING | OPERATING | E072 | SNR0-2E0 | F40300002 |  | SNR0
SNR-H02CJA10GH001-F70 | MCB for Power Supply to HART Master Panel |  | OPERATING | OPERATING | E072 | SNR0-2E0 | F40300002 |  | SNR0
SNR-H02CJA10GH001-F71 | MCB for Control Desk |  | OPERATING | OPERATING | E072 | SNR0-2E0 | F40300002 |  | SNR0
SNR-H02CJA10GH001-F72 | MCB for PS-6632 Row-13 |  | OPERATING | OPERATING | E072 | SNR0-2E0 | F40300002 |  | SNR0
SNR-H02CJA10GH001-F73 | MCB for DI-A132 Row-13 |  | OPERATING | OPERATING | E072 | SNR0-2E0 | F40300002 |  | SNR0
SNR-H02CJA10GH001-F74 | MCB for PS-6632 Row-14 |  | OPERATING | OPERATING | E072 | SNR0-2E0 | F40300002 |  | SNR0
SNR-H02CJA10GH001-F75 | MCB for DI-A142 Row-14 |  | OPERATING | OPERATING | E072 | SNR0-2E0 | F40300002 |  | SNR0
SNR-H02CJA10GH001-F76 | MCB for PS-6632 Row-15 |  | OPERATING | OPERATING | E072 | SNR0-2E0 | F40300002 |  | SNR0
SNR-H02CJA10GH001-F77 | MCB for AI-A72 Row-9 |  | OPERATING | OPERATING | E072 | SNR0-2E0 | F40300002 |  | SNR0
SNR-H02CJA10GH001-F78 | MCB for PC Connection |  | OPERATING | OPERATING | E072 | SNR0-2E0 | F40300002 |  | SNR0
SNR-H02CJA10GH001-F79 | Spare |  | OPERATING | OPERATING | E072 | SNR0-2E0 | F40300002 |  | SNR0
SNR-H02CJA10GH001-G01 | Power Supply Module PS-6632 No.1-17 (SNR-H02CJA01GH001+03CJA01-A00-160) |  | OPERATING | OPERATING | E072 | SNR0-2E0 | F40300002 |  | SNR0
SNR-H02CJA10GH001-G02 | Power Supply Module PS-2632 No.1 (SNR-H02CJA01GH001+03CJA01-A210.00) |  | OPERATING | OPERATING | E072 | SNR0-2E0 | F40300002 |  | SNR0
SNR-H02CJA10GH001-G03 | Power Supply Module PS-2632 No.2 (SNR-H02CJA01GH001+03CJA01-A210.10) |  | OPERATING | OPERATING | E072 | SNR0-2E0 | F40300002 |  | SNR0
SNR-H02CJA10GH001-G04 | AC/DC-DC Converter QUINT-PS/1AC/24DC/10 No.1 (SNR-H02CJA01GH001+03CJA01-G01) |  | OPERATING | OPERATING | E072 | SNR0-2E0 | F40300002 |  | SNR0
SNR-H02CJA10GH001-G05 | AC/DC-DC Converter QUINT-PS/1AC/24DC/10 No.2 (SNR-H02CJA01GH001+03CJA01-G02) |  | OPERATING | OPERATING | E072 | SNR0-2E0 | F40300002 |  | SNR0
SNR-H02CJA10GH001-H01 | Signal Horn AUH-2448 (SNR-H02CJA01GH001+03CJA01-E92) |  | OPERATING | OPERATING | E072 | SNR0-2E0 | F40300002 |  | SNR0
SNR-H02CJA10GH001-K01 | Auxiliary Contact OF 26924 No.1-61 (SNR-H02CJA01GH001+03CJA01-F01-63) |  | OPERATING | OPERATING | E072 | SNR0-2E0 | F40300002 |  | SNR0
SNR-H02CJA10GH001-K02 | Voltage Monitoring Relay EMD-FL-V-300 No.1 (SNR-H02CJA01GH001+03CJA01-K01) |  | OPERATING | OPERATING | E072 | SNR0-2E0 | F40300002 |  | SNR0
SNR-H02CJA10GH001-K03 | Voltage Monitoring Relay EMD-FL-V-300 No.2 (SNR-H02CJA01GH001+03CJA01-K02) |  | OPERATING | OPERATING | E072 | SNR0-2E0 | F40300002 |  | SNR0
SNR-H02CJA10GH001-K04 | Contactor 3RH21 22-1BB40 (SNR-H02CJA01GH001+03CJA01-K03) |  | OPERATING | OPERATING | E072 | SNR0-2E0 | F40300002 |  | SNR0
SNR-H02CJA10GH001-K05 | Varistor 3RT2 916-1JK00 (SNR-H02CJA01GH001+03CJA01-K03) |  | OPERATING | OPERATING | E072 | SNR0-2E0 | F40300002 |  | SNR0
SNR-H02CJA10GH001-K06 | Auxiliary Contactor 3RH21 22-1BF40 No.1-57 (SNR-H02CJA01GH001+03CJA01-K04-) |  | OPERATING | OPERATING | E072 | SNR0-2E0 | F40300002 |  | SNR0
SNR-H02CJA10GH001-K07 | Varistor 3RT2 916-1JL00 No.1-63 (SNR-H02CJA01GH001+03CJA01-K04-KM19) |  | OPERATING | OPERATING | E072 | SNR0-2E0 | F40300002 |  | SNR0
SNR-H02CJA10GH001-K08 | Auxiliary Contactor 3RH21 40-1BF40 No.1-6 (SNR-H02CJA01GH001+03CJA01-K11-K403) |  | OPERATING | OPERATING | E072 | SNR0-2E0 | F40300002 |  | SNR0
SNR-H02CJA10GH001-K09 | Auxiliary Contactor 3RH29 11-1HA22 No.1-25 (SNR-H02CJA01GH001+03CJA01-K11-KM03) |  | OPERATING | OPERATING | E072 | SNR0-2E0 | F40300002 |  | SNR0
SNR-H02CJA10GH001-K10 | Terminal Relay PLC-RSC-24DC/21-21 No.1 (SNR-H02CJA01GH001+03CJA01-KM201) |  | OPERATING | OPERATING | E072 | SNR0-2E0 | F40300002 |  | SNR0
SNR-H02CJA10GH001-K11 | Terminal Relay PLC-RSC-24DC/21-21 No.2 (SNR-H02CJA01GH001+03CJA01-KM202) |  | OPERATING | OPERATING | E072 | SNR0-2E0 | F40300002 |  | SNR0
SNR-H02CJA10GH001-N01 | Analog Input Module AI-6310 No.1-28 (SNR-H02CJA01GH001+03CJA01-A02-65) |  | OPERATING | OPERATING | E072 | SNR0-2E0 | F40300002 |  | SNR0
SNR-H02CJA10GH001-N02 | Analog Input Module AI-6300 No.1-16 (SNR-H02CJA01GH001+03CJA01-A72-105) |  | OPERATING | OPERATING | E072 | SNR0-2E0 | F40300002 |  | SNR0
SNR-H02CJA10GH001-N03 | Analog Ouput Module AI-6303 (SNR-H02CJA01GH001+03CJA01-A151) |  | OPERATING | OPERATING | E072 | SNR0-2E0 | F40300002 |  | SNR0
SNR-H02CJA10GH001-N04 | RS232/RS422; RS485-Converter CM-0829 (SNR-H02CJA01GH001+03CJA01-A221) |  | OPERATING | OPERATING | E072 | SNR0-2E0 | F40300002 |  | SNR0
SNR-H02CJA10GH001-P01 | Multi Function Digital Meter RIS_3430 No.1 (SNR-H02CJA01GH001+03CJA01-P05) |  | OPERATING | OPERATING | E072 | SNR0-2E0 | F40300002 |  | SNR0
SNR-H02CJA10GH001-P02 | Multi Function Digital Meter RIS_3430 No.2 (SNR-H02CJA01GH001+03CJA01-P06) |  | OPERATING | OPERATING | E072 | SNR0-2E0 | F40300002 |  | SNR0
SNR-H02CJA10GH001-S01 | Ethernet Rail Switch IE-3000-8TC-E No.1 (SNR-H02CJA01GH001+03CJA01-A301) |  | OPERATING | OPERATING | E072 | SNR0-2E0 | F40300002 |  | SNR0
SNR-H02CJA10GH001-S02 | Ethernet Rail Switch IE-3000-8TC-E No.2 (SNR-H02CJA01GH001+03CJA01-A302) |  | OPERATING | OPERATING | E072 | SNR0-2E0 | F40300002 |  | SNR0
SNR-H02CJA10GH001-S03 | Mishroom Actuator P2AMLKB4 (SNR-H02CJA01GH001+03CJA01-S01) |  | OPERATING | OPERATING | E072 | SNR0-2E0 | F40300002 |  | SNR0
SNR-H02CJA10GH001-S04 | ILPB (AMBER) 2LHLR (SNR-H02CJA01GH001+03CJA01-S02) |  | OPERATING | OPERATING | E072 | SNR0-2E0 | F40300002 |  | SNR0
SNR-H02CJA10GH001-S05 | ILPB (Red) 2LHLR (SNR-H02CJA01GH001+03CJA01-S03) |  | OPERATING | OPERATING | E072 | SNR0-2E0 | F40300002 |  | SNR0
SNR-H02CJA10GH001-S06 | Selector Switch P2AS2-2P (SNR-H02CJA01GH001+03CJA01-S08) |  | OPERATING | OPERATING | E072 | SNR0-2E0 | F40300002 |  | SNR0
SNR-H02CJA10GH001-S07 | Push Button P2AF8 (SNR-H02CJA01GH001+03CJA01-S09) |  | OPERATING | OPERATING | E072 | SNR0-2E0 | F40300002 |  | SNR0
SNR-H02CJA10GH001-S08 | Door Limit Switch SZ 4127.000 No.1-8 (SNR-H02CJA01GH001+03CJA01-S91-98) |  | OPERATING | OPERATING | E072 | SNR0-2E0 | F40300002 |  | SNR0
SNR-H02CJA10GH001-V01 | Diode ST-1N4007+UDK-RELG 2 No.1 (SNR-H02CJA01GH001+03CJA01-D01) |  | OPERATING | OPERATING | E072 | SNR0-2E0 | F40300002 |  | SNR0
SNR-H02CJA10GH001-V02 | Diode ST-1N4007+UDK-RELG 2 No.2 (SNR-H02CJA01GH001+03CJA01-D02) |  | OPERATING | OPERATING | E072 | SNR0-2E0 | F40300002 |  | SNR0
SNR-H02CJA10GH001-V03 | Power Bridge Rectifier SKB 60/16 No.1 (SNR-H02CJA01GH001+03CJA01-V01) |  | OPERATING | OPERATING | E072 | SNR0-2E0 | F40300002 |  | SNR0
SNR-H02CJA10GH001-V04 | Power Bridge Rectifier SKB 60/16 No.2 (SNR-H02CJA01GH001+03CJA01-V02) |  | OPERATING | OPERATING | E072 | SNR0-2E0 | F40300002 |  | SNR0
SNR-H02CJA10GH001-W01 | CAT6 No.1-13 (SNR-H02CJA01GH001+03CJA01-W0001-0013) |  | OPERATING | OPERATING | E072 | SNR0-2E0 | F40300002 |  | SNR0
SNR-H02CJA10GH001-W02 | USB Cable TC6-203 No.1-16 (SNR-H02CJA01GH001+03CJA01-W0021-0036) |  | OPERATING | OPERATING | E072 | SNR0-2E0 | F40300002 |  | SNR0
SNR-H02CJA10GH001-W03 | PATCH CABLE CAT5(4*2) AWG26/7 No.1-7 (SNR-H02CJA01GH001+03CJA01-W1018-2130) |  | OPERATING | OPERATING | E072 | SNR0-2E0 | F40300002 |  | SNR0
SNR-H02CJA10GH001-X01 | Single Socket (SNR-H02CJA01GH001+03CJA01-X91) |  | OPERATING | OPERATING | E072 | SNR0-2E0 | F40300002 |  | SNR0
SNR-H02CJA10GH001AX01 | Standstill Monitor KFD2-SR2-2.W.SM (SNR-H02CJA01GH001+03CJA01-KW01) |  | OPERATING | OPERATING | E072 | SNR0-2E0 | F40300002 |  | SNR0
SNR-H02CJA10GH001KT01 | Filter Fan SK 3322.107 No.1 (SNR-H02CJA01GH001+03CJA01-M101) |  | OPERATING | OPERATING | E072 | SNR0-2E0 | F40300002 |  | SNR0
SNR-H02CJA10GH001KT02 | Filter Fan SK 3322.107 No.2 (SNR-H02CJA01GH001+03CJA01-M102) |  | OPERATING | OPERATING | E072 | SNR0-2E0 | F40300002 |  | SNR0
SNR-H02CJA10GH001KT03 | Filter Fan SK 3322.107 No.3 (SNR-H02CJA01GH001+03CJA01-M103) |  | OPERATING | OPERATING | E072 | SNR0-2E0 | F40300002 |  | SNR0
SNR-H02CJA10GH001KT04 | Filter Fan SK 3322.107 No.4 (SNR-H02CJA01GH001+03CJA01-M104) |  | OPERATING | OPERATING | E072 | SNR0-2E0 | F40300002 |  | SNR0
SNR-H02CJA10GH001XB01 | Bus Interface Ax-PE CM-0843 No.1 (SNR-H02CJA01GH001+03CJA01-A201) |  | OPERATING | OPERATING | E072 | SNR0-2E0 | F40300002 |  | SNR0
SNR-H02CJA10GH001XB02 | Bus Interface Ax-PE CM-0843 No.2 (SNR-H02CJA01GH001+03CJA01-A202) |  | OPERATING | OPERATING | E072 | SNR0-2E0 | F40300002 |  | SNR0
SNR-H02CJA10GH001XB03 | Bus Interface Ax-PE CM-0843 No.3 (SNR-H02CJA01GH001+03CJA01-A203) |  | OPERATING | OPERATING | E072 | SNR0-2E0 | F40300002 |  | SNR0
SNR-H02CJA10GH001XB04 | Bus Interface Ax-PE CM-0843 No.4 (SNR-H02CJA01GH001+03CJA01-A204) |  | OPERATING | OPERATING | E072 | SNR0-2E0 | F40300002 |  | SNR0
SNR-H02CJA10GH001XB05 | Fiber Optic Interface CM-0847 No.1 (SNR-H02CJA01GH001+03CJA01-A222) |  | OPERATING | OPERATING | E072 | SNR0-2E0 | F40300002 |  | SNR0
SNR-H02CJA10GH001XB06 | Fiber Optic Interface CM-0847 No.2 (SNR-H02CJA01GH001+03CJA01-A223) |  | OPERATING | OPERATING | E072 | SNR0-2E0 | F40300002 |  | SNR0
SNR-H02CJA10GH001XB07 | Fieldbus Interface Star CM-0822 No.1 (SNR-H02CJA01GH001+03CJA01-A231) |  | OPERATING | OPERATING | E072 | SNR0-2E0 | F40300002 |  | SNR0
SNR-H02CJA10GH001XB08 | Fieldbus Interface Star CM-0822 No.2 (SNR-H02CJA01GH001+03CJA01-A232) |  | OPERATING | OPERATING | E072 | SNR0-2E0 | F40300002 |  | SNR0
SNR-H02CJA10GH001XB09 | Fieldbus Interface Star CM-0822 No.3 (SNR-H02CJA01GH001+03CJA01-A233) |  | OPERATING | OPERATING | E072 | SNR0-2E0 | F40300002 |  | SNR0
SNR-H02CJA10GH001XB10 | Small Factor Pluggable Module GLC-SX-MM-RGD No.1 (SNR-H02CJA01GH001+03CJA01-A301.1) |  | OPERATING | OPERATING | E072 | SNR0-2E0 | F40300002 |  | SNR0
SNR-H02CJA10GH001XB11 | Small Factor Pluggable Module GLC-SX-MM-RGD No.2 (SNR-H02CJA01GH001+03CJA01-A301.2) |  | OPERATING | OPERATING | E072 | SNR0-2E0 | F40300002 |  | SNR0
SNR-H02CJA10GH001XB12 | Small Factor Pluggable Module GLC-SX-MM-RGD No.3 (SNR-H02CJA01GH001+03CJA01-A302.1) |  | OPERATING | OPERATING | E072 | SNR0-2E0 | F40300002 |  | SNR0
SNR-H02CJA10GH001XB13 | Small Factor Pluggable Module GLC-SX-MM-RGD No.4 (SNR-H02CJA01GH001+03CJA01-A302.2) |  | OPERATING | OPERATING | E072 | SNR0-2E0 | F40300002 |  | SNR0
SNR-H02CJA10GH001XB14 | Backplane HMM64 No.1 (SNR-H02CJA01GH001+03CJA01-B101) |  | OPERATING | OPERATING | E072 | SNR0-2E0 | F40300002 |  | SNR0
SNR-H02CJA10GH001XB15 | Backplane HMM64 No.2 (SNR-H02CJA01GH001+03CJA01-B102) |  | OPERATING | OPERATING | E072 | SNR0-2E0 | F40300002 |  | SNR0
SNR-H02CJA10GH001XB16 | Backplane HMM64 No.3 (SNR-H02CJA01GH001+03CJA01-B103) |  | OPERATING | OPERATING | E072 | SNR0-2E0 | F40300002 |  | SNR0
SNR-H02CJA10GH001XB17 | Backplane HMM64 No.4 (SNR-H02CJA01GH001+03CJA01-B104) |  | OPERATING | OPERATING | E072 | SNR0-2E0 | F40300002 |  | SNR0
SNR-H02CJA10GH001XD01 | Interface Processor Module SM-2551 No.1 (SNR-H02CJA01GH001+03CJA01-A210.04) |  | OPERATING | OPERATING | E072 | SNR0-2E0 | F40300002 |  | SNR0
SNR-H02CJA10GH001XD02 | Interface Processor Module SM-2551 No.2 (SNR-H02CJA01GH001+03CJA01-A210.05) |  | OPERATING | OPERATING | E072 | SNR0-2E0 | F40300002 |  | SNR0
SNR-H02CJA10GH001XQ01 | HART Multiplexer MTL4851 No.1 (SNR-H02CJA01GH001+03CJA01-A601) |  | OPERATING | OPERATING | E072 | SNR0-2E0 | F40300002 |  | SNR0
SNR-H02CJA10GH001XQ02 | HART Multiplexer MTL4851 No.2 (SNR-H02CJA01GH001+03CJA01-A603) |  | OPERATING | OPERATING | E072 | SNR0-2E0 | F40300002 |  | SNR0
SNR-H02CJA10GH001XQ03 | HART Multiplexer MTL4851 No.3 (SNR-H02CJA01GH001+03CJA01-A605) |  | OPERATING | OPERATING | E072 | SNR0-2E0 | F40300002 |  | SNR0
SNR-H02CJA10GH001XQ04 | HART Multiplexer MTL4851 No.4 (SNR-H02CJA01GH001+03CJA01-A607) |  | OPERATING | OPERATING | E072 | SNR0-2E0 | F40300002 |  | SNR0
SNR-H02CJA10GH001XQ05 | HART Multiplexer MTL4852 No.1 (SNR-H02CJA01GH001+03CJA01-A602) |  | OPERATING | OPERATING | E072 | SNR0-2E0 | F40300002 |  | SNR0
SNR-H02CJA10GH001XQ06 | HART Multiplexer MTL4852 No.2 (SNR-H02CJA01GH001+03CJA01-A604) |  | OPERATING | OPERATING | E072 | SNR0-2E0 | F40300002 |  | SNR0
SNR-H02CJA10GH001XQ07 | HART Multiplexer MTL4852 No.3 (SNR-H02CJA01GH001+03CJA01-A606) |  | OPERATING | OPERATING | E072 | SNR0-2E0 | F40300002 |  | SNR0
SNR-H02CJA10GH001XQ08 | HART Multiplexer MTL4852 No.4 (SNR-H02CJA01GH001+03CJA01-A608) |  | OPERATING | OPERATING | E072 | SNR0-2E0 | F40300002 |  | SNR0
SNR-H02CJA10GH001XQ09 | HART Module HCU16B No.1 (SNR-H02CJA01GH001+03CJA01-A701) |  | OPERATING | OPERATING | E072 | SNR0-2E0 | F40300002 |  | SNR0
SNR-H02CJA10GH001XQ10 | HART Module HCU16B No.2 (SNR-H02CJA01GH001+03CJA01-A702) |  | OPERATING | OPERATING | E072 | SNR0-2E0 | F40300002 |  | SNR0
SNR-H02CJA10GH001XQ11 | HART Module HCU16B No.3 (SNR-H02CJA01GH001+03CJA01-A703) |  | OPERATING | OPERATING | E072 | SNR0-2E0 | F40300002 |  | SNR0
SNR-H02CJA10GH001XQ12 | HART Module HCU16B No.4 (SNR-H02CJA01GH001+03CJA01-A704) |  | OPERATING | OPERATING | E072 | SNR0-2E0 | F40300002 |  | SNR0
SNR-H02CWF | Main Control Panel |  | OPERATING | OPERATING | E072 | SNR0-2E0 | F40300002 |  | SNR0
SNR-H02CWF10 | Master SW. Control |  | OPERATING | OPERATING | E072 | SNR0-2E0 | F40300002 |  | SNR0
SNR-H02CWF10GK100 | Control desk Board |  | OPERATING | OPERATING | E072 | SNR0-2E0 | F40300002 |  | SNR0
SNR-H02CWF10GK100-B01 | Enclosure Internal Thermostat SK 3110.000 (SNR-H00APA01GH001+0APA01-B100) |  | OPERATING | OPERATING | E072 | SNR0-2E0 | F40300002 |  | SNR0
SNR-H02CWF10GK100-E01 | Heater SK3116.000 (SNR-H00APA01GH001+0APA01-E01) |  | OPERATING | OPERATING | E072 | SNR0-2E0 | F40300002 |  | SNR0
SNR-H02CWF10GK100-E02 | LED Lamp (RED) 3SB 5285-6HC01 No.1-13 (SNR-H00APA01GH001+0APA01-H01-22) |  | OPERATING | OPERATING | E072 | SNR0-2E0 | F40300002 |  | SNR0
SNR-H02CWF10GK100-E03 | LED Lamp (Green) 3SB 5285-6HE01 No.1-6 (SNR-H00APA01GH001+0APA01-H04-18) |  | OPERATING | OPERATING | E072 | SNR0-2E0 | F40300002 |  | SNR0
SNR-H02CWF10GK100-E04 | Cubicle Light With Socket SZ 4138.140 (SNR-H00APA01GH001+0APA01-H91) |  | OPERATING | OPERATING | E072 | SNR0-2E0 | F40300002 |  | SNR0
SNR-H02CWF10GK100-F01 | Digital Synchronizer SYN 3000/3221en (SNR-H00APA01GH001+0APA01-A500) |  | OPERATING | OPERATING | E072 | SNR0-2E0 | F40300002 |  | SNR0
SNR-H02CWF10GK100-F02 | Miniature Circuit Breaker C60H-C-6A 2pol (CDB) (SNR-H00APA01GH001+0APA01-F01) |  | OPERATING | OPERATING | E072 | SNR0-2E0 | F40300002 |  | SNR0
SNR-H02CWF10GK100-F03 | Synchronoscope With Sync Check Contact Accuracy +/-2 (SNR-H00APA01GH001+0APA01-P03) |  | OPERATING | OPERATING | E072 | SNR0-2E0 | F40300002 |  | SNR0
SNR-H02CWF10GK100-K01 | Contactor 3RH21 22-1AP00 (SNR-H00APA01GH001+0APA01-K01) |  | OPERATING | OPERATING | E072 | SNR0-2E0 | F40300002 |  | SNR0
SNR-H02CWF10GK100-K02 | Varistor 3RT29 16-1JP00 No.1 (SNR-H00APA01GH001+0APA01-K01) |  | OPERATING | OPERATING | E072 | SNR0-2E0 | F40300002 |  | SNR0
SNR-H02CWF10GK100-K03 | Varistor 3RT29 16-1JP00 No.2 (SNR-H00APA01GH001+0APA01-K09A) |  | OPERATING | OPERATING | E072 | SNR0-2E0 | F40300002 |  | SNR0
SNR-H02CWF10GK100-K04 | Auxiliary Contactor 3RH21 22-1BG40 No.1-14 (SNR-H00APA01GH001+0APA01-K06-18) |  | OPERATING | OPERATING | E072 | SNR0-2E0 | F40300002 |  | SNR0
SNR-H02CWF10GK100-K05 | Varistor 3RT29 16-1JL00 No.1-13 (SNR-H00APA01GH001+0APA01-K06-18) |  | OPERATING | OPERATING | E072 | SNR0-2E0 | F40300002 |  | SNR0
SNR-H02CWF10GK100-K06 | Auxiliary Contact 3RH29 11-1HA22 No.1 (SNR-H00APA01GH001+0APA01-K08) |  | OPERATING | OPERATING | E072 | SNR0-2E0 | F40300002 |  | SNR0
SNR-H02CWF10GK100-K07 | Auxiliary Contact 3RH29 11-1HA22 No.2 (SNR-H00APA01GH001+0APA01-K09) |  | OPERATING | OPERATING | E072 | SNR0-2E0 | F40300002 |  | SNR0
SNR-H02CWF10GK100-K08 | Auxiliary Contact 3RH29 11-1HA22 No.3 (SNR-H00APA01GH001+0APA01-K10) |  | OPERATING | OPERATING | E072 | SNR0-2E0 | F40300002 |  | SNR0
SNR-H02CWF10GK100-K09 | Auxiliary Contact 3RH29 11-1GA40 No.1 (SNR-H00APA01GH001+0APA01-K11) |  | OPERATING | OPERATING | E072 | SNR0-2E0 | F40300002 |  | SNR0
SNR-H02CWF10GK100-K10 | Auxiliary Contact 3RH29 11-1GA40 No.2 (SNR-H00APA01GH001+0APA01-K12) |  | OPERATING | OPERATING | E072 | SNR0-2E0 | F40300002 |  | SNR0
SNR-H02CWF10GK100-K11 | Auxiliary Contact 3RH29 11-1GA40 No.3 (SNR-H00APA01GH001+0APA01-K13) |  | OPERATING | OPERATING | E072 | SNR0-2E0 | F40300002 |  | SNR0
SNR-H02CWF10GK100-K12 | Auxiliary Contact 3RH29 11-1GA40 No.4 (SNR-H00APA01GH001+0APA01-K14) |  | OPERATING | OPERATING | E072 | SNR0-2E0 | F40300002 |  | SNR0
SNR-H02CWF10GK100-P01 | MW Meter WL96 V3B (SNR-H00APA01GH001+0APA01-M01) |  | OPERATING | OPERATING | E072 | SNR0-2E0 | F40300002 |  | SNR0
SNR-H02CWF10GK100-P02 | MVAr Meter WL96 V3B (SNR-H00APA01GH001+0APA01-M02) |  | OPERATING | OPERATING | E072 | SNR0-2E0 | F40300002 |  | SNR0
SNR-H02CWF10GK100-P03 | MVA Meter WL96 V3B (SNR-H00APA01GH001+0APA01-M03) |  | OPERATING | OPERATING | E072 | SNR0-2E0 | F40300002 |  | SNR0
SNR-H02CWF10GK100-P04 | Double Frequency Meter ELFD 96 (SNR-H00APA01GH001+0APA01-P02) |  | OPERATING | OPERATING | E072 | SNR0-2E0 | F40300002 |  | SNR0
SNR-H02CWF10GK100-P05 | Double Scale Voltmeter SIF 96 (SNR-H00APA01GH001+0APA01-P04) |  | OPERATING | OPERATING | E072 | SNR0-2E0 | F40300002 |  | SNR0
SNR-H02CWF10GK100-P06 | Double Frequency Meter ZQ96 (SNR-H00APA01GH001+0APA01-P05) |  | OPERATING | OPERATING | E072 | SNR0-2E0 | F40300002 |  | SNR0
SNR-H02CWF10GK100-P07 | Amperemeter V-PQS96 (SNR-H00APA01GH001+0APA01-P06) |  | OPERATING | OPERATING | E072 | SNR0-2E0 | F40300002 |  | SNR0
SNR-H02CWF10GK100-P08 | Voltmeter V-VL96 (SNR-H00APA01GH001+0APA01-P07) |  | OPERATING | OPERATING | E072 | SNR0-2E0 | F40300002 |  | SNR0
SNR-H02CWF10GK100-S01 | Selector Switch P2AS2-2P 1NO+1NC No.1 (SNR-H00APA01GH001+0APA01-S04) |  | OPERATING | OPERATING | E072 | SNR0-2E0 | F40300002 |  | SNR0
SNR-H02CWF10GK100-S02 | Selector Switch P2AS2-2P 1NO+1NC No.2 (SNR-H00APA01GH001+0APA01-S11) |  | OPERATING | OPERATING | E072 | SNR0-2E0 | F40300002 |  | SNR0
SNR-H02CWF10GK100-S03 | Selector Switch P2AS2-2P 1NO+1NC No.3 (SNR-H00APA01GH001+0APA01-S13) |  | OPERATING | OPERATING | E072 | SNR0-2E0 | F40300002 |  | SNR0
SNR-H02CWF10GK100-S04 | Selector Switch P2AS2-2P 1NC No.1 (SNR-H00APA01GH001+0APA01-S05) |  | OPERATING | OPERATING | E072 | SNR0-2E0 | F40300002 |  | SNR0
SNR-H02CWF10GK100-S05 | Selector Switch P2AS2-E3PSR 2NO No.1 (SNR-H00APA01GH001+0APA01-S06) |  | OPERATING | OPERATING | E072 | SNR0-2E0 | F40300002 |  | SNR0
SNR-H02CWF10GK100-S06 | Selector Switch P2AS2-E3PSR 2NO No.2 (SNR-H00APA01GH001+0APA01-S07) |  | OPERATING | OPERATING | E072 | SNR0-2E0 | F40300002 |  | SNR0
SNR-H02CWF10GK100-S07 | Selector Switch P2AS2-E3PSR 2NO No.3 (SNR-H00APA01GH001+0APA01-S21) |  | OPERATING | OPERATING | E072 | SNR0-2E0 | F40300002 |  | SNR0
SNR-H02CWF10GK100-S08 | Selector Switch P2AS2-E3PSR 2NO No.4 (SNR-H00APA01GH001+0APA01-S22) |  | OPERATING | OPERATING | E072 | SNR0-2E0 | F40300002 |  | SNR0
SNR-H02CWF10GK100-S09 | Selector Switch P2AS2-E3PSR 2NO No.5 (SNR-H00APA01GH001+0APA01-S23) |  | OPERATING | OPERATING | E072 | SNR0-2E0 | F40300002 |  | SNR0
SNR-H02CWF10GK100-S10 | Selector Switch P2AS2-E3PSR 2NO No.6 (SNR-H00APA01GH001+0APA01-S24) |  | OPERATING | OPERATING | E072 | SNR0-2E0 | F40300002 |  | SNR0
SNR-H02CWF10GK100-S11 | Push Button P2AF8 No.1 (SNR-H00APA01GH001+0APA01-S09) |  | OPERATING | OPERATING | E072 | SNR0-2E0 | F40300002 |  | SNR0
SNR-H02CWF10GK100-S12 | Push Button P2AF8 No.2 (SNR-H00APA01GH001+0APA01-S12) |  | OPERATING | OPERATING | E072 | SNR0-2E0 | F40300002 |  | SNR0
SNR-H02CWF10GK100-S13 | Selector Switch P2AS2-E3PSR 1NO+1NC (SNR-H00APA01GH001+0APA01-S10) |  | OPERATING | OPERATING | E072 | SNR0-2E0 | F40300002 |  | SNR0
SNR-H02CWF10GK100-S14 | Mushroom Actuator P2AMLKB4 No.1 (SNR-H00APA01GH001+0APA01-S14) |  | OPERATING | OPERATING | E072 | SNR0-2E0 | F40300002 |  | SNR0
SNR-H02CWF10GK100-S15 | Mushroom Actuator P2AMLKB4 No.2 (SNR-H00APA01GH001+0APA01-S15) |  | OPERATING | OPERATING | E072 | SNR0-2E0 | F40300002 |  | SNR0
SNR-H02CWF10GK100-S16 | Door Limit Switch SZ4127.000 (SNR-H00APA01GH001+0APA01-S91) |  | OPERATING | OPERATING | E072 | SNR0-2E0 | F40300002 |  | SNR0
SNR-H02CWF10GK100-T01 | Voltage Transformer TJP6.1 (SNR-H00APA01GH001+0APA01-T01) |  | OPERATING | OPERATING | E072 | SNR0-2E0 | F40300002 |  | SNR0
SNR-H02CWF10GK100-V01 | Diode ST-1N4007+UDK-RELG2 (CDB) No.1-19 (SNR-H00APA01GH001+0APA01-D01-19) |  | OPERATING | OPERATING | E072 | SNR0-2E0 | F40300002 |  | SNR0
SNR-H02CWF10GK100-W01 | PATCH CABLE CAT5(4x2) AWG26/7 (SNR-H00CMA01GH001+00CMA01-W1018) |  | OPERATING | OPERATING | E072 | SNR0-2E0 | F40300002 |  | SNR0
SNR-H02CWF20 | HMI |  | OPERATING | OPERATING | E072 | SNR0-2E0 | F40300002 |  | SNR0
SNR-H02L | Intake System |  | OPERATING | OPERATING | E072 | SNR0-2M0 | F40300002 |  | SNR0
SNR-H02LP | Intake System |  | OPERATING | OPERATING | E072 | SNR0-2M0 | F40300002 |  | SNR0
SNR-H02LPA | Intake Trash Rack |  | OPERATING | OPERATING | E072 | SNR0-2M0 | F40300002 |  | SNR0
SNR-H02LPA10 | Trash Rask Row.01 |  | OPERATING | OPERATING | E072 | SNR0-2M0 | F40300002 |  | SNR0
SNR-H02LPA10AT001 | Trash Rask Row.01 No.1-4 |  | OPERATING | OPERATING | E072 | SNR0-2M0 | F40300002 |  | SNR0
SNR-H02LPA10AT001KT01 | Rack No.1 |  | OPERATING | OPERATING | E072 | SNR0-2M0 | F40300002 |  | SNR0
SNR-H02LPA10AT001KT02 | Rack No.2 |  | OPERATING | OPERATING | E072 | SNR0-2M0 | F40300002 |  | SNR0
SNR-H02LPA10AT001KT03 | Rack No.3 |  | OPERATING | OPERATING | E072 | SNR0-2M0 | F40300002 |  | SNR0
SNR-H02LPA10AT001KT04 | Rack No.4 |  | OPERATING | OPERATING | E072 | SNR0-2M0 | F40300002 |  | SNR0
SNR-H02LPA20 | Trash Rask Row.02 |  | OPERATING | OPERATING | E072 | SNR0-2M0 | F40300002 |  | SNR0
SNR-H02LPA20AT001 | Trash Rask Row.02 No.1-4 |  | OPERATING | OPERATING | E072 | SNR0-2M0 | F40300002 |  | SNR0
SNR-H02LPA20AT001KT01 | Rack No.1 |  | OPERATING | OPERATING | E072 | SNR0-2M0 | F40300002 |  | SNR0
SNR-H02LPA20AT001KT02 | Rack No.2 |  | OPERATING | OPERATING | E072 | SNR0-2M0 | F40300002 |  | SNR0
SNR-H02LPA20AT001KT03 | Rack No.3 |  | OPERATING | OPERATING | E072 | SNR0-2M0 | F40300002 |  | SNR0
SNR-H02LPA20AT001KT04 | Rack No.4 |  | OPERATING | OPERATING | E072 | SNR0-2M0 | F40300002 |  | SNR0
SNR-H02LPB | Gate&Servomotor |  | OPERATING | OPERATING | E072 | SNR0-2M0 | F40300002 |  | SNR0
SNR-H02LPB10 | Intake Gate |  | OPERATING | OPERATING | E072 | SNR0-2M0 | F40300002 |  | SNR0
SNR-H02LPB10AB001 | Gate & Servomotor |  | OPERATING | OPERATING | E072 | SNR0-2M0 | F40300002 |  | SNR0
SNR-H02LPB10AB001KA01 | Filling Valve |  | OPERATING | OPERATING | E072 | SNR0-2M0 | F40300002 |  | SNR0
SNR-H02LPB10AB001KB01 | Gate |  | OPERATING | OPERATING | E072 | SNR0-2M0 | F40300002 |  | SNR0
SNR-H02LPB10AB001KE01 | Servomotor |  | OPERATING | OPERATING | E072 | SNR0-2M0 | F40300002 |  | SNR0
SNR-H02LPB10BR001 | Head Tank |  | OPERATING | OPERATING | E072 | SNR0-2M0 | F40300002 |  | SNR0
SNR-H02LPC | Penstock |  | OPERATING | OPERATING | E072 | SNR0-2M0 | F40300002 |  | SNR0
SNR-H02LPC10 | Penstock Pipe |  | OPERATING | OPERATING | E072 | SNR0-2M0 | F40300002 |  | SNR0
SNR-H02LPC10AA001 | Valve Drain Penstock |  | OPERATING | OPERATING | E072 | SNR0-2M0 | F40300002 |  | SNR0
SNR-H02LPC10BQ001 | Expention Joint |  | OPERATING | OPERATING | E072 | SNR0-2M0 | F40300002 |  | SNR0
SNR-H02LPC10BR001 | Pipe |  | OPERATING | OPERATING | E072 | SNR0-2M0 | F40300002 |  | SNR0
SNR-H02LPC10CF001 | Penstock Water Flow Transmitter (SNR-H02MEA11CF001) |  | OPERATING | OPERATING | E072 | SNR0-2E0 | F40300002 |  | SNR0
SNR-H02LPY | Hydraulic Control |  | OPERATING | OPERATING | E072 | SNR0-2M0 | F40300002 |  | SNR0
SNR-H02LPY10 | Hydraulic Control Device |  | OPERATING | OPERATING | E072 | SNR0-2M0 | F40300002 |  | SNR0
SNR-H02LPY10AA001 | Check Valve (PC1-1-I) |  | OPERATING | OPERATING | E072 | SNR0-2M0 | F40300002 |  | SNR0
SNR-H02LPY10AA002 | Check Valve (PC2-1-I) |  | OPERATING | OPERATING | E072 | SNR0-2M0 | F40300002 |  | SNR0
SNR-H02LPY10AA003 | Check Valve (PC3-1-I) |  | OPERATING | OPERATING | E072 | SNR0-2M0 | F40300002 |  | SNR0
SNR-H02LPY10AA004 | Check Valve (CA3-1-I) |  | OPERATING | OPERATING | E072 | SNR0-2M0 | F40300002 |  | SNR0
SNR-H02LPY10AA005 | Check Valve (CA4-1-I) |  | OPERATING | OPERATING | E072 | SNR0-2M0 | F40300002 |  | SNR0
SNR-H02LPY10AA006 | Check Valve (CA5-1-I) |  | OPERATING | OPERATING | E072 | SNR0-2M0 | F40300002 |  | SNR0
SNR-H02LPY10AA007 | Check Valve (CA6-1-I) |  | OPERATING | OPERATING | E072 | SNR0-2M0 | F40300002 |  | SNR0
SNR-H02LPY10AA008 | Solenoid Valve (S2-1-I) |  | OPERATING | OPERATING | E072 | SNR0-2M0 | F40300002 |  | SNR0
SNR-H02LPY10AA009 | Solenoid Valve (S3-1-I) |  | OPERATING | OPERATING | E072 | SNR0-2M0 | F40300002 |  | SNR0
SNR-H02LPY10AA010 | Solenoid Valve (S4-1-I) |  | OPERATING | OPERATING | E072 | SNR0-2M0 | F40300002 |  | SNR0
SNR-H02LPY10AA011 | Solenoid Valve (S5-1-I) |  | OPERATING | OPERATING | E072 | SNR0-2M0 | F40300002 |  | SNR0
SNR-H02LPY10AA012 | Solenoid Valve (S6-1-I) |  | OPERATING | OPERATING | E072 | SNR0-2M0 | F40300002 |  | SNR0
SNR-H02LPY10AA013 | Solenoid Valve (S7-1-I) |  | OPERATING | OPERATING | E072 | SNR0-2M0 | F40300002 |  | SNR0
SNR-H02LPY10AA014 | Solenoid Valve (S8-1-I) |  | OPERATING | OPERATING | E072 | SNR0-2M0 | F40300002 |  | SNR0
SNR-H02LPY10AA015 | Manual Valve (MV1-1-I) |  | OPERATING | OPERATING | E072 | SNR0-2M0 | F40300002 |  | SNR0
SNR-H02LPY10AA016 | Flow Control Valve (MC1-1-I) |  | OPERATING | OPERATING | E072 | SNR0-2M0 | F40300002 |  | SNR0
SNR-H02LPY10AA017 | Flow Control Valve (MC2-1-I) |  | OPERATING | OPERATING | E072 | SNR0-2M0 | F40300002 |  | SNR0
SNR-H02LPY10AA018 | Flow Control Valve (CF1-1-I) |  | OPERATING | OPERATING | E072 | SNR0-2M0 | F40300002 |  | SNR0
SNR-H02LPY10AA019 | Flow Control Valve (CG1-1-I) |  | OPERATING | OPERATING | E072 | SNR0-2M0 | F40300002 |  | SNR0
SNR-H02LPY10AA020 | Valve (ST1-1-I)-NC |  | OPERATING | OPERATING | E072 | SNR0-2M0 | F40300002 |  | SNR0
SNR-H02LPY10AA021 | Valve (ST2-1-I)-NC |  | OPERATING | OPERATING | E072 | SNR0-2M0 | F40300002 |  | SNR0
SNR-H02LPY10AA022 | Valve (ST3-1-I)-NO |  | OPERATING | OPERATING | E072 | SNR0-2M0 | F40300002 |  | SNR0
SNR-H02LPY10AA023 | Valve (ST4-1-I)-NO |  | OPERATING | OPERATING | E072 | SNR0-2M0 | F40300002 |  | SNR0
SNR-H02LPY10AA024 | Valve (ST5-1-I)-NC |  | OPERATING | OPERATING | E072 | SNR0-2M0 | F40300002 |  | SNR0
SNR-H02LPY10AA025 | Valve (ST6-1-I)-NC |  | OPERATING | OPERATING | E072 | SNR0-2M0 | F40300002 |  | SNR0
SNR-H02LPY10AA026 | Valve (ST7-1)-NO |  | OPERATING | OPERATING | E072 | SNR0-2M0 | F40300002 |  | SNR0
SNR-H02LPY10AA027 | Valve (ST8-1)-NO |  | OPERATING | OPERATING | E072 | SNR0-2M0 | F40300002 |  | SNR0
SNR-H02LPY10AA028 | Valve (ST9-1)-NC |  | OPERATING | OPERATING | E072 | SNR0-2M0 | F40300002 |  | SNR0
SNR-H02LPY10AA029 | Relief Valve (SE1-1) |  | OPERATING | OPERATING | E072 | SNR0-2M0 | F40300002 |  | SNR0
SNR-H02LPY10AE001 | Aux. Hoist |  | OPERATING | OPERATING | E072 | SNR0-2M0 | F40300002 |  | SNR0
SNR-H02LPY10CE001 | Limit Switch Set |  | OPERATING | OPERATING | E072 | SNR0-2E0 | F40300002 |  | SNR0
SNR-H02LPY10CP001 | Pressure Switch (PS2-1-I) |  | OPERATING | OPERATING | E072 | SNR0-2E0 | F40300002 |  | SNR0
SNR-H02LPY10CP002 | Pressure Switch (PS4-1-I) |  | OPERATING | OPERATING | E072 | SNR0-2E0 | F40300002 |  | SNR0
SNR-H02LPY10CP003 | Pressure Switch (PS5-1-I) |  | OPERATING | OPERATING | E072 | SNR0-2E0 | F40300002 |  | SNR0
SNR-H02LPY10CP004 | Pressure Gauge (PG4-1-I) |  | OPERATING | OPERATING | E072 | SNR0-2E0 | F40300002 |  | SNR0
SNR-H02LPY10CP005 | Pressure Gauge (PG5-1-I) |  | OPERATING | OPERATING | E072 | SNR0-2E0 | F40300002 |  | SNR0
SNR-H02M | Mechanical (Turbine and Generator) |  | OPERATING | OPERATING | E072 | SNR0-2M0 | F40300002 |  | SNR0
SNR-H02ME | HYDRAULIC Turbine Plant |  | OPERATING | OPERATING | E072 | SNR0-2M0 | F40300002 |  | SNR0
SNR-H02MEA | Hydraulic Turbine |  | OPERATING | OPERATING | E072 | SNR0-2M0 | F40300002 |  | SNR0
SNR-H02MEA10 | Spiral Case |  | OPERATING | OPERATING | E072 | SNR0-2M0 | F40300002 |  | SNR0
SNR-H02MEA10CL001 | Turbine Pit Level |  | OPERATING | OPERATING | E072 | SNR0-2E0 | F40300002 |  | SNR0
SNR-H02MEA10CL001-S01 | Turbine Pit Flooded Alarm 1,2 Level Switch (SNE-H03MEA11CL301-S01) |  | OPERATING | OPERATING | E072 | SNR0-2E0 | F40300002 |  | SNR0
SNR-H02MEA10CL001-S02 | Turbine Pit Flooded Trip Level Switch (SNR-H02MEA11CL302-S01) |  | OPERATING | OPERATING | E072 | SNR0-2E0 | F40300002 |  | SNR0
SNR-H02MEA10CP001 | Turbine Core Pressure Transmitter (Spiral Case) (SNR-H02MEA11CP001) |  | OPERATING | OPERATING | E072 | SNR0-2E0 | F40300002 |  | SNR0
SNR-H02MEA10CP002 | Spiral case Pressure Gauge (SNR-H02MEA11CP501) |  | OPERATING | OPERATING | E072 | SNR0-2E0 | F40300002 |  | SNR0
SNR-H02MEA10HA001 | Spiral Case |  | OPERATING | OPERATING | E072 | SNR0-2M0 | F40300002 |  | SNR0
SNR-H02MEA10HA001KB01 | Manhole Spiral Case |  | OPERATING | OPERATING | E072 | SNR0-2M0 | F40300002 |  | SNR0
SNR-H02MEA20 | Guide Vane Mechanism & Servomotor |  | OPERATING | OPERATING | E072 | SNR0-2M0 | F40300002 |  | SNR0
SNR-H02MEA20HA001 | Operating Ring |  | OPERATING | OPERATING | E072 | SNR0-2M0 | F40300002 |  | SNR0
SNR-H02MEA20HA002 | Servomotor Link L |  | OPERATING | OPERATING | E072 | SNR0-2M0 | F40300002 |  | SNR0
SNR-H02MEA20HA003 | Servomotor Link R |  | OPERATING | OPERATING | E072 | SNR0-2M0 | F40300002 |  | SNR0
SNR-H02MEA20HA101 | Guide Vane Set No.01 |  | OPERATING | OPERATING | E072 | SNR0-2M0 | F40300002 |  | SNR0
SNR-H02MEA20HA101KB01 | Guide Vane No.01 |  | OPERATING | OPERATING | E072 | SNR0-2M0 | F40300002 |  | SNR0
SNR-H02MEA20HA101KE01 | Arm Lever Guide Vane No.01 |  | OPERATING | OPERATING | E072 | SNR0-2M0 | F40300002 |  | SNR0
SNR-H02MEA20HA101KE02 | Pin No.01 |  | OPERATING | OPERATING | E072 | SNR0-2M0 | F40300002 |  | SNR0
SNR-H02MEA20HA101KE03 | Eccentric Pin No.01 |  | OPERATING | OPERATING | E072 | SNR0-2M0 | F40300002 |  | SNR0
SNR-H02MEA20HA101MU01 | Guide Vane Link No.01 |  | OPERATING | OPERATING | E072 | SNR0-2M0 | F40300002 |  | SNR0
SNR-H02MEA20HA102 | Guide Vane Set No.02 |  | OPERATING | OPERATING | E072 | SNR0-2M0 | F40300002 |  | SNR0
SNR-H02MEA20HA102KB01 | Guide Vane No.02 |  | OPERATING | OPERATING | E072 | SNR0-2M0 | F40300002 |  | SNR0
SNR-H02MEA20HA102KE01 | Arm Lever Guide Vane No.02 |  | OPERATING | OPERATING | E072 | SNR0-2M0 | F40300002 |  | SNR0
SNR-H02MEA20HA102KE02 | Pin No.02 |  | OPERATING | OPERATING | E072 | SNR0-2M0 | F40300002 |  | SNR0
SNR-H02MEA20HA102KE03 | Eccentric Pin No.02 |  | OPERATING | OPERATING | E072 | SNR0-2M0 | F40300002 |  | SNR0
SNR-H02MEA20HA102MU01 | Guide Vane Link No.02 Bending Link |  | OPERATING | OPERATING | E072 | SNR0-2M0 | F40300002 |  | SNR0
SNR-H02MEA20HA103 | Guide Vane Set No.03 |  | OPERATING | OPERATING | E072 | SNR0-2M0 | F40300002 |  | SNR0
SNR-H02MEA20HA103KB01 | Guide Vane No.03 |  | OPERATING | OPERATING | E072 | SNR0-2M0 | F40300002 |  | SNR0
SNR-H02MEA20HA103KE01 | Arm Lever Guide Vane No.03 |  | OPERATING | OPERATING | E072 | SNR0-2M0 | F40300002 |  | SNR0
SNR-H02MEA20HA103KE02 | Pin No.03 |  | OPERATING | OPERATING | E072 | SNR0-2M0 | F40300002 |  | SNR0
SNR-H02MEA20HA103KE03 | Eccentric Pin No.03 |  | OPERATING | OPERATING | E072 | SNR0-2M0 | F40300002 |  | SNR0
SNR-H02MEA20HA103MU01 | Guide Vane Link No.03 |  | OPERATING | OPERATING | E072 | SNR0-2M0 | F40300002 |  | SNR0
SNR-H02MEA20HA104 | Guide Vane Set No.04 |  | OPERATING | OPERATING | E072 | SNR0-2M0 | F40300002 |  | SNR0
SNR-H02MEA20HA104KB01 | Guide Vane No.04 |  | OPERATING | OPERATING | E072 | SNR0-2M0 | F40300002 |  | SNR0
SNR-H02MEA20HA104KE01 | Arm Lever Guide Vane No.04 |  | OPERATING | OPERATING | E072 | SNR0-2M0 | F40300002 |  | SNR0
SNR-H02MEA20HA104KE02 | Pin No.04 |  | OPERATING | OPERATING | E072 | SNR0-2M0 | F40300002 |  | SNR0
SNR-H02MEA20HA104KE03 | Eccentric Pin No.04 |  | OPERATING | OPERATING | E072 | SNR0-2M0 | F40300002 |  | SNR0
SNR-H02MEA20HA104MU01 | Guide Vane Link No.04 Bending Link |  | OPERATING | OPERATING | E072 | SNR0-2M0 | F40300002 |  | SNR0
SNR-H02MEA20HA105 | Guide Vane Set No.05 |  | OPERATING | OPERATING | E072 | SNR0-2M0 | F40300002 |  | SNR0
SNR-H02MEA20HA105KB01 | Guide Vane No.05 |  | OPERATING | OPERATING | E072 | SNR0-2M0 | F40300002 |  | SNR0
SNR-H02MEA20HA105KE01 | Arm Lever Guide Vane No.05 |  | OPERATING | OPERATING | E072 | SNR0-2M0 | F40300002 |  | SNR0
SNR-H02MEA20HA105KE02 | Pin No.05 |  | OPERATING | OPERATING | E072 | SNR0-2M0 | F40300002 |  | SNR0
SNR-H02MEA20HA105KE03 | Eccentric Pin No.05 |  | OPERATING | OPERATING | E072 | SNR0-2M0 | F40300002 |  | SNR0
SNR-H02MEA20HA105MU01 | Guide Vane Link No.05 |  | OPERATING | OPERATING | E072 | SNR0-2M0 | F40300002 |  | SNR0
SNR-H02MEA20HA106 | Guide Vane Set No.06 |  | OPERATING | OPERATING | E072 | SNR0-2M0 | F40300002 |  | SNR0
SNR-H02MEA20HA106KB01 | Guide Vane No.06 |  | OPERATING | OPERATING | E072 | SNR0-2M0 | F40300002 |  | SNR0
SNR-H02MEA20HA106KE01 | Arm Lever Guide Vane No.06 |  | OPERATING | OPERATING | E072 | SNR0-2M0 | F40300002 |  | SNR0
SNR-H02MEA20HA106KE02 | Pin No.06 |  | OPERATING | OPERATING | E072 | SNR0-2M0 | F40300002 |  | SNR0
SNR-H02MEA20HA106KE03 | Eccentric Pin No.06 |  | OPERATING | OPERATING | E072 | SNR0-2M0 | F40300002 |  | SNR0
SNR-H02MEA20HA106MU01 | Guide Vane Link No.06 Bending Link |  | OPERATING | OPERATING | E072 | SNR0-2M0 | F40300002 |  | SNR0
SNR-H02MEA20HA107 | Guide Vane Set No.07 |  | OPERATING | OPERATING | E072 | SNR0-2M0 | F40300002 |  | SNR0
SNR-H02MEA20HA107KB01 | Guide Vane No.07 |  | OPERATING | OPERATING | E072 | SNR0-2M0 | F40300002 |  | SNR0
SNR-H02MEA20HA107KE01 | Arm Lever Guide Vane No.07 |  | OPERATING | OPERATING | E072 | SNR0-2M0 | F40300002 |  | SNR0
SNR-H02MEA20HA107KE02 | Pin No.07 |  | OPERATING | OPERATING | E072 | SNR0-2M0 | F40300002 |  | SNR0
SNR-H02MEA20HA107KE03 | Eccentric Pin No.07 |  | OPERATING | OPERATING | E072 | SNR0-2M0 | F40300002 |  | SNR0
SNR-H02MEA20HA107MU01 | Guide Vane Link No.07 |  | OPERATING | OPERATING | E072 | SNR0-2M0 | F40300002 |  | SNR0
SNR-H02MEA20HA108 | Guide Vane Set No.08 |  | OPERATING | OPERATING | E072 | SNR0-2M0 | F40300002 |  | SNR0
SNR-H02MEA20HA108KB01 | Guide Vane No.08 |  | OPERATING | OPERATING | E072 | SNR0-2M0 | F40300002 |  | SNR0
SNR-H02MEA20HA108KE01 | Arm Lever Guide Vane No.08 |  | OPERATING | OPERATING | E072 | SNR0-2M0 | F40300002 |  | SNR0
SNR-H02MEA20HA108KE02 | Pin No.08 |  | OPERATING | OPERATING | E072 | SNR0-2M0 | F40300002 |  | SNR0
SNR-H02MEA20HA108KE03 | Eccentric Pin No.08 |  | OPERATING | OPERATING | E072 | SNR0-2M0 | F40300002 |  | SNR0
SNR-H02MEA20HA108MU01 | Guide Vane Link No.08 Bending Link |  | OPERATING | OPERATING | E072 | SNR0-2M0 | F40300002 |  | SNR0
SNR-H02MEA20HA109 | Guide Vane Set No.09 |  | OPERATING | OPERATING | E072 | SNR0-2M0 | F40300002 |  | SNR0
SNR-H02MEA20HA109KB01 | Guide Vane No.09 |  | OPERATING | OPERATING | E072 | SNR0-2M0 | F40300002 |  | SNR0
SNR-H02MEA20HA109KE01 | Arm Lever Guide Vane No.09 |  | OPERATING | OPERATING | E072 | SNR0-2M0 | F40300002 |  | SNR0
SNR-H02MEA20HA109KE02 | Pin No.09 |  | OPERATING | OPERATING | E072 | SNR0-2M0 | F40300002 |  | SNR0
SNR-H02MEA20HA109KE03 | Eccentric Pin No.09 |  | OPERATING | OPERATING | E072 | SNR0-2M0 | F40300002 |  | SNR0
SNR-H02MEA20HA109MU01 | Guide Vane Link No.09 |  | OPERATING | OPERATING | E072 | SNR0-2M0 | F40300002 |  | SNR0
SNR-H02MEA20HA110 | Guide Vane Set No.10 |  | OPERATING | OPERATING | E072 | SNR0-2M0 | F40300002 |  | SNR0
SNR-H02MEA20HA110KB01 | Guide Vane No.10 |  | OPERATING | OPERATING | E072 | SNR0-2M0 | F40300002 |  | SNR0
SNR-H02MEA20HA110KE01 | Arm Lever Guide Vane No.10 |  | OPERATING | OPERATING | E072 | SNR0-2M0 | F40300002 |  | SNR0
SNR-H02MEA20HA110KE02 | Pin No.10 |  | OPERATING | OPERATING | E072 | SNR0-2M0 | F40300002 |  | SNR0
SNR-H02MEA20HA110KE03 | Eccentric Pin No.10 |  | OPERATING | OPERATING | E072 | SNR0-2M0 | F40300002 |  | SNR0
SNR-H02MEA20HA110MU01 | Guide Vane Link No.10 Bending Link |  | OPERATING | OPERATING | E072 | SNR0-2M0 | F40300002 |  | SNR0
SNR-H02MEA20HA111 | Guide Vane Set No.11 |  | OPERATING | OPERATING | E072 | SNR0-2M0 | F40300002 |  | SNR0
SNR-H02MEA20HA111KB01 | Guide Vane No.11 |  | OPERATING | OPERATING | E072 | SNR0-2M0 | F40300002 |  | SNR0
SNR-H02MEA20HA111KE01 | Arm Lever Guide Vane No.11 |  | OPERATING | OPERATING | E072 | SNR0-2M0 | F40300002 |  | SNR0
SNR-H02MEA20HA111KE02 | Pin No.11 |  | OPERATING | OPERATING | E072 | SNR0-2M0 | F40300002 |  | SNR0
SNR-H02MEA20HA111KE03 | Eccentric Pin No.11 |  | OPERATING | OPERATING | E072 | SNR0-2M0 | F40300002 |  | SNR0
SNR-H02MEA20HA111MU01 | Guide Vane Link No.11 |  | OPERATING | OPERATING | E072 | SNR0-2M0 | F40300002 |  | SNR0
SNR-H02MEA20HA112 | Guide Vane Set No.12 |  | OPERATING | OPERATING | E072 | SNR0-2M0 | F40300002 |  | SNR0
SNR-H02MEA20HA112KB01 | Guide Vane No.12 |  | OPERATING | OPERATING | E072 | SNR0-2M0 | F40300002 |  | SNR0
SNR-H02MEA20HA112KE01 | Arm Lever Guide Vane No.12 |  | OPERATING | OPERATING | E072 | SNR0-2M0 | F40300002 |  | SNR0
SNR-H02MEA20HA112KE02 | Pin No.12 |  | OPERATING | OPERATING | E072 | SNR0-2M0 | F40300002 |  | SNR0
SNR-H02MEA20HA112KE03 | Eccentric Pin No.12 |  | OPERATING | OPERATING | E072 | SNR0-2M0 | F40300002 |  | SNR0
SNR-H02MEA20HA112MU01 | Guide Vane Link No.12 Bending Link |  | OPERATING | OPERATING | E072 | SNR0-2M0 | F40300002 |  | SNR0
SNR-H02MEA20HA113 | Guide Vane Set No.13 |  | OPERATING | OPERATING | E072 | SNR0-2M0 | F40300002 |  | SNR0
SNR-H02MEA20HA113KB01 | Guide Vane No.13 |  | OPERATING | OPERATING | E072 | SNR0-2M0 | F40300002 |  | SNR0
SNR-H02MEA20HA113KE01 | Arm Lever Guide Vane No.13 |  | OPERATING | OPERATING | E072 | SNR0-2M0 | F40300002 |  | SNR0
SNR-H02MEA20HA113KE02 | Pin No.13 |  | OPERATING | OPERATING | E072 | SNR0-2M0 | F40300002 |  | SNR0
SNR-H02MEA20HA113KE03 | Eccentric Pin No.13 |  | OPERATING | OPERATING | E072 | SNR0-2M0 | F40300002 |  | SNR0
SNR-H02MEA20HA113MU01 | Guide Vane Link No.13 |  | OPERATING | OPERATING | E072 | SNR0-2M0 | F40300002 |  | SNR0
SNR-H02MEA20HA114 | Guide Vane Set No.14 |  | OPERATING | OPERATING | E072 | SNR0-2M0 | F40300002 |  | SNR0
SNR-H02MEA20HA114KB01 | Guide Vane No.14 |  | OPERATING | OPERATING | E072 | SNR0-2M0 | F40300002 |  | SNR0
SNR-H02MEA20HA114KE01 | Arm Lever Guide Vane No.14 |  | OPERATING | OPERATING | E072 | SNR0-2M0 | F40300002 |  | SNR0
SNR-H02MEA20HA114KE02 | Pin No.14 |  | OPERATING | OPERATING | E072 | SNR0-2M0 | F40300002 |  | SNR0
SNR-H02MEA20HA114KE03 | Eccentric Pin No.14 |  | OPERATING | OPERATING | E072 | SNR0-2M0 | F40300002 |  | SNR0
SNR-H02MEA20HA114MU01 | Guide Vane Link No.14 Bending Link |  | OPERATING | OPERATING | E072 | SNR0-2M0 | F40300002 |  | SNR0
SNR-H02MEA20HA115 | Guide Vane Set No.15 |  | OPERATING | OPERATING | E072 | SNR0-2M0 | F40300002 |  | SNR0
SNR-H02MEA20HA115KB01 | Guide Vane No.15 |  | OPERATING | OPERATING | E072 | SNR0-2M0 | F40300002 |  | SNR0
SNR-H02MEA20HA115KE01 | Arm Lever Guide Vane No.15 |  | OPERATING | OPERATING | E072 | SNR0-2M0 | F40300002 |  | SNR0
SNR-H02MEA20HA115KE02 | Pin No.15 |  | OPERATING | OPERATING | E072 | SNR0-2M0 | F40300002 |  | SNR0
SNR-H02MEA20HA115KE03 | Eccentric Pin No.15 |  | OPERATING | OPERATING | E072 | SNR0-2M0 | F40300002 |  | SNR0
SNR-H02MEA20HA115MU01 | Guide Vane Link No.15 |  | OPERATING | OPERATING | E072 | SNR0-2M0 | F40300002 |  | SNR0
SNR-H02MEA20HA116 | Guide Vane Set No.16 |  | OPERATING | OPERATING | E072 | SNR0-2M0 | F40300002 |  | SNR0
SNR-H02MEA20HA116KB01 | Guide Vane No.16 |  | OPERATING | OPERATING | E072 | SNR0-2M0 | F40300002 |  | SNR0
SNR-H02MEA20HA116KE01 | Arm Lever Guide Vane No.16 |  | OPERATING | OPERATING | E072 | SNR0-2M0 | F40300002 |  | SNR0
SNR-H02MEA20HA116KE02 | Pin No.16 |  | OPERATING | OPERATING | E072 | SNR0-2M0 | F40300002 |  | SNR0
SNR-H02MEA20HA116KE03 | Eccentric Pin No.16 |  | OPERATING | OPERATING | E072 | SNR0-2M0 | F40300002 |  | SNR0
SNR-H02MEA20HA116MU01 | Guide Vane Link No.16 Bending Link |  | OPERATING | OPERATING | E072 | SNR0-2M0 | F40300002 |  | SNR0
SNR-H02MEA20HA117 | Guide Vane Set No.17 |  | OPERATING | OPERATING | E072 | SNR0-2M0 | F40300002 |  | SNR0
SNR-H02MEA20HA117KB01 | Guide Vane No.17 |  | OPERATING | OPERATING | E072 | SNR0-2M0 | F40300002 |  | SNR0
SNR-H02MEA20HA117KE01 | Arm Lever Guide Vane No.17 |  | OPERATING | OPERATING | E072 | SNR0-2M0 | F40300002 |  | SNR0
SNR-H02MEA20HA117KE02 | Pin No.17 |  | OPERATING | OPERATING | E072 | SNR0-2M0 | F40300002 |  | SNR0
SNR-H02MEA20HA117KE03 | Eccentric Pin No.17 |  | OPERATING | OPERATING | E072 | SNR0-2M0 | F40300002 |  | SNR0
SNR-H02MEA20HA117MU01 | Guide Vane Link No.17 |  | OPERATING | OPERATING | E072 | SNR0-2M0 | F40300002 |  | SNR0
SNR-H02MEA20HA118 | Guide Vane Set No.18 |  | OPERATING | OPERATING | E072 | SNR0-2M0 | F40300002 |  | SNR0
SNR-H02MEA20HA118KB01 | Guide Vane No.18 |  | OPERATING | OPERATING | E072 | SNR0-2M0 | F40300002 |  | SNR0
SNR-H02MEA20HA118KE01 | Arm Lever Guide Vane No.18 |  | OPERATING | OPERATING | E072 | SNR0-2M0 | F40300002 |  | SNR0
SNR-H02MEA20HA118KE02 | Pin No.18 |  | OPERATING | OPERATING | E072 | SNR0-2M0 | F40300002 |  | SNR0
SNR-H02MEA20HA118KE03 | Eccentric Pin No.18 |  | OPERATING | OPERATING | E072 | SNR0-2M0 | F40300002 |  | SNR0
SNR-H02MEA20HA118MU01 | Guide Vane Link No.18 Bending Link |  | OPERATING | OPERATING | E072 | SNR0-2M0 | F40300002 |  | SNR0
SNR-H02MEA20HA119 | Guide Vane Set No.19 |  | OPERATING | OPERATING | E072 | SNR0-2M0 | F40300002 |  | SNR0
SNR-H02MEA20HA119KB01 | Guide Vane No.19 |  | OPERATING | OPERATING | E072 | SNR0-2M0 | F40300002 |  | SNR0
SNR-H02MEA20HA119KE01 | Arm Lever Guide Vane No.19 |  | OPERATING | OPERATING | E072 | SNR0-2M0 | F40300002 |  | SNR0
SNR-H02MEA20HA119KE02 | Pin No.19 |  | OPERATING | OPERATING | E072 | SNR0-2M0 | F40300002 |  | SNR0
SNR-H02MEA20HA119KE03 | Eccentric Pin No.19 |  | OPERATING | OPERATING | E072 | SNR0-2M0 | F40300002 |  | SNR0
SNR-H02MEA20HA119MU01 | Guide Vane Link No.19 |  | OPERATING | OPERATING | E072 | SNR0-2M0 | F40300002 |  | SNR0
SNR-H02MEA20HA120 | Guide Vane Set No.20 |  | OPERATING | OPERATING | E072 | SNR0-2M0 | F40300002 |  | SNR0
SNR-H02MEA20HA120KB01 | Guide Vane No.20 |  | OPERATING | OPERATING | E072 | SNR0-2M0 | F40300002 |  | SNR0
SNR-H02MEA20HA120KE01 | Arm Lever Guide Vane No.20 |  | OPERATING | OPERATING | E072 | SNR0-2M0 | F40300002 |  | SNR0
SNR-H02MEA20HA120KE02 | Pin No.20 |  | OPERATING | OPERATING | E072 | SNR0-2M0 | F40300002 |  | SNR0
SNR-H02MEA20HA120KE03 | Eccentric Pin No.20 |  | OPERATING | OPERATING | E072 | SNR0-2M0 | F40300002 |  | SNR0
SNR-H02MEA20HA120MU01 | Guide Vane Link No.20 Bending Link |  | OPERATING | OPERATING | E072 | SNR0-2M0 | F40300002 |  | SNR0
SNR-H02MEA20HA121 | Guide Vane Set No.21 |  | OPERATING | OPERATING | E072 | SNR0-2M0 | F40300002 |  | SNR0
SNR-H02MEA20HA121KB01 | Guide Vane No.21 |  | OPERATING | OPERATING | E072 | SNR0-2M0 | F40300002 |  | SNR0
SNR-H02MEA20HA121KE01 | Arm Lever Guide Vane No.21 |  | OPERATING | OPERATING | E072 | SNR0-2M0 | F40300002 |  | SNR0
SNR-H02MEA20HA121KE02 | Pin No.21 |  | OPERATING | OPERATING | E072 | SNR0-2M0 | F40300002 |  | SNR0
SNR-H02MEA20HA121KE03 | Eccentric Pin No.21 |  | OPERATING | OPERATING | E072 | SNR0-2M0 | F40300002 |  | SNR0
SNR-H02MEA20HA121MU01 | Guide Vane Link No.21 |  | OPERATING | OPERATING | E072 | SNR0-2M0 | F40300002 |  | SNR0
SNR-H02MEA20HA122 | Guide Vane Set No.22 |  | OPERATING | OPERATING | E072 | SNR0-2M0 | F40300002 |  | SNR0
SNR-H02MEA20HA122KB01 | Guide Vane No.22 |  | OPERATING | OPERATING | E072 | SNR0-2M0 | F40300002 |  | SNR0
SNR-H02MEA20HA122KE01 | Arm Lever Guide Vane No.22 |  | OPERATING | OPERATING | E072 | SNR0-2M0 | F40300002 |  | SNR0
SNR-H02MEA20HA122KE02 | Pin No.22 |  | OPERATING | OPERATING | E072 | SNR0-2M0 | F40300002 |  | SNR0
SNR-H02MEA20HA122KE03 | Eccentric Pin No.22 |  | OPERATING | OPERATING | E072 | SNR0-2M0 | F40300002 |  | SNR0
SNR-H02MEA20HA122MU01 | Guide Vane Link No.22 Bending Link |  | OPERATING | OPERATING | E072 | SNR0-2M0 | F40300002 |  | SNR0
SNR-H02MEA20HA123 | Guide Vane Set No.23 |  | OPERATING | OPERATING | E072 | SNR0-2M0 | F40300002 |  | SNR0
SNR-H02MEA20HA123KB01 | Guide Vane No.23 |  | OPERATING | OPERATING | E072 | SNR0-2M0 | F40300002 |  | SNR0
SNR-H02MEA20HA123KE01 | Arm Lever Guide Vane No.23 |  | OPERATING | OPERATING | E072 | SNR0-2M0 | F40300002 |  | SNR0
SNR-H02MEA20HA123KE02 | Pin No.23 |  | OPERATING | OPERATING | E072 | SNR0-2M0 | F40300002 |  | SNR0
SNR-H02MEA20HA123KE03 | Eccentric Pin No.23 |  | OPERATING | OPERATING | E072 | SNR0-2M0 | F40300002 |  | SNR0
SNR-H02MEA20HA123MU01 | Guide Vane Link No.23 |  | OPERATING | OPERATING | E072 | SNR0-2M0 | F40300002 |  | SNR0
SNR-H02MEA20HA124 | Guide Vane Set No.24 |  | OPERATING | OPERATING | E072 | SNR0-2M0 | F40300002 |  | SNR0
SNR-H02MEA20HA124KB01 | Guide Vane No.24 |  | OPERATING | OPERATING | E072 | SNR0-2M0 | F40300002 |  | SNR0
SNR-H02MEA20HA124KE01 | Arm Lever Guide Vane No.24 |  | OPERATING | OPERATING | E072 | SNR0-2M0 | F40300002 |  | SNR0
SNR-H02MEA20HA124KE02 | Pin No.24 |  | OPERATING | OPERATING | E072 | SNR0-2M0 | F40300002 |  | SNR0
SNR-H02MEA20HA124KE03 | Eccentric Pin No.24 |  | OPERATING | OPERATING | E072 | SNR0-2M0 | F40300002 |  | SNR0
SNR-H02MEA20HA124MU01 | Guide Vane Link No.24 Bending Link |  | OPERATING | OPERATING | E072 | SNR0-2M0 | F40300002 |  | SNR0
SNR-H02MEA30 | Runner, Main Shaft |  | OPERATING | OPERATING | E072 | SNR0-2M0 | F40300002 |  | SNR0
SNR-H02MEA30AA001 | Check Valve for Air Admission |  | OPERATING | OPERATING | E072 | SNR0-2M0 | F40300002 |  | SNR0
SNR-H02MEA30CP001 | Runner Top Pressure Gauge (SNR-H02MEA30CP501) |  | OPERATING | OPERATING | E072 | SNR0-2E0 | F40300002 |  | SNR0
SNR-H02MEA30CP002 | Runner Side Pressure Gauge (SNR-H02MEA30CP511) |  | OPERATING | OPERATING | E072 | SNR0-2E0 | F40300002 |  | SNR0
SNR-H02MEA30HB100 | Runner |  | OPERATING | OPERATING | E072 | SNR0-2M0 | F40300002 |  | SNR0
SNR-H02MEA30HB101 | Runner Blade No.01 |  | OPERATING | OPERATING | E072 | SNR0-2M0 | F40300002 |  | SNR0
SNR-H02MEA30HB102 | Runner Blade No.02 |  | OPERATING | OPERATING | E072 | SNR0-2M0 | F40300002 |  | SNR0
SNR-H02MEA30HB103 | Runner Blade No.03 |  | OPERATING | OPERATING | E072 | SNR0-2M0 | F40300002 |  | SNR0
SNR-H02MEA30HB104 | Runner Blade No.04 |  | OPERATING | OPERATING | E072 | SNR0-2M0 | F40300002 |  | SNR0
SNR-H02MEA30HB105 | Runner Blade No.05 |  | OPERATING | OPERATING | E072 | SNR0-2M0 | F40300002 |  | SNR0
SNR-H02MEA30HB106 | Runner Blade No.06 |  | OPERATING | OPERATING | E072 | SNR0-2M0 | F40300002 |  | SNR0
SNR-H02MEA30HB107 | Runner Blade No.07 |  | OPERATING | OPERATING | E072 | SNR0-2M0 | F40300002 |  | SNR0
SNR-H02MEA30HB108 | Runner Blade No.08 |  | OPERATING | OPERATING | E072 | SNR0-2M0 | F40300002 |  | SNR0
SNR-H02MEA30HB109 | Runner Blade No.09 |  | OPERATING | OPERATING | E072 | SNR0-2M0 | F40300002 |  | SNR0
SNR-H02MEA30HB110 | Runner Blade No.10 |  | OPERATING | OPERATING | E072 | SNR0-2M0 | F40300002 |  | SNR0
SNR-H02MEA30HB111 | Runner Blade No.11 |  | OPERATING | OPERATING | E072 | SNR0-2M0 | F40300002 |  | SNR0
SNR-H02MEA30HB112 | Runner Blade No.12 |  | OPERATING | OPERATING | E072 | SNR0-2M0 | F40300002 |  | SNR0
SNR-H02MEA30HB113 | Runner Blade No.13 |  | OPERATING | OPERATING | E072 | SNR0-2M0 | F40300002 |  | SNR0
SNR-H02MEA30HB200 | Turbine Shaft |  | OPERATING | OPERATING | E072 | SNR0-2M0 | F40300002 |  | SNR0
SNR-H02MEA30HB300 | Turbine Shaft Sleeve |  | OPERATING | OPERATING | E072 | SNR0-2M0 | F40300002 |  | SNR0
SNR-H02MEA40 | Head Cover, Stay Ring, Draft Tube, Shaft |  | OPERATING | OPERATING | E072 | SNR0-2M0 | F40300002 |  | SNR0
SNR-H02MEA40CP001 | Draft Tube Pressure Transmitter (SNR-H02MEA15CP001) |  | OPERATING | OPERATING | E072 | SNR0-2E0 | F40300002 |  | SNR0
SNR-H02MEA40CP002 | Draft tube Pressure Gauge (SNR-H02MEA15CP501) |  | OPERATING | OPERATING | E072 | SNR0-2E0 | F40300002 |  | SNR0
SNR-H02MEA40HA001 | Bottom Ring |  | OPERATING | OPERATING | E072 | SNR0-2M0 | F40300002 |  | SNR0
SNR-H02MEA40HA002 | Upper Ring |  | OPERATING | OPERATING | E072 | SNR0-2M0 | F40300002 |  | SNR0
SNR-H02MEA40HA003 | Head Cover |  | OPERATING | OPERATING | E072 | SNR0-2M0 | F40300002 |  | SNR0
SNR-H02MEA40HA0031 | Baffle Plate |  | OPERATING | OPERATING | E072 | SNR0-2M0 | F40300002 |  | SNR0
SNR-H02MEA40HA004 | Draft Tube |  | OPERATING | OPERATING | E072 | SNR0-2M0 | F40300002 |  | SNR0
SNR-H02MEA40HA004KB01 | Manhole Draft Tube |  | OPERATING | OPERATING | E072 | SNR0-2M0 | F40300002 |  | SNR0
SNR-H02MEA40HA005 | Discharge Ring |  | OPERATING | OPERATING | E072 | SNR0-2M0 | F40300002 |  | SNR0
SNR-H02MEA40HA007 | Sealing Box |  | OPERATING | OPERATING | E072 | SNR0-2M0 | F40300002 |  | SNR0
SNR-H02MEA40HA007KK01 | Square Packing Seal |  | OPERATING | OPERATING | E072 | SNR0-2M0 | F40300002 |  | SNR0
SNR-H02MEA40HA007KK02 | Packing Gland |  | OPERATING | OPERATING | E072 | SNR0-2M0 | F40300002 |  | SNR0
SNR-H02MEA40HA007KK03 | Lantern Ring |  | OPERATING | OPERATING | E072 | SNR0-2M0 | F40300002 |  | SNR0
SNR-H02MEA40HA007QP01 | Sealing Box Pressure Gauge (SNR-H02MES10CP501) |  | OPERATING | OPERATING | E072 | SNR0-2E0 | F40300002 |  | SNR0
SNR-H02MEA40HA101 | Stay Vane No.1 |  | OPERATING | OPERATING | E072 | SNR0-2M0 | F40300002 |  | SNR0
SNR-H02MEA40HA102 | Stay Vane No.2 |  | OPERATING | OPERATING | E072 | SNR0-2M0 | F40300002 |  | SNR0
SNR-H02MEA40HA103 | Stay Vane No.3 |  | OPERATING | OPERATING | E072 | SNR0-2M0 | F40300002 |  | SNR0
SNR-H02MEA40HA104 | Stay Vane No.4 |  | OPERATING | OPERATING | E072 | SNR0-2M0 | F40300002 |  | SNR0
SNR-H02MEA40HA105 | Stay Vane No.5 |  | OPERATING | OPERATING | E072 | SNR0-2M0 | F40300002 |  | SNR0
SNR-H02MEA40HA106 | Stay Vane No.6 |  | OPERATING | OPERATING | E072 | SNR0-2M0 | F40300002 |  | SNR0
SNR-H02MEA40HA107 | Stay Vane No.7 |  | OPERATING | OPERATING | E072 | SNR0-2M0 | F40300002 |  | SNR0
SNR-H02MEA40HA108 | Stay Vane No.8 |  | OPERATING | OPERATING | E072 | SNR0-2M0 | F40300002 |  | SNR0
SNR-H02MEA40HA109 | Stay Vane No.9 |  | OPERATING | OPERATING | E072 | SNR0-2M0 | F40300002 |  | SNR0
SNR-H02MEA40HA110 | Stay Vane No.10 |  | OPERATING | OPERATING | E072 | SNR0-2M0 | F40300002 |  | SNR0
SNR-H02MEA40HA111 | Stay Vane No.11 |  | OPERATING | OPERATING | E072 | SNR0-2M0 | F40300002 |  | SNR0
SNR-H02MEA40HA112 | Stay Vane No.12 |  | OPERATING | OPERATING | E072 | SNR0-2M0 | F40300002 |  | SNR0
SNR-H02MEA50 | Spiral Case Drain |  | OPERATING | OPERATING | E072 | SNR0-2M0 | F40300002 |  | SNR0
SNR-H02MEA50AA001 | Valve Drain Spiral Case |  | OPERATING | OPERATING | E072 | SNR0-2M0 | F40300002 |  | SNR0
SNR-H02MEA50BR001 | Pipe Drain Spiral Case |  | OPERATING | OPERATING | E072 | SNR0-2M0 | F40300002 |  | SNR0
SNR-H02MEB | Inlet Valve |  | OPERATING | OPERATING | E072 | SNR0-2M0 | F40300002 |  | SNR0
SNR-H02MEB10 | Main Inlet Valve Set |  | OPERATING | OPERATING | E072 | SNR0-2M0 | F40300002 |  | SNR0
SNR-H02MEB10AA001 | Inlet Valve |  | OPERATING | OPERATING | E072 | SNR0-2M0 | F40300002 |  | SNR0
SNR-H02MEB10AA001-B01 | Absolute Inclination Transmitter |  | OPERATING | OPERATING | E072 | SNR0-2E0 | F40300002 |  | SNR0
SNR-H02MEB10AA001-B02 | Penstock Butterfly Valve (PBV.) Disk Position (SNR-H02MEX10CG001-B01) |  | OPERATING | OPERATING | E072 | SNR0-2E0 | F40300002 |  | SNR0
SNR-H02MEB10AA001-S01 | Limit Switch |  | OPERATING | OPERATING | E072 | SNR0-2E0 | F40300002 |  | SNR0
SNR-H02MEB10AA001-S02 | Differential Pressure Switch |  | OPERATING | OPERATING | E072 | SNR0-2E0 | F40300002 |  | SNR0
SNR-H02MEB10AA001KA01 | Disc |  | OPERATING | OPERATING | E072 | SNR0-2M0 | F40300002 |  | SNR0
SNR-H02MEB10AA001KA02 | Stem |  | OPERATING | OPERATING | E072 | SNR0-2M0 | F40300002 |  | SNR0
SNR-H02MEB10AA001KA03 | Valve Casing |  | OPERATING | OPERATING | E072 | SNR0-2M0 | F40300002 |  | SNR0
SNR-H02MEB10AA001KA04 | Thrust/Radial Bearing |  | OPERATING | OPERATING | E072 | SNR0-2M0 | F40300002 |  | SNR0
SNR-H02MEB10AA001KA05 | Special Seal |  | OPERATING | OPERATING | E072 | SNR0-2M0 | F40300002 |  | SNR0
SNR-H02MEB10AA001QP01 | Indicator |  | OPERATING | OPERATING | E072 | SNR0-2M0 | F40300002 |  | SNR0
SNR-H02MEB10AA001QP02 | Pressure Gauge |  | OPERATING | OPERATING | E072 | SNR0-2E0 | F40300002 |  | SNR0
SNR-H02MEB10HA001 | Arm Inlet Valve |  | OPERATING | OPERATING | E072 | SNR0-2M0 | F40300002 |  | SNR0
SNR-H02MEB20 | By - Pass Valve Set |  | OPERATING | OPERATING | E072 | SNR0-2M0 | F40300002 |  | SNR0
SNR-H02MEB20AA001 | Valve Before By Pass Valve |  | OPERATING | OPERATING | E072 | SNR0-2M0 | F40300002 |  | SNR0
SNR-H02MEB20AA002 | By- Pass Valve |  | OPERATING | OPERATING | E072 | SNR0-2M0 | F40300002 |  | SNR0
SNR-H02MEB20AA002-S01 | Limit Switch 338A (Opening) |  | OPERATING | OPERATING | E072 | SNR0-2E0 | F40300002 |  | SNR0
SNR-H02MEB20AA002-S02 | Limit Switch 338B (Closing) |  | OPERATING | OPERATING | E072 | SNR0-2E0 | F40300002 |  | SNR0
SNR-H02MEB20AA002KA01 | Valve |  | OPERATING | OPERATING | E072 | SNR0-2M0 | F40300002 |  | SNR0
SNR-H02MEB20AA002MU01 | Servomotor |  | OPERATING | OPERATING | E072 | SNR0-2M0 | F40300002 |  | SNR0
SNR-H02MEB20BR001 | Pipe Line |  | OPERATING | OPERATING | E072 | SNR0-2M0 | F40300002 |  | SNR0
SNR-H02MED | Turbine STATIONARY PART |  | OPERATING | OPERATING | E072 | SNR0-2M0 | F40300002 |  | SNR0
SNR-H02MED10 | Turbine Guide Bearing Oil Pan |  | OPERATING | OPERATING | E072 | SNR0-2M0 | F40300002 |  | SNR0
SNR-H02MED10AS101 | Pivot Adjusting Bearing No.1 |  | OPERATING | OPERATING | E072 | SNR0-2M0 | F40300002 |  | SNR0
SNR-H02MED10AS102 | Pivot Adjusting Bearing No.2 |  | OPERATING | OPERATING | E072 | SNR0-2M0 | F40300002 |  | SNR0
SNR-H02MED10AS103 | Pivot Adjusting Bearing No.3 |  | OPERATING | OPERATING | E072 | SNR0-2M0 | F40300002 |  | SNR0
SNR-H02MED10AS104 | Pivot Adjusting Bearing No.4 |  | OPERATING | OPERATING | E072 | SNR0-2M0 | F40300002 |  | SNR0
SNR-H02MED10AS105 | Pivot Adjusting Bearing No.5 |  | OPERATING | OPERATING | E072 | SNR0-2M0 | F40300002 |  | SNR0
SNR-H02MED10AS106 | Pivot Adjusting Bearing No.6 |  | OPERATING | OPERATING | E072 | SNR0-2M0 | F40300002 |  | SNR0
SNR-H02MED10AS107 | Pivot Adjusting Bearing No.7 |  | OPERATING | OPERATING | E072 | SNR0-2M0 | F40300002 |  | SNR0
SNR-H02MED10AS108 | Pivot Adjusting Bearing No.8 |  | OPERATING | OPERATING | E072 | SNR0-2M0 | F40300002 |  | SNR0
SNR-H02MED10AS109 | Pivot Adjusting Bearing No.9 |  | OPERATING | OPERATING | E072 | SNR0-2M0 | F40300002 |  | SNR0
SNR-H02MED10AS110 | Pivot Adjusting Bearing No.10 |  | OPERATING | OPERATING | E072 | SNR0-2M0 | F40300002 |  | SNR0
SNR-H02MED10AS111 | Pivot Adjusting Bearing No.11 |  | OPERATING | OPERATING | E072 | SNR0-2M0 | F40300002 |  | SNR0
SNR-H02MED10AS112 | Pivot Adjusting Bearing No.12 |  | OPERATING | OPERATING | E072 | SNR0-2M0 | F40300002 |  | SNR0
SNR-H02MED10BB001 | Turbine Oil Pan |  | OPERATING | OPERATING | E072 | SNR0-2M0 | F40300002 |  | SNR0
SNR-H02MED10BQ001 | Support Tur. Bearing |  | OPERATING | OPERATING | E072 | SNR0-2M0 | F40300002 |  | SNR0
SNR-H02MED10CL001 | Level Relay |  | OPERATING | OPERATING | E072 | SNR0-2E0 | F40300002 |  | SNR0
SNR-H02MED10CL002 | TGB Oil Level |  | OPERATING | OPERATING | E072 | SNR0-2E0 | F40300002 |  | SNR0
SNR-H02MED10CL002-S01 | TGB Oil Level too High (SNR-H02MED20CL301-S01) |  | OPERATING | OPERATING | E072 | SNR0-2E0 | F40300002 |  | SNR0
SNR-H02MED10CL002-S02 | TGB Oil Level High (SNR-H02MED20CL302-S01) |  | OPERATING | OPERATING | E072 | SNR0-2E0 | F40300002 |  | SNR0
SNR-H02MED10CL002-S03 | TGB Oil Level Low (SNR-H02MED20CL303-S01) |  | OPERATING | OPERATING | E072 | SNR0-2E0 | F40300002 |  | SNR0
SNR-H02MED10CL002-S04 | TGB Oil Level too Low (SNR-H02MED20CL304-S01) |  | OPERATING | OPERATING | E072 | SNR0-2E0 | F40300002 |  | SNR0
SNR-H02MED10CM001 | TGB Water Detector - TGB Lub. Oil (SNR-H02MED20CL311) |  | OPERATING | OPERATING | E072 | SNR0-2E0 | F40300002 |  | SNR0
SNR-H02MED10CT001 | TGB Metal Temp 1 (SNR-H02MED20CT001) |  | OPERATING | OPERATING | E072 | SNR0-2E0 | F40300002 |  | SNR0
SNR-H02MED10CT002 | TGB Metal Temp 2 (SNR-H02MED20CT002) |  | OPERATING | OPERATING | E072 | SNR0-2E0 | F40300002 |  | SNR0
SNR-H02MED10CT003 | Metal Turbine Bearing Temp (SNR-H02MED20CT301) |  | OPERATING | OPERATING | E072 | SNR0-2E0 | F40300002 |  | SNR0
SNR-H02MED10CT004 | Dial Temp. Gauge of Sump Oil Turbine Bearing (SNR-H02MED20CT501) |  | OPERATING | OPERATING | E072 | SNR0-2E0 | F40300002 |  | SNR0
SNR-H02MED20 | Bearing |  | OPERATING | OPERATING | E072 | SNR0-2M0 | F40300002 |  | SNR0
SNR-H02MED20HD101 | Turbine Guide Bearing No.1 |  | OPERATING | OPERATING | E072 | SNR0-2M0 | F40300002 |  | SNR0
SNR-H02MED20HD102 | Turbine Guide Bearing No.2 |  | OPERATING | OPERATING | E072 | SNR0-2M0 | F40300002 |  | SNR0
SNR-H02MED20HD103 | Turbine Guide Bearing No.3 |  | OPERATING | OPERATING | E072 | SNR0-2M0 | F40300002 |  | SNR0
SNR-H02MED20HD104 | Turbine Guide Bearing No.4 |  | OPERATING | OPERATING | E072 | SNR0-2M0 | F40300002 |  | SNR0
SNR-H02MED20HD105 | Turbine Guide Bearing No.5 |  | OPERATING | OPERATING | E072 | SNR0-2M0 | F40300002 |  | SNR0
SNR-H02MED20HD106 | Turbine Guide Bearing No.6 |  | OPERATING | OPERATING | E072 | SNR0-2M0 | F40300002 |  | SNR0
SNR-H02MED20HD107 | Turbine Guide Bearing No.7 |  | OPERATING | OPERATING | E072 | SNR0-2M0 | F40300002 |  | SNR0
SNR-H02MED20HD108 | Turbine Guide Bearing No.8 |  | OPERATING | OPERATING | E072 | SNR0-2M0 | F40300002 |  | SNR0
SNR-H02MED20HD109 | Turbine Guide Bearing No.9 |  | OPERATING | OPERATING | E072 | SNR0-2M0 | F40300002 |  | SNR0
SNR-H02MED20HD110 | Turbine Guide Bearing No.10 |  | OPERATING | OPERATING | E072 | SNR0-2M0 | F40300002 |  | SNR0
SNR-H02MED20HD111 | Turbine Guide Bearing No.11 |  | OPERATING | OPERATING | E072 | SNR0-2M0 | F40300002 |  | SNR0
SNR-H02MED20HD112 | Turbine Guide Bearing No.12 |  | OPERATING | OPERATING | E072 | SNR0-2M0 | F40300002 |  | SNR0
SNR-H02MES | Water Supply to Tur. Shaft Sealing Box |  | OPERATING | OPERATING | E072 | SNR0-2M0 | F40300002 |  | SNR0
SNR-H02MES10 | Water Supply for Sealing Box |  | OPERATING | OPERATING | E072 | SNR0-2M0 | F40300002 |  | SNR0
SNR-H02MES10AA002 | Valve Inlet Before Washing Strainer 813 (SNR-H02MES21AA101) |  | OPERATING | OPERATING | E072 | SNR0-2M0 | F40300002 |  | SNR0
SNR-H02MES10AA002-M01 | Motor |  | OPERATING | OPERATING | E072 | SNR0-2E0 | F40300002 |  | SNR0
SNR-H02MES10AA002KA01 | Valve |  | OPERATING | OPERATING | E072 | SNR0-2M0 | F40300002 |  | SNR0
SNR-H02MES10AA003 | Valve Outlet After Washing Strainer 813 (SNR-H02MES21AA501) |  | OPERATING | OPERATING | E072 | SNR0-2M0 | F40300002 |  | SNR0
SNR-H02MES10AA004 | Valve Drain for Washing Strainer (813A) |  | OPERATING | OPERATING | E072 | SNR0-2M0 | F40300002 |  | SNR0
SNR-H02MES10AA004-M01 | Motor |  | OPERATING | OPERATING | E072 | SNR0-2E0 | F40300002 |  | SNR0
SNR-H02MES10AA004KA01 | Valve |  | OPERATING | OPERATING | E072 | SNR0-2M0 | F40300002 |  | SNR0
SNR-H02MES10AA005 | Valve Inlet Before Washing Strainer 813 (SNR-H02MES22AA101) |  | OPERATING | OPERATING | E072 | SNR0-2M0 | F40300002 |  | SNR0
SNR-H02MES10AA005-M01 | Motor |  | OPERATING | OPERATING | E072 | SNR0-2E0 | F40300002 |  | SNR0
SNR-H02MES10AA005KA01 | Valve |  | OPERATING | OPERATING | E072 | SNR0-2M0 | F40300002 |  | SNR0
SNR-H02MES10AA006 | Valve Outlet After Washing Strainer 813 (SNR-H02MES22AA501) |  | OPERATING | OPERATING | E072 | SNR0-2M0 | F40300002 |  | SNR0
SNR-H02MES10AA007 | Valve Drain for Washing Strainer (813B) |  | OPERATING | OPERATING | E072 | SNR0-2M0 | F40300002 |  | SNR0
SNR-H02MES10AA007-M01 | Motor |  | OPERATING | OPERATING | E072 | SNR0-2E0 | F40300002 |  | SNR0
SNR-H02MES10AA007KA01 | Valve |  | OPERATING | OPERATING | E072 | SNR0-2M0 | F40300002 |  | SNR0
SNR-H02MES10AA008 | Auto Sand Separator Valve Drain 20SM (SNR-H02MES11AA401) |  | OPERATING | OPERATING | E072 | SNR0-2M0 | F40300002 |  | SNR0
SNR-H02MES10AA008-M01 | Motor |  | OPERATING | OPERATING | E072 | SNR0-2E0 | F40300002 |  | SNR0
SNR-H02MES10AA008KA01 | Valve |  | OPERATING | OPERATING | E072 | SNR0-2M0 | F40300002 |  | SNR0
SNR-H02MES10AA009 | Valve Inlet Before Sand Separator 1 (SNR-H02MES11AA101) |  | OPERATING | OPERATING | E072 | SNR0-2M0 | F40300002 |  | SNR0
SNR-H02MES10AA009-M01 | Motor |  | OPERATING | OPERATING | E072 | SNR0-2E0 | F40300002 |  | SNR0
SNR-H02MES10AA009KA01 | Valve |  | OPERATING | OPERATING | E072 | SNR0-2M0 | F40300002 |  | SNR0
SNR-H02MES10AA010 | Valve Outlet After Flow Relay 80WP (SNR-H02MES10AA501) |  | OPERATING | OPERATING | E072 | SNR0-2M0 | F40300002 |  | SNR0
SNR-H02MES10AA011 | Valve Outlet After Sand Separator 1 (SNR-H02MES11AA501) |  | OPERATING | OPERATING | E072 | SNR0-2M0 | F40300002 |  | SNR0
SNR-H02MES10AA012 | Valve By Pass for Sand Separator Drain (SNR-H02MES11AA601) |  | OPERATING | OPERATING | E072 | SNR0-2M0 | F40300002 |  | SNR0
SNR-H02MES10AA013 | Valve Inlet Before Sand Separator 2 (SNR-H02MES12AA101) |  | OPERATING | OPERATING | E072 | SNR0-2M0 | F40300002 |  | SNR0
SNR-H02MES10AA013-M01 | Motor |  | OPERATING | OPERATING | E072 | SNR0-2E0 | F40300002 |  | SNR0
SNR-H02MES10AA013KA01 | Valve |  | OPERATING | OPERATING | E072 | SNR0-2M0 | F40300002 |  | SNR0
SNR-H02MES10AA014 | Valve Outlet After Sand Separator 2 (SNR-H02MES12AA501) |  | OPERATING | OPERATING | E072 | SNR0-2M0 | F40300002 |  | SNR0
SNR-H02MES10AA015 | Auto Sand Separator 2 Valve Drain (SNR-H02MES12AA401) |  | OPERATING | OPERATING | E072 | SNR0-2M0 | F40300002 |  | SNR0
SNR-H02MES10AA015-M01 | Motor |  | OPERATING | OPERATING | E072 | SNR0-2E0 | F40300002 |  | SNR0
SNR-H02MES10AA015KA01 | Valve |  | OPERATING | OPERATING | E072 | SNR0-2M0 | F40300002 |  | SNR0
SNR-H02MES10AA016 | Valve By Pass for Sand Separator Drain (SNR-H02MES11AA601) |  | OPERATING | OPERATING | E072 | SNR0-2M0 | F40300002 |  | SNR0
SNR-H02MES10AA017 | Flow Control Valve (SNR-H02MES10AA061) |  | OPERATING | OPERATING | E072 | SNR0-2M0 | F40300002 |  | SNR0
SNR-H02MES10AA018 | Check Valve (SNR-H02MES10AA701) |  | OPERATING | OPERATING | E072 | SNR0-2M0 | F40300002 |  | SNR0
SNR-H02MES10AT001 | Stationary Washing Strainer (813A) (SNR-H02MES21AT001) |  | OPERATING | OPERATING | E072 | SNR0-2M0 | F40300002 |  | SNR0
SNR-H02MES10AT002 | Stationary Washing Strainer (813B) (SNR-H02MES22AT001) |  | OPERATING | OPERATING | E072 | SNR0-2M0 | F40300002 |  | SNR0
SNR-H02MES10AT003 | Auto Sand Separator(840) (SNR-H02MES11AT001) |  | OPERATING | OPERATING | E072 | SNR0-2M0 | F40300002 |  | SNR0
SNR-H02MES10AT004 | Auto Sand Separator 2 (SNR-H02MES12AT001) |  | OPERATING | OPERATING | E072 | SNR0-2M0 | F40300002 |  | SNR0
SNR-H02MES10BR001 | Pipe Line |  | OPERATING | OPERATING | E072 | SNR0-2M0 | F40300002 |  | SNR0
SNR-H02MES10CP001 | Shaft Seal Water Flow (SNR-H02MES10CF311) |  | OPERATING | OPERATING | E072 | SNR0-2E0 | F40300002 |  | SNR0
SNR-H02MES10CP002 | Shaft Seal Water Pressure (SNR-H02MES10CP301) |  | OPERATING | OPERATING | E072 | SNR0-2E0 | F40300002 |  | SNR0
SNR-H02MES10CP003 | Shaft Seal CW. Pressure Gauge (SNR-H02MES10CP502) |  | OPERATING | OPERATING | E072 | SNR0-2E0 | F40300002 |  | SNR0
SNR-H02MES10CP004 | SS. Water Centrifugal Seperator-1 Clogged Diff. Press. Sw. (SNR-H02MES12AT001-S01) |  | OPERATING | OPERATING | E072 | SNR0-2E0 | F40300002 |  | SNR0
SNR-H02MES10CP005 | SS. Water Centrifugal Seperator-2 Clogged Diff. Press. Sw. (SNR-H02MES11AT001-S01) |  | OPERATING | OPERATING | E072 | SNR0-2E0 | F40300002 |  | SNR0
SNR-H02MEV | Lubricant Supply System |  | OPERATING | OPERATING | E072 | SNR0-2M0 | F40300002 |  | SNR0
SNR-H02MEV10 | Turbine Lub Oil Supply |  | OPERATING | OPERATING | E072 | SNR0-2M0 | F40300002 |  | SNR0
SNR-H02MEV10AA001 | Valve Inlet Before Oil Pump No.1 (SNR-H02MED21AA501) |  | OPERATING | OPERATING | E072 | SNR0-2M0 | F40300002 |  | SNR0
SNR-H02MEV10AA002 | Valve Outlet After Oil Pump No.1 (SNR-H02MED21AA502) |  | OPERATING | OPERATING | E072 | SNR0-2M0 | F40300002 |  | SNR0
SNR-H02MEV10AA003 | Valve Inlet Before Oil Pump No.2 (SNR-H02MED22AA501) |  | OPERATING | OPERATING | E072 | SNR0-2M0 | F40300002 |  | SNR0
SNR-H02MEV10AA004 | Valve Outlet After Oil Pump No.2 (SNR-H02MED22AA502) |  | OPERATING | OPERATING | E072 | SNR0-2M0 | F40300002 |  | SNR0
SNR-H02MEV10AA005 | Valve Inlet Oil Cooler No.1 (SNR-H02MED20AA501) |  | OPERATING | OPERATING | E072 | SNR0-2M0 | F40300002 |  | SNR0
SNR-H02MEV10AA006 | Valve Outlet Oil Cooler No.1 (SNR-H02MED20AA502) |  | OPERATING | OPERATING | E072 | SNR0-2M0 | F40300002 |  | SNR0
SNR-H02MEV10AA007 | Valve Inlet Oil Cooler No.2 (SNR-H02MED20AA511) |  | OPERATING | OPERATING | E072 | SNR0-2M0 | F40300002 |  | SNR0
SNR-H02MEV10AA008 | Valve Outlet Oil Cooler No.2 (SNR-H02MED20AA512) |  | OPERATING | OPERATING | E072 | SNR0-2M0 | F40300002 |  | SNR0
SNR-H02MEV10AA009 | Valve Inlet to Turbine Oil Pan (SNR-H02MED20AA602) |  | OPERATING | OPERATING | E072 | SNR0-2M0 | F40300002 |  | SNR0
SNR-H02MEV10AA010 | Valve Outlet From Turbine Oil Pan (SNR-H02MED20AA601) |  | OPERATING | OPERATING | E072 | SNR0-2M0 | F40300002 |  | SNR0
SNR-H02MEV10AA011 | Check Valve for Oil Pump No.1 (SNR-H02MED21AA701) |  | OPERATING | OPERATING | E072 | SNR0-2M0 | F40300002 |  | SNR0
SNR-H02MEV10AA012 | Check Valve for Oil Pump No.2 (SNR-H02MED22AA701) |  | OPERATING | OPERATING | E072 | SNR0-2M0 | F40300002 |  | SNR0
SNR-H02MEV10AA013 | Flow Control Valve (SNR-H02MED20AA061) |  | OPERATING | OPERATING | E072 | SNR0-2M0 | F40300002 |  | SNR0
SNR-H02MEV10AC001 | Turbine Guide Brg. Oil Cooler No.1 (SNR-H02MED20AC001) |  | OPERATING | OPERATING | E072 | SNR0-2M0 | F40300002 |  | SNR0
SNR-H02MEV10AC002 | Turbine Guide Brg. Oil Cooler No.2 (SNR-H02MED20AC002) |  | OPERATING | OPERATING | E072 | SNR0-2M0 | F40300002 |  | SNR0
SNR-H02MEV10AP001 | Turbine Guide Brg. Oil Pump No.1 (SNR-H02MED21AP001) |  | OPERATING | OPERATING | E072 | SNR0-2M0 | F40300002 |  | SNR0
SNR-H02MEV10AP001-M01 | Motor 88QBMA |  | OPERATING | OPERATING | E072 | SNR0-2E0 | F40300002 |  | SNR0
SNR-H02MEV10AP001KA01 | Valve for Pressure Gauge |  | OPERATING | OPERATING | E072 | SNR0-2M0 | F40300002 |  | SNR0
SNR-H02MEV10AP001KP01 | Pump No.1 (120A) |  | OPERATING | OPERATING | E072 | SNR0-2M0 | F40300002 |  | SNR0
SNR-H02MEV10AP001QP01 | Pressure Gauge |  | OPERATING | OPERATING | E072 | SNR0-2E0 | F40300002 |  | SNR0
SNR-H02MEV10AP002 | Turbine Guide Brg. Oil Pump No.2 (SNR-H02MED22AP001) |  | OPERATING | OPERATING | E072 | SNR0-2M0 | F40300002 |  | SNR0
SNR-H02MEV10AP002-M01 | Motor 88QBMB |  | OPERATING | OPERATING | E072 | SNR0-2E0 | F40300002 |  | SNR0
SNR-H02MEV10AP002KA01 | Valve for Pressure Gauge |  | OPERATING | OPERATING | E072 | SNR0-2M0 | F40300002 |  | SNR0
SNR-H02MEV10AP002KP01 | Oil Pump No.2 (120B) |  | OPERATING | OPERATING | E072 | SNR0-2M0 | F40300002 |  | SNR0
SNR-H02MEV10AP002QP01 | Pressure Gauge |  | OPERATING | OPERATING | E072 | SNR0-2E0 | F40300002 |  | SNR0
SNR-H02MEV10AT001 | Strainer for Oil Pump No.1 (SNR-H02MED21AT001) |  | OPERATING | OPERATING | E072 | SNR0-2M0 | F40300002 |  | SNR0
SNR-H02MEV10AT002 | Strainer for Oil Pump No.2 (SNR-H02MED22AT001) |  | OPERATING | OPERATING | E072 | SNR0-2M0 | F40300002 |  | SNR0
SNR-H02MEV10BR001 | Pipe Line |  | OPERATING | OPERATING | E072 | SNR0-2M0 | F40300002 |  | SNR0
SNR-H02MEV10CP001 | TGB Oil Flow Transmitter (SNR-H02MED20CF001) |  | OPERATING | OPERATING | E072 | SNR0-2E0 | F40300002 |  | SNR0
SNR-H02MEW | Sealing Water Supply System |  | OPERATING | OPERATING | E072 | SNR0-2M0 | F40300002 |  | SNR0
SNR-H02MEW10 | Water Supply for Runner Seal |  | OPERATING | OPERATING | E072 | SNR0-2M0 | F40300002 |  | SNR0
SNR-H02MEW10AA001 | By Pass Valve for Runner Seal Strainer |  | OPERATING | OPERATING | E072 | SNR0-2M0 | F40300002 |  | SNR0
SNR-H02MEW10AA002 | Valve 20 RM (SNR-H02MEA30AA101) |  | OPERATING | OPERATING | E072 | SNR0-2M0 | F40300002 |  | SNR0
SNR-H02MEW10AA002-M01 | Motor |  | OPERATING | OPERATING | E072 | SNR0-2E0 | F40300002 |  | SNR0
SNR-H02MEW10AA002KA01 | Valve |  | OPERATING | OPERATING | E072 | SNR0-2M0 | F40300002 |  | SNR0
SNR-H02MEW10AA003 | Valve for Pressure Guage (SNR-H02MEA30AA921) |  | OPERATING | OPERATING | E072 | SNR0-2M0 | F40300002 |  | SNR0
SNR-H02MEW10AA004 | Valve Drain for Strainer 814 |  | OPERATING | OPERATING | E072 | SNR0-2M0 | F40300002 |  | SNR0
SNR-H02MEW10AA005 | Flow Control Valve for Runner Seal Upper (SNR-H02MEA30AA061) |  | OPERATING | OPERATING | E072 | SNR0-2M0 | F40300002 |  | SNR0
SNR-H02MEW10AA006 | Flow Control Valve for Runner Seal Lower (SNR-H02MEA30AA062) |  | OPERATING | OPERATING | E072 | SNR0-2M0 | F40300002 |  | SNR0
SNR-H02MEW10AA008 | Check Valve for Runner Seal To Bottom Ri (SNR-H02MEA30AA711) |  | OPERATING | OPERATING | E072 | SNR0-2M0 | F40300002 |  | SNR0
SNR-H02MEW10AA009 | Check Valve for Runner Seal To Head Cove (SNR-H02MEA30AA701) |  | OPERATING | OPERATING | E072 | SNR0-2M0 | F40300002 |  | SNR0
SNR-H02MEW10AA010 | Valve Outlet for Runner Seal To Bottom R (SNR-H02MEA30AA531) |  | OPERATING | OPERATING | E072 | SNR0-2M0 | F40300002 |  | SNR0
SNR-H02MEW10AA011 | Valve Outlet for Runner Seal To Head Cov (SNR-H02MEA30AA521) |  | OPERATING | OPERATING | E072 | SNR0-2M0 | F40300002 |  | SNR0
SNR-H02MEW10AT001 | Runner Seal Strainer 814 (SNR-H02MEA30AT001) |  | OPERATING | OPERATING | E072 | SNR0-2M0 | F40300002 |  | SNR0
SNR-H02MEW10BR001 | Pipe Line |  | OPERATING | OPERATING | E072 | SNR0-2M0 | F40300002 |  | SNR0
SNR-H02MEW10CF001 | Upper Runner Seal Flow (SNR-H02MEA30CF301) |  | OPERATING | OPERATING | E072 | SNR0-2E0 | F40300002 |  | SNR0
SNR-H02MEW10CF002 | Lower Runner Seal Flow (SNR-H02MEA30CF311) |  | OPERATING | OPERATING | E072 | SNR0-2E0 | F40300002 |  | SNR0
SNR-H02MEW10CP001 | Runner Seal CW. Pressure (SNR-H02MEA30CP521) |  | OPERATING | OPERATING | E072 | SNR0-2E0 | F40300002 |  | SNR0
SNR-H02MEW20 | Water Supply for Synchronous Mode |  | OPERATING | OPERATING | E072 | SNR0-2M0 | F40300002 |  | SNR0
SNR-H02MEW20AA001 | Main Valve Inlet (SNR-H02MEX12AA503) |  | OPERATING | OPERATING | E072 | SNR0-2M0 | F40300002 |  | SNR0
SNR-H02MEW20AA002 | Motor Operated Valve 20VM (SNR-H02MEX12AA101) |  | OPERATING | OPERATING | E072 | SNR0-2E0 | F40300002 |  | SNR0
SNR-H02MEW20AA002-M01 | Motor |  | OPERATING | OPERATING | E072 | SNR0-2E0 | F40300002 |  | SNR0
SNR-H02MEW20AA002KA01 | Valve |  | OPERATING | OPERATING | E072 | SNR0-2M0 | F40300002 |  | SNR0
SNR-H02MEW20AA002MG01 | Gear drive |  | OPERATING | OPERATING | E072 | SNR0-2M0 | F40300002 |  | SNR0
SNR-H02MEW20AA003 | Main Valve Outlet (SNR-H02MEX12AA501) |  | OPERATING | OPERATING | E072 | SNR0-2M0 | F40300002 |  | SNR0
SNR-H02MEW20AA004 | Throttle Valve 827 (SNR-H02MEX12AA051) |  | OPERATING | OPERATING | E072 | SNR0-2M0 | F40300002 |  | SNR0
SNR-H02MEW20BR001 | Pipe Line |  | OPERATING | OPERATING | E072 | SNR0-2M0 | F40300002 |  | SNR0
SNR-H02MEW20CL001 | Water Level Relay for Synchronous Mode (SNR-H02MEA15CL501) |  | OPERATING | OPERATING | E072 | SNR0-2E0 | F40300002 |  | SNR0
SNR-H02MEW20CL001KA01 | Valve Upper (SNR-H02MEA15AA911) |  | OPERATING | OPERATING | E072 | SNR0-2M0 | F40300002 |  | SNR0
SNR-H02MEW20CL001KA02 | Valve Lower (SNR-H02MEA15AA912) |  | OPERATING | OPERATING | E072 | SNR0-2M0 | F40300002 |  | SNR0
SNR-H02MEW20CL001KA03 | Valve Drain |  | OPERATING | OPERATING | E072 | SNR0-2M0 | F40300002 |  | SNR0
SNR-H02MEW20CL001KD01 | Tank |  | OPERATING | OPERATING | E072 | SNR0-2M0 | F40300002 |  | SNR0
SNR-H02MEW20CL001KP01 | Diaphragm (SNR-H02MEA15BP021) |  | OPERATING | OPERATING | E072 | SNR0-2E0 | F40300002 |  | SNR0
SNR-H02MEW20CL001KT01 | Strainer Upper (SNR-H02MEA15AT001) |  | OPERATING | OPERATING | E072 | SNR0-2M0 | F40300002 |  | SNR0
SNR-H02MEW20CL001KT02 | Strainer Lower (SNR-H02MEA15AT002) |  | OPERATING | OPERATING | E072 | SNR0-2M0 | F40300002 |  | SNR0
SNR-H02MEW20CL001QP01 | Draft Tube Level too High (SNR-H02MEA15CL305-S01) |  | OPERATING | OPERATING | E072 | SNR0-2E0 | F40300002 |  | SNR0
SNR-H02MEW20CL001QP02 | Draft Tube Level High-2 (SNR-H02MEA15CL304-S01) |  | OPERATING | OPERATING | E072 | SNR0-2E0 | F40300002 |  | SNR0
SNR-H02MEW20CL001QP03 | Draft Tube Level High-1 (SNR-H02MEA15CL303-S01) |  | OPERATING | OPERATING | E072 | SNR0-2E0 | F40300002 |  | SNR0
SNR-H02MEW20CL001QP04 | Draft Tube Level Low-1 (SNR-H02MEA15CL302-S01) |  | OPERATING | OPERATING | E072 | SNR0-2E0 | F40300002 |  | SNR0
SNR-H02MEW20CL001QP05 | Draft Tube Level Low-2 (SNR-H02MEA15CL301-S01) |  | OPERATING | OPERATING | E072 | SNR0-2E0 | F40300002 |  | SNR0
SNR-H02MEX | Fluid Supply Sys for Control & Protec Eq |  | OPERATING | OPERATING | E072 | SNR0-2M0 | F40300002 |  | SNR0
SNR-H02MEX10 | Fluid Supply for Governor Control |  | OPERATING | OPERATING | E072 | SNR0-2M0 | F40300002 |  | SNR0
SNR-H02MEX10AA001 | Valve for Oil Conditioner (SNR-H02MEX10AA551) |  | OPERATING | OPERATING | E072 | SNR0-2M0 | F40300002 |  | SNR0
SNR-H02MEX10AA002 | Valve for Oil Conditioner (SNR-H02MEX10AA552) |  | OPERATING | OPERATING | E072 | SNR0-2M0 | F40300002 |  | SNR0
SNR-H02MEX10AA003 | Valve Drain for Sump Tank (SNR-H02MEX10AA601) |  | OPERATING | OPERATING | E072 | SNR0-2M0 | F40300002 |  | SNR0
SNR-H02MEX10AA004 | Check Valve (SNR-H02MEX30AA702) |  | OPERATING | OPERATING | E072 | SNR0-2M0 | F40300002 |  | SNR0
SNR-H02MEX10AA005 | Pressure Relief Valve (SNR-H02MEX30AA301) |  | OPERATING | OPERATING | E072 | SNR0-2M0 | F40300002 |  | SNR0
SNR-H02MEX10AA006 | Valve Supply to Heat Exchanger (SNR-H02MEX30AA101) |  | OPERATING | OPERATING | E072 | SNR0-2M0 | F40300002 |  | SNR0
SNR-H02MEX10AA007 | Valve Before Heat Exchanger (SNR-H02MEX30AA102) |  | OPERATING | OPERATING | E072 | SNR0-2M0 | F40300002 |  | SNR0
SNR-H02MEX10AA008 | Valve After Heat Exchanger (SNR-H02MEX30AA103) |  | OPERATING | OPERATING | E072 | SNR0-2M0 | F40300002 |  | SNR0
SNR-H02MEX10AA009 | Non Return Valve (SNR-H02MEX30AA701) |  | OPERATING | OPERATING | E072 | SNR0-2M0 | F40300002 |  | SNR0
SNR-H02MEX10AA010 | Drain Valve (SNR-H02MEX30AA111) |  | OPERATING | OPERATING | E072 | SNR0-2M0 | F40300002 |  | SNR0
SNR-H02MEX10AA011 | Motorize Valve Before Line Filter 1 (SNR-H02MEX30AA601) |  | OPERATING | OPERATING | E072 | SNR0-2M0 | F40300002 |  | SNR0
SNR-H02MEX10AA012 | Motorize Valve Before Line Filter 2 (SNR-H02MEX30AA602) |  | OPERATING | OPERATING | E072 | SNR0-2M0 | F40300002 |  | SNR0
SNR-H02MEX10AA013 | Motorize Valve Before Line Filter 1 (SNR-H02MEX13AA601) |  | OPERATING | OPERATING | E072 | SNR0-2M0 | F40300002 |  | SNR0
SNR-H02MEX10AA014 | Motorize Valve Before Line Filter 2 (SNR-H02MEX13AA602) |  | OPERATING | OPERATING | E072 | SNR0-2M0 | F40300002 |  | SNR0
SNR-H02MEX10AA015 | Check Valve After Line Filter 1 (SNR-H02MEX13AA701) |  | OPERATING | OPERATING | E072 | SNR0-2M0 | F40300002 |  | SNR0
SNR-H02MEX10AA016 | Check Valve After Line Filter 2 (SNR-H02MEX13AA702) |  | OPERATING | OPERATING | E072 | SNR0-2M0 | F40300002 |  | SNR0
SNR-H02MEX10AC001 | Internal Oil Cooler (404) Heat Exchanger (SNR-H02MEX30AH001) |  | OPERATING | OPERATING | E072 | SNR0-2M0 | F40300002 |  | SNR0
SNR-H02MEX10AP001 | ReCirculation Pump (SNR-H02MEX30AP001) |  | OPERATING | OPERATING | E072 | SNR0-2M0 | F40300002 |  | SNR0
SNR-H02MEX10AP002 | Governor OIL Pump NO.A(401A) |  | OPERATING | OPERATING | E072 | SNR0-2M0 | F40300002 |  | SNR0
SNR-H02MEX10AP002-M01 | Motor (88QGMA) |  | OPERATING | OPERATING | E072 | SNR0-2E0 | F40300002 |  | SNR0
SNR-H02MEX10AP002KA02 | Unloader Valve 410A (SNR-H02MEX11AA301) |  | OPERATING | OPERATING | E072 | SNR0-2M0 | F40300002 |  | SNR0
SNR-H02MEX10AP002KA03 | Check Valve (SNR-H02MEX11AA701) |  | OPERATING | OPERATING | E072 | SNR0-2M0 | F40300002 |  | SNR0
SNR-H02MEX10AP002KA04 | Valve Outlet (SNR-H02MEX11AA101) |  | OPERATING | OPERATING | E072 | SNR0-2M0 | F40300002 |  | SNR0
SNR-H02MEX10AP002KP01 | Pump |  | OPERATING | OPERATING | E072 | SNR0-2M0 | F40300002 |  | SNR0
SNR-H02MEX10AP002MK01 | Coupling |  | OPERATING | OPERATING | E072 | SNR0-2M0 | F40300002 |  | SNR0
SNR-H02MEX10AP002QP01 | Pressure of Main pump 1 (SNR-H02MEX11CP501) |  | OPERATING | OPERATING | E072 | SNR0-2E0 | F40300002 |  | SNR0
SNR-H02MEX10AP003 | Governor OIL Pump NO.B(401B) |  | OPERATING | OPERATING | E072 | SNR0-2M0 | F40300002 |  | SNR0
SNR-H02MEX10AP003-M01 | Motor (88QGMB) |  | OPERATING | OPERATING | E072 | SNR0-2E0 | F40300002 |  | SNR0
SNR-H02MEX10AP003KA02 | Unloader Valve 410B (SNR-H02MEX11AA302) |  | OPERATING | OPERATING | E072 | SNR0-2M0 | F40300002 |  | SNR0
SNR-H02MEX10AP003KA03 | Check Valve (SNR-H02MEX11AA702) |  | OPERATING | OPERATING | E072 | SNR0-2M0 | F40300002 |  | SNR0
SNR-H02MEX10AP003KA04 | Valve Outlet (SNR-H02MEX11AA102) |  | OPERATING | OPERATING | E072 | SNR0-2M0 | F40300002 |  | SNR0
SNR-H02MEX10AP003KP01 | Pump |  | OPERATING | OPERATING | E072 | SNR0-2M0 | F40300002 |  | SNR0
SNR-H02MEX10AP003MK01 | Coupling |  | OPERATING | OPERATING | E072 | SNR0-2M0 | F40300002 |  | SNR0
SNR-H02MEX10AP003QP01 | Pressure of Main pump 2 (SNR-H02MEX11CP502) |  | OPERATING | OPERATING | E072 | SNR0-2E0 | F40300002 |  | SNR0
SNR-H02MEX10AT001 | Pressure Line Filter 1 (SNR-H02MEX30AT001) |  | OPERATING | OPERATING | E072 | SNR0-2M0 | F40300002 |  | SNR0
SNR-H02MEX10AT002 | Pressure Line Filter 2 (SNR-H02MEX30AT002) |  | OPERATING | OPERATING | E072 | SNR0-2M0 | F40300002 |  | SNR0
SNR-H02MEX10AT003 | Pressure Line Filter 1 (SNR-H02MEX13AT001) |  | OPERATING | OPERATING | E072 | SNR0-2M0 | F40300002 |  | SNR0
SNR-H02MEX10AT004 | Pressure Line Filter 2 (SNR-H02MEX13AT002) |  | OPERATING | OPERATING | E072 | SNR0-2M0 | F40300002 |  | SNR0
SNR-H02MEX10BB001 | Sump Tank (403) |  | OPERATING | OPERATING | E072 | SNR0-2M0 | F40300002 |  | SNR0
SNR-H02MEX10BN001 | Jockey Oil Pump |  | OPERATING | OPERATING | E072 | SNR0-2M0 | F40300002 |  | SNR0
SNR-H02MEX10BN001-M01 | Motor |  | OPERATING | OPERATING | E072 | SNR0-2E0 | F40300002 |  | SNR0
SNR-H02MEX10BN001KA01 | Unloader Valve (SNR-H02MEX11AA303) |  | OPERATING | OPERATING | E072 | SNR0-2M0 | F40300002 |  | SNR0
SNR-H02MEX10BN001KA02 | Check Valve (SNR-H02MEX11AA703) |  | OPERATING | OPERATING | E072 | SNR0-2M0 | F40300002 |  | SNR0
SNR-H02MEX10BN001KA03 | Valve Outlet (SNR-H02MEX11AA103) |  | OPERATING | OPERATING | E072 | SNR0-2M0 | F40300002 |  | SNR0
SNR-H02MEX10BN001KP01 | Pump |  | OPERATING | OPERATING | E072 | SNR0-2M0 | F40300002 |  | SNR0
SNR-H02MEX10BN001QP01 | Pressure of Jockey pump (SNR-H02MEX11CP503) |  | OPERATING | OPERATING | E072 | SNR0-2E0 | F40300002 |  | SNR0
SNR-H02MEX10CL001 | Turbine OPU Water in Oil Detector (SNR-H02MEX10CL151) |  | OPERATING | OPERATING | E072 | SNR0-2E0 | F40300002 |  | SNR0
SNR-H02MEX10CL001KA01 | Valve Outlet From Sump Tank (SNR-H02MEX10AA201) |  | OPERATING | OPERATING | E072 | SNR0-2M0 | F40300002 |  | SNR0
SNR-H02MEX10CL001KA02 | Valve Inlet to Sump Tank (SNR-H02MEX10AA202) |  | OPERATING | OPERATING | E072 | SNR0-2M0 | F40300002 |  | SNR0
SNR-H02MEX10CL002 | Turbine OPU Oil Tank Level (SNR-H02MEX10CL101-S01) |  | OPERATING | OPERATING | E072 | SNR0-2E0 | F40300002 |  | SNR0
SNR-H02MEX10CL003 | Oil Level Gauge 407 (SNR-H02MEX10CL501) |  | OPERATING | OPERATING | E072 | SNR0-2E0 | F40300002 |  | SNR0
SNR-H02MEX10CP001 | Pressure of Circulating Pump (SNR-H02MEX30CP501) |  | OPERATING | OPERATING | E072 | SNR0-2E0 | F40300002 |  | SNR0
SNR-H02MEX10CP002 | Pressure Differential Switch Filter |  | OPERATING | OPERATING | E072 | SNR0-2E0 | F40300002 |  | SNR0
SNR-H02MEX10CP002-S01 | Turbine OPU Offline Duplex Filter 1 Clogged (SNR-H02MEX30CP201-S01) |  | OPERATING | OPERATING | E072 | SNR0-2E0 | F40300002 |  | SNR0
SNR-H02MEX10CP002-S02 | Turbine OPU Offline Duplex Filter 2 Clogged (SNR-H02MEX30CP202-S01) |  | OPERATING | OPERATING | E072 | SNR0-2E0 | F40300002 |  | SNR0
SNR-H02MEX10CP003 | Pressure Differential Switch Filter |  | OPERATING | OPERATING | E072 | SNR0-2E0 | F40300002 |  | SNR0
SNR-H02MEX10CP003-S01 | Turbine OPU Duplex Filter 1 Clogged (SNR-H02MEX13CP201-S01) |  | OPERATING | OPERATING | E072 | SNR0-2E0 | F40300002 |  | SNR0
SNR-H02MEX10CP003-S02 | Turbine OPU Duplex Filter 2 Clogged (SNR-H02MEX13CP202-S01) |  | OPERATING | OPERATING | E072 | SNR0-2E0 | F40300002 |  | SNR0
SNR-H02MEX10CP004 | Pressure Switch of Servo Valve |  | OPERATING | OPERATING | E072 | SNR0-2E0 | F40300002 |  | SNR0
SNR-H02MEX10CP004-S01 | Servo Valve Oil Pressure too Low Pressure Switch (SNR-H02MEX13CP101-S01) |  | OPERATING | OPERATING | E072 | SNR0-2E0 | F40300002 |  | SNR0
SNR-H02MEX10CP005 | Turbine Air-Oil Tank Pressure Guage (SNR-H02MEX13CP501) |  | OPERATING | OPERATING | E072 | SNR0-2E0 | F40300002 |  | SNR0
SNR-H02MEX10CT001 | Temp Guage Cooler of Turbine Sump Tank (SNR-H02MEX30CT501) |  | OPERATING | OPERATING | E072 | SNR0-2E0 | F40300002 |  | SNR0
SNR-H02MEX10CT002 | Temp Guage of Turbine Sump Tank (SNR-H02MEX10CT501) |  | OPERATING | OPERATING | E072 | SNR0-2E0 | F40300002 |  | SNR0
SNR-H02MEX10CT003 | Turbine OPU Oil Tank Temperature RTD (SNR-H02MEX10CT001) |  | OPERATING | OPERATING | E072 | SNR0-2E0 | F40300002 |  | SNR0
SNR-H02MEX10CT004 | Turbine Sump Tank Temperature Transmitter (SNR-H02MEX10CT001-B01) |  | OPERATING | OPERATING | E072 | SNR0-2E0 | F40300002 |  | SNR0
SNR-H02MEX11 | Governor OIL Pressure Tank (SNR-H02MEX40) |  | OPERATING | OPERATING | E072 | SNR0-2M0 | F40300002 |  | SNR0
SNR-H02MEX11AA001 | Valve Main Supply to Distributing Valve (SNR-H02MEX40AA702) |  | OPERATING | OPERATING | E072 | SNR0-2M0 | F40300002 |  | SNR0
SNR-H02MEX11AA002 | Valve Supply to Pressure Relay (SNR-H02MEX40AA901) |  | OPERATING | OPERATING | E072 | SNR0-2M0 | F40300002 |  | SNR0
SNR-H02MEX11AA003 | Valve Air Supply From Main Air Tank (SNR-H02QEA31AA504) |  | OPERATING | OPERATING | E072 | SNR0-2M0 | F40300002 |  | SNR0
SNR-H02MEX11AA004 | Valve Drain Air (SNR-H02MEX40AA909) |  | OPERATING | OPERATING | E072 | SNR0-2M0 | F40300002 |  | SNR0
SNR-H02MEX11AA005 | Valve Upper Level Indicator (SNR-H02MEX40AA902) |  | OPERATING | OPERATING | E072 | SNR0-2M0 | F40300002 |  | SNR0
SNR-H02MEX11AA006 | Valve Lower Level Indicator (SNR-H02MEX40AA903) |  | OPERATING | OPERATING | E072 | SNR0-2M0 | F40300002 |  | SNR0
SNR-H02MEX11AA007 | Valve to Pressure Gauge I13 (SNR-H02MEX40AA904) |  | OPERATING | OPERATING | E072 | SNR0-2M0 | F40300002 |  | SNR0
SNR-H02MEX11AA008 | Valve Drain Oil to Sump Tank (SNR-H02MEX40AA701) |  | OPERATING | OPERATING | E072 | SNR0-2M0 | F40300002 |  | SNR0
SNR-H02MEX11AA009 | Valve Drain Oil |  | OPERATING | OPERATING | E072 | SNR0-2M0 | F40300002 |  | SNR0
SNR-H02MEX11AA010 | Safety Relief Valve 411 (SNR-H02MEX40AA301) |  | OPERATING | OPERATING | E072 | SNR0-2M0 | F40300002 |  | SNR0
SNR-H02MEX11BB001 | Pressure Tank 402 (SNR-H02MEX40BB001) |  | OPERATING | OPERATING | E072 | SNR0-2M0 | F40300002 |  | SNR0
SNR-H02MEX11BR001 | Pipe Line |  | OPERATING | OPERATING | E072 | SNR0-2M0 | F40300002 |  | SNR0
SNR-H02MEX11CL001 | Oil Level Indicator (SNR-H02MEX40CL501) |  | OPERATING | OPERATING | E072 | SNR0-2E0 | F40300002 |  | SNR0
SNR-H02MEX11CL002 | Oil Level Relay |  | OPERATING | OPERATING | E072 | SNR0-2E0 | F40300002 |  | SNR0
SNR-H02MEX11CL002-S01 | Turbine Air+Oil Tank Level High Alarm (SNR-H02MEX40CL101-S01) |  | OPERATING | OPERATING | E072 | SNR0-2E0 | F40300002 |  | SNR0
SNR-H02MEX11CL002-S02 | Turbine Air+Oil Tank Level For Air Supply On (SNR-H02MEX40CL102-S01) |  | OPERATING | OPERATING | E072 | SNR0-2E0 | F40300002 |  | SNR0
SNR-H02MEX11CL002-S03 | Turbine Air+Oil Tank Level For Air Supply Off (SNR-H02MEX40CL103-S01) |  | OPERATING | OPERATING | E072 | SNR0-2E0 | F40300002 |  | SNR0
SNR-H02MEX11CL002-S04 | Turbine Air+Oil Tank Level Low Alarm (SNR-H02MEX40CL104-S01) |  | OPERATING | OPERATING | E072 | SNR0-2E0 | F40300002 |  | SNR0
SNR-H02MEX11CL002-S05 | Turbine Air+Oil Tank Level too Low (ESD) (SNR-H02MEX40CL105-S01) |  | OPERATING | OPERATING | E072 | SNR0-2E0 | F40300002 |  | SNR0
SNR-H02MEX11CL003 | Oil Level Sensor |  | OPERATING | OPERATING | E072 | SNR0-2E0 | F40300002 |  | SNR0
SNR-H02MEX11CL003-B01 | Turbine Air+Oil Tank Level (SNR-H02MEX40CL001-B01) |  | OPERATING | OPERATING | E072 | SNR0-2E0 | F40300002 |  | SNR0
SNR-H02MEX11CP001 | Turbine Air-Oil Tank Pressure Guage (SNR-H02MEX40CP501) |  | OPERATING | OPERATING | E072 | SNR0-2E0 | F40300002 |  | SNR0
SNR-H02MEX11CP002 | Turbine Start Condition (SNR-H02MEX40CP101-S01) |  | OPERATING | OPERATING | E072 | SNR0-2E0 | F40300002 |  | SNR0
SNR-H02MEX11CP003 | Oil Pressure Low (SNR-H02MEX40CP102-S01) |  | OPERATING | OPERATING | E072 | SNR0-2E0 | F40300002 |  | SNR0
SNR-H02MEX11CP004 | Oil Pressure High / Air Supply Off (SNR-H02MEX40CP103-S01) |  | OPERATING | OPERATING | E072 | SNR0-2E0 | F40300002 |  | SNR0
SNR-H02MEX11CP005 | Main Pump Control (SNR-H02MEX40CP104-S01) |  | OPERATING | OPERATING | E072 | SNR0-2E0 | F40300002 |  | SNR0
SNR-H02MEX11CP006 | Standby Pump Control (SNR-H02MEX40CP105-S01) |  | OPERATING | OPERATING | E072 | SNR0-2E0 | F40300002 |  | SNR0
SNR-H02MEX11CP007 | Pressure Relay |  | OPERATING | OPERATING | E072 | SNR0-2E0 | F40300002 |  | SNR0
SNR-H02MEX11CP007-S01 | Jockey Pump Control (SNR-H02MEX40CP106-S01) |  | OPERATING | OPERATING | E072 | SNR0-2E0 | F40300002 |  | SNR0
SNR-H02MEX11CP007-S02 | Turbine Air-Oil Tank Pressure too Low (SNR-H02MEX40CP107-S01) |  | OPERATING | OPERATING | E072 | SNR0-2E0 | F40300002 |  | SNR0
SNR-H02MEX11CP008 | Turbine Air-Oil Tank Pressure (SNR-H02MEX40CP001-B01) |  | OPERATING | OPERATING | E072 | SNR0-2E0 | F40300002 |  | SNR0
SNR-H02MEX20 | Fluid Supply for Inlet Valve Control (SNR-H02MEX50) |  | OPERATING | OPERATING | E072 | SNR0-2M0 | F40300002 |  | SNR0
SNR-H02MEX20AA001 | Valve for Oil Conditioner (SNR-H02MEX50AA551) |  | OPERATING | OPERATING | E072 | SNR0-2M0 | F40300002 |  | SNR0
SNR-H02MEX20AA002 | Valve for Oil Conditioner (SNR-H02MEX50AA552) |  | OPERATING | OPERATING | E072 | SNR0-2M0 | F40300002 |  | SNR0
SNR-H02MEX20AA003 | Valve Drain (SNR-H02MEX50AA601) |  | OPERATING | OPERATING | E072 | SNR0-2M0 | F40300002 |  | SNR0
SNR-H02MEX20AA004 | Check Valve (SNR-H02MEX35AA702) |  | OPERATING | OPERATING | E072 | SNR0-2M0 | F40300002 |  | SNR0
SNR-H02MEX20AA005 | Pressure Relief Valve (SNR-H02MEX35AA301) |  | OPERATING | OPERATING | E072 | SNR0-2M0 | F40300002 |  | SNR0
SNR-H02MEX20AA006 | Valve Supply to Heat Exchanger (SNR-H02MEX35AA101) |  | OPERATING | OPERATING | E072 | SNR0-2M0 | F40300002 |  | SNR0
SNR-H02MEX20AA007 | Valve Before Heat Exchanger (SNR-H02MEX35AA102) |  | OPERATING | OPERATING | E072 | SNR0-2M0 | F40300002 |  | SNR0
SNR-H02MEX20AA008 | Valve After Heat Exchanger (SNR-H02MEX35AA103) |  | OPERATING | OPERATING | E072 | SNR0-2M0 | F40300002 |  | SNR0
SNR-H02MEX20AA009 | Non Return Valve (SNR-H02MEX35AA701) |  | OPERATING | OPERATING | E072 | SNR0-2M0 | F40300002 |  | SNR0
SNR-H02MEX20AA010 | Drain Valve (SNR-H02MEX35AA111) |  | OPERATING | OPERATING | E072 | SNR0-2M0 | F40300002 |  | SNR0
SNR-H02MEX20AA011 | Motorize Valve Before Line Filter 1 (SNR-H02MEX35AA601) |  | OPERATING | OPERATING | E072 | SNR0-2M0 | F40300002 |  | SNR0
SNR-H02MEX20AA012 | Motorize Valve Before Line Filter 2 (SNR-H02MEX35AA602) |  | OPERATING | OPERATING | E072 | SNR0-2M0 | F40300002 |  | SNR0
SNR-H02MEX20AA013 | Motorize Valve Before Line Filter 1 (SNR-H02MEX53AA101) |  | OPERATING | OPERATING | E072 | SNR0-2M0 | F40300002 |  | SNR0
SNR-H02MEX20AA014 | Motorize Valve Before Line Filter 2 (SNR-H02MEX53AA102) |  | OPERATING | OPERATING | E072 | SNR0-2M0 | F40300002 |  | SNR0
SNR-H02MEX20AA015 | Check Valve After Line Filter 1 (SNR-H02MEX53AA701) |  | OPERATING | OPERATING | E072 | SNR0-2M0 | F40300002 |  | SNR0
SNR-H02MEX20AA016 | Check Valve After Line Filter 2 (SNR-H02MEX53AA702) |  | OPERATING | OPERATING | E072 | SNR0-2M0 | F40300002 |  | SNR0
SNR-H02MEX20AA017 | Safety Relief Valve (SNR-H02MEX53AA011) |  | OPERATING | OPERATING | E072 | SNR0-2M0 | F40300002 |  | SNR0
SNR-H02MEX20AC001 | Internal Oil Cooler (274) Heat Exchanger (SNE-H03MEX35AH001) |  | OPERATING | OPERATING | E072 | SNR0-2M0 | F40300002 |  | SNR0
SNR-H02MEX20AP001 | Inlet Valve Oil Pump (271) (SNR-H02MEX51AP001) |  | OPERATING | OPERATING | E072 | SNR0-2M0 | F40300002 |  | SNR0
SNR-H02MEX20AP001-M01 | Motor (88QVM) |  | OPERATING | OPERATING | E072 | SNR0-2E0 | F40300002 |  | SNR0
SNR-H02MEX20AP001KA02 | Check Valve (SNE-H03MEX51AA701) |  | OPERATING | OPERATING | E072 | SNR0-2M0 | F40300002 |  | SNR0
SNR-H02MEX20AP001KA03 | Valve Outlet (SNE-H03MEX51AA101) |  | OPERATING | OPERATING | E072 | SNR0-2M0 | F40300002 |  | SNR0
SNR-H02MEX20AP001KP01 | Pump (271) |  | OPERATING | OPERATING | E072 | SNR0-2M0 | F40300002 |  | SNR0
SNR-H02MEX20AP001MK01 | Coupling |  | OPERATING | OPERATING | E072 | SNR0-2M0 | F40300002 |  | SNR0
SNR-H02MEX20AP001QP01 | Pressure of Main pump (SNR-H02MEX51CP501) |  | OPERATING | OPERATING | E072 | SNR0-2E0 | F40300002 |  | SNR0
SNR-H02MEX20AP002 | Recirculation Pump (SNR-H02MEX35AP001) |  | OPERATING | OPERATING | E072 | SNR0-2M0 | F40300002 |  | SNR0
SNR-H02MEX20AT001 | Pressure Line Filter 1 (SNR-H02MEX35AT001) |  | OPERATING | OPERATING | E072 | SNR0-2M0 | F40300002 |  | SNR0
SNR-H02MEX20AT002 | Pressure Line Filter 2 (SNR-H02MEX35AT002) |  | OPERATING | OPERATING | E072 | SNR0-2M0 | F40300002 |  | SNR0
SNR-H02MEX20AT003 | Pressure Line Filter 1 (SNR-H02MEX53AT001) |  | OPERATING | OPERATING | E072 | SNR0-2M0 | F40300002 |  | SNR0
SNR-H02MEX20AT004 | Pressure Line Filter 2 (SNR-H02MEX53AT002) |  | OPERATING | OPERATING | E072 | SNR0-2M0 | F40300002 |  | SNR0
SNR-H02MEX20BB001 | Sump Tank (273) (SNR-H02MEX50BB101) |  | OPERATING | OPERATING | E072 | SNR0-2M0 | F40300002 |  | SNR0
SNR-H02MEX20BR001 | Pipe Line |  | OPERATING | OPERATING | E072 | SNR0-2M0 | F40300002 |  | SNR0
SNR-H02MEX20CL001 | MIV OPU Water in Oil Detector (SNR-H02MEX50CL151-S01) |  | OPERATING | OPERATING | E072 | SNR0-2E0 | F40300002 |  | SNR0
SNR-H02MEX20CL001KA01 | Valve Outlet From Sump Tank (SNR-H02MEX50AA201) |  | OPERATING | OPERATING | E072 | SNR0-2M0 | F40300002 |  | SNR0
SNR-H02MEX20CL001KA02 | Valve Inlet to Sump Tank (SNR-H02MEX50AA202) |  | OPERATING | OPERATING | E072 | SNR0-2M0 | F40300002 |  | SNR0
SNR-H02MEX20CL002 | MIV OPU Oil Tank Level (SNR-H02MEX50CL101-S01) |  | OPERATING | OPERATING | E072 | SNR0-2E0 | F40300002 |  | SNR0
SNR-H02MEX20CL003 | Oil Level Gauge (279) (SNR-H02MEX50AA101) |  | OPERATING | OPERATING | E072 | SNR0-2E0 | F40300002 |  | SNR0
SNR-H02MEX20CP001 | Pressure of Circulating Pump (SNR-H02MEX35CP501) |  | OPERATING | OPERATING | E072 | SNR0-2E0 | F40300002 |  | SNR0
SNR-H02MEX20CP002 | Return Line Filter |  | OPERATING | OPERATING | E072 | SNR0-2E0 | F40300002 |  | SNR0
SNR-H02MEX20CP002-S01 | MIV OPU Offline Duplex Filter 1 Clogged (SNR-H02MEX35CP201-S01) |  | OPERATING | OPERATING | E072 | SNR0-2E0 | F40300002 |  | SNR0
SNR-H02MEX20CP002-S02 | MIV OPU Offline Duplex Filter 2 Clogged (SNR-H02MEX35CP202-S01) |  | OPERATING | OPERATING | E072 | SNR0-2E0 | F40300002 |  | SNR0
SNR-H02MEX20CP003 | High Pressure Filter |  | OPERATING | OPERATING | E072 | SNR0-2E0 | F40300002 |  | SNR0
SNR-H02MEX20CP003-S01 | MIV OPU Duplex Filter 1 Clogged (SNR-H02MEX53CP201-S01) |  | OPERATING | OPERATING | E072 | SNR0-2E0 | F40300002 |  | SNR0
SNR-H02MEX20CP003-S02 | MIV OPU Duplex Filter 2 Clogged (SNR-H02MEX53CP202-S01) |  | OPERATING | OPERATING | E072 | SNR0-2E0 | F40300002 |  | SNR0
SNR-H02MEX20CP004 | Inlet Valve Diff. Pressure |  | OPERATING | OPERATING | E072 | SNR0-2E0 | F40300002 |  | SNR0
SNR-H02MEX20CP004-S01 | Inlet Valve Diff. Pressure Balanced Switch (SNR-H02MEX10CP301-S01) |  | OPERATING | OPERATING | E072 | SNR0-2E0 | F40300002 |  | SNR0
SNR-H02MEX20CT001 | Temp Guage Cooler of MIV Sump Tank(SNR-H02MEX35CT501) |  | OPERATING | OPERATING | E072 | SNR0-2E0 | F40300002 |  | SNR0
SNR-H02MEX20CT002 | Temp Guage of MIV Sump Tank (SNR-H02MEX50CT501) |  | OPERATING | OPERATING | E072 | SNR0-2E0 | F40300002 |  | SNR0
SNR-H02MEX20CT003 | MIV OPU Oil Tank Temperature RTD (SNR-H02MEX50CT001) |  | OPERATING | OPERATING | E072 | SNR0-2E0 | F40300002 |  | SNR0
SNR-H02MEX20CT004 | MIV Sump Tank Temperature Transmitter (SNR-H02MEX50CT001-B01) |  | OPERATING | OPERATING | E072 | SNR0-2E0 | F40300002 |  | SNR0
SNR-H02MEX21 | Inlet Valve Oil Pressure Tank (SNR-H02MEX60) |  | OPERATING | OPERATING | E072 | SNR0-2M0 | F40300002 |  | SNR0
SNR-H02MEX21AA001 | Valve to Hydraulic Oil Distribution Valve (SNR-H02MEX60AA152) |  | OPERATING | OPERATING | E072 | SNR0-2M0 | F40300002 |  | SNR0
SNR-H02MEX21AA002 | Valve Supply to Pressure Relay (SNR-H02MEX60AA128) |  | OPERATING | OPERATING | E072 | SNR0-2M0 | F40300002 |  | SNR0
SNR-H02MEX21AA003 | Valve Air Supply From Main Air Tank (SNR-H02QEA21AA504) |  | OPERATING | OPERATING | E072 | SNR0-2M0 | F40300002 |  | SNR0
SNR-H02MEX21AA004 | Valve Drain Air (SNR-H02MEX60AA601) |  | OPERATING | OPERATING | E072 | SNR0-2M0 | F40300002 |  | SNR0
SNR-H02MEX21AA005 | Valve Upper Level Indicator (SNR-H02MEX60AA101) |  | OPERATING | OPERATING | E072 | SNR0-2M0 | F40300002 |  | SNR0
SNR-H02MEX21AA006 | Valve Lower Level Indicator (SNR-H02MEX60AA102) |  | OPERATING | OPERATING | E072 | SNR0-2M0 | F40300002 |  | SNR0
SNR-H02MEX21AA007 | Valve to Pressure Gauge (I14) (SNR-H02MEX60AA129) |  | OPERATING | OPERATING | E072 | SNR0-2M0 | F40300002 |  | SNR0
SNR-H02MEX21AA008 | Valve Drain Oil to Sump Tank (SNR-H02MEX60AA151) |  | OPERATING | OPERATING | E072 | SNR0-2M0 | F40300002 |  | SNR0
SNR-H02MEX21AA009 | Valve Drain Oil |  | OPERATING | OPERATING | E072 | SNR0-2M0 | F40300002 |  | SNR0
SNR-H02MEX21AA010 | Safety Relief Valve (276) (SNR-H02MEX60AA321) |  | OPERATING | OPERATING | E072 | SNR0-2M0 | F40300002 |  | SNR0
SNR-H02MEX21AA011 | Float Valve (295) (SNR-H02MEX60AA301) |  | OPERATING | OPERATING | E072 | SNR0-2M0 | F40300002 |  | SNR0
SNR-H02MEX21BB001 | Pressure Tank (SNR-H02MEX60BB001) |  | OPERATING | OPERATING | E072 | SNR0-2M0 | F40300002 |  | SNR0
SNR-H02MEX21BR001 | Pipe Line |  | OPERATING | OPERATING | E072 | SNR0-2M0 | F40300002 |  | SNR0
SNR-H02MEX21CL001 | Oil Level Indicator (SNR-H02MEX60CL501) |  | OPERATING | OPERATING | E072 | SNR0-2E0 | F40300002 |  | SNR0
SNR-H02MEX21CL002 | Oil Level Relay |  | OPERATING | OPERATING | E072 | SNR0-2E0 | F40300002 |  | SNR0
SNR-H02MEX21CL002-S01 | MIV Air+Oil Tank Level High Alarm (SNR-H02MEX60CL101-S01) |  | OPERATING | OPERATING | E072 | SNR0-2E0 | F40300002 |  | SNR0
SNR-H02MEX21CL002-S02 | MIV Air+Oil Tank Level for Air Supply On (SNR-H02MEX60CL102-S01) |  | OPERATING | OPERATING | E072 | SNR0-2E0 | F40300002 |  | SNR0
SNR-H02MEX21CL002-S03 | MIV Air+Oil Tank Level for Air Supply Off (SNR-H02MEX60CL103-S01) |  | OPERATING | OPERATING | E072 | SNR0-2E0 | F40300002 |  | SNR0
SNR-H02MEX21CL002-S04 | MIV Air+Oil Tank Level Low Alarm (SNR-H02MEX60CL104-S01) |  | OPERATING | OPERATING | E072 | SNR0-2E0 | F40300002 |  | SNR0
SNR-H02MEX21CL002-S05 | MIV Air+Oil Tank Level too Low Alarm (ESD) (SNR-H02MEX60CL105-S01) |  | OPERATING | OPERATING | E072 | SNR0-2E0 | F40300002 |  | SNR0
SNR-H02MEX21CL003 | Oil Level Sensor |  | OPERATING | OPERATING | E072 | SNR0-2E0 | F40300002 |  | SNR0
SNR-H02MEX21CL003-B01 | MIV Air+Oil Tank Level (SNR-H02MEX60CL001-B01) |  | OPERATING | OPERATING | E072 | SNR0-2E0 | F40300002 |  | SNR0
SNR-H02MEX21CP001 | MIV Air-Oil Tank Pressure Guage (SNR-H02MEX60CP501) |  | OPERATING | OPERATING | E072 | SNR0-2E0 | F40300002 |  | SNR0
SNR-H02MEX21CP002 | INV. OIL Pressure Tank Ok (SNR-H02MEX60CP101-S01) |  | OPERATING | OPERATING | E072 | SNR0-2E0 | F40300002 |  | SNR0
SNR-H02MEX21CP003 | INV. Oil Pressure Low Alarm (SNR-H02MEX60CP102-S01) |  | OPERATING | OPERATING | E072 | SNR0-2E0 | F40300002 |  | SNR0
SNR-H02MEX21CP004 | Oil Preesure High / Air Supply Off (SNR-H02MEX60CP103-S01) |  | OPERATING | OPERATING | E072 | SNR0-2E0 | F40300002 |  | SNR0
SNR-H02MEX21CP005 | Oil Pump Control (SNR-H02MEX60CP104-S01) |  | OPERATING | OPERATING | E072 | SNR0-2E0 | F40300002 |  | SNR0
SNR-H02MEX21CP006 | Pressure Relay |  | OPERATING | OPERATING | E072 | SNR0-2E0 | F40300002 |  | SNR0
SNR-H02MEX21CP006-S01 | Oil Pressure too Low Emergency Shutdown (ESD) (SNR-H02MEX60CP105-S01) |  | OPERATING | OPERATING | E072 | SNR0-2E0 | F40300002 |  | SNR0
SNR-H02MEX21CP006-S02 | Oil Pressure too Low Emergency Shutdown (ESD) (SNR-H02MEX53CP101-S01) |  | OPERATING | OPERATING | E072 | SNR0-2E0 | F40300002 |  | SNR0
SNR-H02MEX21CP007 | MIV Air-Oil Tank Pressure (SNR-H02MEX60CP001-B01) |  | OPERATING | OPERATING | E072 | SNR0-2E0 | F40300002 |  | SNR0
SNR-H02MEX21CP008 | MIV Air-Oil Tank Pressure Guage (SNR-H02MEX53CP501) |  | OPERATING | OPERATING | E072 | SNR0-2E0 | F40300002 |  | SNR0
SNR-H02MEX30 | Leakage Oil Supply (SNR-H02MEX80) |  | OPERATING | OPERATING | E072 | SNR0-2M0 | F40300002 |  | SNR0
SNR-H02MEX30AA001 | Check Valve (SNR-H02MEX80AA701) |  | OPERATING | OPERATING | E072 | SNR0-2M0 | F40300002 |  | SNR0
SNR-H02MEX30AA002 | Safety Relief Valve (SNR-H02MEX80AA301) |  | OPERATING | OPERATING | E072 | SNR0-2M0 | F40300002 |  | SNR0
SNR-H02MEX30AA003 | Motorize Valve Before Line Filter 1 (SNR-H02MEX80AA101) |  | OPERATING | OPERATING | E072 | SNR0-2M0 | F40300002 |  | SNR0
SNR-H02MEX30AA004 | Motorize Valve Before Line Filter 2 (SNR-H02MEX80AA102) |  | OPERATING | OPERATING | E072 | SNR0-2M0 | F40300002 |  | SNR0
SNR-H02MEX30AA005 | Check Valve After Line Filter 1 (SNR-H02MEX80AA702) |  | OPERATING | OPERATING | E072 | SNR0-2M0 | F40300002 |  | SNR0
SNR-H02MEX30AA006 | Check Valve After Line Filter 2 (SNR-H02MEX80AA703) |  | OPERATING | OPERATING | E072 | SNR0-2M0 | F40300002 |  | SNR0
SNR-H02MEX30AA007 | Valve Drain Oil (SNR-H02MEX80AA601) |  | OPERATING | OPERATING | E072 | SNR0-2M0 | F40300002 |  | SNR0
SNR-H02MEX30AA008 | Valve Drain Oil (SNR-H02MEX80AA602) |  | OPERATING | OPERATING | E072 | SNR0-2M0 | F40300002 |  | SNR0
SNR-H02MEX30AP001 | Leaked Oil Pump (481) (SNR-H02MEX80AP001) |  | OPERATING | OPERATING | E072 | SNR0-2M0 | F40300002 |  | SNR0
SNR-H02MEX30AT001 | Strainer Line Filter 1 (SNR-H02MEX80AT001) |  | OPERATING | OPERATING | E072 | SNR0-2M0 | F40300002 |  | SNR0
SNR-H02MEX30AT002 | Line fillter 2 (SNR-H02MEX80AT002) |  | OPERATING | OPERATING | E072 | SNR0-2M0 | F40300002 |  | SNR0
SNR-H02MEX30AT003 | Air Breather (SNR-H02MEX80AT021) |  | OPERATING | OPERATING | E072 | SNR0-2M0 | F40300002 |  | SNR0
SNR-H02MEX30BB001 | Sump Tank (482) (SNR-H02MEX80BB001) |  | OPERATING | OPERATING | E072 | SNR0-2M0 | F40300002 |  | SNR0
SNR-H02MEX30BR001 | Pipe Line |  | OPERATING | OPERATING | E072 | SNR0-2M0 | F40300002 |  | SNR0
SNR-H02MEX30CL001 | Leakage Oil Tank Level (SNR-H02MEX80CL101-S01) |  | OPERATING | OPERATING | E072 | SNR0-2E0 | F40300002 |  | SNR0
SNR-H02MEX30CL002 | Oil Level Gauge (485) (SNR-H02MEX80CL501) |  | OPERATING | OPERATING | E072 | SNR0-2E0 | F40300002 |  | SNR0
SNR-H02MEX30CP001 | Pressure Oil Outlet To MIV Sump Tank (SNR-H02MEX80CP501) |  | OPERATING | OPERATING | E072 | SNR0-2E0 | F40300002 |  | SNR0
SNR-H02MEX30CP002 | Pressure Differential Filter |  | OPERATING | OPERATING | E072 | SNR0-2E0 | F40300002 |  | SNR0
SNR-H02MEX30CP002-S01 | OPU Leakage Unit Offline Duplex Filter 1 Clogged (SNR-H02MEX80CP201-S01) |  | OPERATING | OPERATING | E072 | SNR0-2E0 | F40300002 |  | SNR0
SNR-H02MEX30CP002-S02 | OPU Leakage Unit Offline Duplex Filter 2 Clogged (SNR-H02MEX80CP202-S01) |  | OPERATING | OPERATING | E072 | SNR0-2E0 | F40300002 |  | SNR0
SNR-H02MEX50 | Turbine Control (SNR-H02MEX15) |  | OPERATING | OPERATING | E072 | SNR0-2M0 | F40300002 |  | SNR0
SNR-H02MEX50AA001 | Main Supply Valve (SNR-H02MEX13AA111) |  | OPERATING | OPERATING | E072 | SNR0-2M0 | F40300002 |  | SNR0
SNR-H02MEX50AA002 | Logic Cartridge Valve (SNR-H02MEX15AA061) |  | OPERATING | OPERATING | E072 | SNR0-2M0 | F40300002 |  | SNR0
SNR-H02MEX50AA002-S01 | Limit Switch (SNR-H02MEX15CG061-S01) |  | OPERATING | OPERATING | E072 | SNR0-2E0 | F40300002 |  | SNR0
SNR-H02MEX50AA003 | 3/2 Detent Valve (SNR-H02MEX15AA001) |  | OPERATING | OPERATING | E072 | SNR0-2M0 | F40300002 |  | SNR0
SNR-H02MEX50AA004 | Minimesh Coupling (SNR-H02MEX20AA703) |  | OPERATING | OPERATING | E072 | SNR0-2M0 | F40300002 |  | SNR0
SNR-H02MEX50AA005 | Minimesh Coupling (SNR-H02MEX20AA704) |  | OPERATING | OPERATING | E072 | SNR0-2M0 | F40300002 |  | SNR0
SNR-H02MEX50AA006 | Minimesh Coupling (SNR-H02MEX20AA705) |  | OPERATING | OPERATING | E072 | SNR0-2M0 | F40300002 |  | SNR0
SNR-H02MEX51 | Actuator (701) (SNR-H02MEX20) |  | OPERATING | OPERATING | E072 | SNR0-2M0 | F40300002 |  | SNR0
SNR-H02MEX51AA001 | Actuator (701) (SNR-H02MEX20AA011) |  | OPERATING | OPERATING | E072 | SNR0-2M0 | F40300002 |  | SNR0
SNR-H02MEX51BP001 | Orifice (SNR-H02MEX20BP011) |  | OPERATING | OPERATING | E072 | SNR0-2M0 | F40300002 |  | SNR0
SNR-H02MEX51BP002 | Orifice (SNR-H02MEX20BP012) |  | OPERATING | OPERATING | E072 | SNR0-2M0 | F40300002 |  | SNR0
SNR-H02MEX51BP003 | Orifice (SNR-H02MEX20BP013) |  | OPERATING | OPERATING | E072 | SNR0-2M0 | F40300002 |  | SNR0
SNR-H02MEX51BP004 | Orifice (SNR-H02MEX20BP014) |  | OPERATING | OPERATING | E072 | SNR0-2M0 | F40300002 |  | SNR0
SNR-H02MEX52 | Distributing Valve 720 (SNR-H02MEX20) |  | OPERATING | OPERATING | E072 | SNR0-2M0 | F40300002 |  | SNR0
SNR-H02MEX52AA001 | Distributing Valve (SNR-H02MEX20AA010) |  | OPERATING | OPERATING | E072 | SNR0-2M0 | F40300002 |  | SNR0
SNR-H02MEX52AA002 | Minimesh Coupling (SNR-H02MEX20AA700) |  | OPERATING | OPERATING | E072 | SNR0-2M0 | F40300002 |  | SNR0
SNR-H02MEX52AA003 | Minimesh Coupling (SNR-H02MEX20AA701) |  | OPERATING | OPERATING | E072 | SNR0-2M0 | F40300002 |  | SNR0
SNR-H02MEX52AA004 | Minimesh Coupling (SNR-H02MEX20AA702) |  | OPERATING | OPERATING | E072 | SNR0-2M0 | F40300002 |  | SNR0
SNR-H02MEX52AA005 | Emergency Start/Stop Valve (Sc) (SNR-H02MEX20AA101) |  | OPERATING | OPERATING | E072 | SNR0-2M0 | F40300002 |  | SNR0
SNR-H02MEX52AA006 | Emergency Safety Valve (S65Q) (SNR-H02MEX20AA102) |  | OPERATING | OPERATING | E072 | SNR0-2M0 | F40300002 |  | SNR0
SNR-H02MEX52BP001 | Orifice (SNR-H02MEX20BP001) |  | OPERATING | OPERATING | E072 | SNR0-2M0 | F40300002 |  | SNR0
SNR-H02MEX52BP002 | Orifice (SNR-H02MEX20BP002) |  | OPERATING | OPERATING | E072 | SNR0-2M0 | F40300002 |  | SNR0
SNR-H02MEX53 | G/V Servomotor |  | OPERATING | OPERATING | E072 | SNR0-2M0 | F40300002 |  | SNR0
SNR-H02MEX53AU001 | G/V Servomotor 710A |  | OPERATING | OPERATING | E072 | SNR0-2M0 | F40300002 |  | SNR0
SNR-H02MEX53AU001KA01 | Flow Control Valve 718A |  | OPERATING | OPERATING | E072 | SNR0-2M0 | F40300002 |  | SNR0
SNR-H02MEX53AU001KA02 | Check Valve |  | OPERATING | OPERATING | E072 | SNR0-2M0 | F40300002 |  | SNR0
SNR-H02MEX53AU001MS01 | Servomotor |  | OPERATING | OPERATING | E072 | SNR0-2M0 | F40300002 |  | SNR0
SNR-H02MEX53AU001QP01 | Pressure Gauge |  | OPERATING | OPERATING | E072 | SNR0-2E0 | F40300002 |  | SNR0
SNR-H02MEX53AU001QP02 | Pressure Gauge |  | OPERATING | OPERATING | E072 | SNR0-2E0 | F40300002 |  | SNR0
SNR-H02MEX53AU002 | G/V Servomotor 710B |  | OPERATING | OPERATING | E072 | SNR0-2M0 | F40300002 |  | SNR0
SNR-H02MEX53AU002KA01 | Flow Control Valve 718B |  | OPERATING | OPERATING | E072 | SNR0-2M0 | F40300002 |  | SNR0
SNR-H02MEX53AU002KA02 | Check Valve |  | OPERATING | OPERATING | E072 | SNR0-2M0 | F40300002 |  | SNR0
SNR-H02MEX53AU002MS01 | Servomotor |  | OPERATING | OPERATING | E072 | SNR0-2M0 | F40300002 |  | SNR0
SNR-H02MEX53AU002QP01 | Pressure Gauge |  | OPERATING | OPERATING | E072 | SNR0-2E0 | F40300002 |  | SNR0
SNR-H02MEX53AU002QP02 | Pressure Gauge |  | OPERATING | OPERATING | E072 | SNR0-2E0 | F40300002 |  | SNR0
SNR-H02MEX53BR001 | Pipe Line |  | OPERATING | OPERATING | E072 | SNR0-2M0 | F40300002 |  | SNR0
SNR-H02MEX54 | Return Mechanism |  | OPERATING | OPERATING | E072 | SNR0-2M0 | F40300002 |  | SNR0
SNR-H02MEX54AE001 | Return Mechanism |  | OPERATING | OPERATING | E072 | SNR0-2M0 | F40300002 |  | SNR0
SNR-H02MEX54AE001-B01 | G/V Servo Position Transmitter (GPT) |  | OPERATING | OPERATING | E072 | SNR0-2E0 | F40300002 |  | SNR0
SNR-H02MEX54AE001-B02 | G/V Servo Position Transmitter (GPT) |  | OPERATING | OPERATING | E072 | SNR0-2E0 | F40300002 |  | SNR0
SNR-H02MEX60 | Inlet Valve Control (SNR-H02MEX54) |  | OPERATING | OPERATING | E072 | SNR0-2E0 | F40300002 |  | SNR0
SNR-H02MEX60AA001 | Valve Inlet From I/V Pressure Tank (SNR-H02MEX53AA111) |  | OPERATING | OPERATING | E072 | SNR0-2M0 | F40300002 |  | SNR0
SNR-H02MEX60AA002 | Valve 4/2 Inlet Valve Control (SNR-H02MEX54AA021) |  | OPERATING | OPERATING | E072 | SNR0-2M0 | F40300002 |  | SNR0
SNR-H02MEX60AA002-S01 | Limit Switch (SNR-H02MEX54CG021-S01) |  | OPERATING | OPERATING | E072 | SNR0-2E0 | F40300002 |  | SNR0
SNR-H02MEX60AA003 | Valve 4/2 Inlet Valve Control (SNR-H02MEX54AA022) |  | OPERATING | OPERATING | E072 | SNR0-2M0 | F40300002 |  | SNR0
SNR-H02MEX60AA003-S01 | Limit Switch (SNR-H02MEX54CG022-S01) |  | OPERATING | OPERATING | E072 | SNR0-2E0 | F40300002 |  | SNR0
SNR-H02MEX60AA004 | Valve 4/2 Hydraulic Control (SNR-H02MEX54AA023) |  | OPERATING | OPERATING | E072 | SNR0-2M0 | F40300002 |  | SNR0
SNR-H02MEX60AA004-S01 | Limit Switch (SNR-H02MEX54CG023-S01) |  | OPERATING | OPERATING | E072 | SNR0-2E0 | F40300002 |  | SNR0
SNR-H02MEX60AA005 | 3 Ways Valve (SNR-H02MEX54AA024) |  | OPERATING | OPERATING | E072 | SNR0-2M0 | F40300002 |  | SNR0
SNR-H02MEX60AA005-S01 | Limit Switch (SNR-H02MEX54CG024-S01) |  | OPERATING | OPERATING | E072 | SNR0-2E0 | F40300002 |  | SNR0
SNR-H02MEX60AA006 | Valve 4/2 Bypass Valve Control (SNR-H02MEX54AA031) |  | OPERATING | OPERATING | E072 | SNR0-2M0 | F40300002 |  | SNR0
SNR-H02MEX60AU001 | I/V Servomotor (210) |  | OPERATING | OPERATING | E072 | SNR0-2M0 | F40300002 |  | SNR0
SNR-H02MEX60AU001KA01 | Flow Control Valve 235A |  | OPERATING | OPERATING | E072 | SNR0-2M0 | F40300002 |  | SNR0
SNR-H02MEX60AU001KA02 | Flow Control Valve 235B |  | OPERATING | OPERATING | E072 | SNR0-2M0 | F40300002 |  | SNR0
SNR-H02MEX60AU001MU01 | Servomotor |  | OPERATING | OPERATING | E072 | SNR0-2M0 | F40300002 |  | SNR0
SNR-H02MEX60BR001 | Pipe Line |  | OPERATING | OPERATING | E072 | SNR0-2M0 | F40300002 |  | SNR0
SNR-H02MEY | Turbine Control and Protection Equipment |  | OPERATING | OPERATING | E072 | SNR0-2M0 | F40300002 |  | SNR0
SNR-H02MEY10 | Governor&Turbine Control |  | OPERATING | OPERATING | E072 | SNR0-2E0 | F40300002 |  | SNR0
SNR-H02MEY10GH100 | PNL. Turbine Control Cubicle |  | OPERATING | OPERATING | E072 | SNR0-2E0 | F40300002 |  | SNR0
SNR-H02MEY10GH100-B01 | Speed Sensing for Creep Detection (SNR-H02MEY40CS001-B01) |  | OPERATING | OPERATING | E072 | SNR0-2E0 | F40300002 |  | SNR0
SNR-H02MEY10GH100-B02 | Speed Sensing for Governor Control Feedback 1 (SNR-H02MEY40CS002-B01) |  | OPERATING | OPERATING | E072 | SNR0-2E0 | F40300002 |  | SNR0
SNR-H02MEY10GH100-B03 | Speed Sensing for Governor Control Feedback 2 (SNR-H02MEY40CS003-B01) |  | OPERATING | OPERATING | E072 | SNR0-2E0 | F40300002 |  | SNR0
SNR-H02MEY10GH100-B04 | Speed Sensing for DCS (SNR-H02MEY40CS004-B01) |  | OPERATING | OPERATING | E072 | SNR0-2E0 | F40300002 |  | SNR0
SNR-H02MEY10GH100-B05 | Speed Sensing for Speed Relay/Protection (SNR-H02MEY40CS005-B01) |  | OPERATING | OPERATING | E072 | SNR0-2E0 | F40300002 |  | SNR0
SNR-H02MEY10GH100-B06 | Speed Sensing TB (SNR-H02MEA20GH001) |  | OPERATING | OPERATING | E072 | SNR0-2E0 | F40300002 |  | SNR0
SNR-H02MEY10GH100-B07 | GV Feedback Junction Box (SNR-H02MEA20GH001) |  | OPERATING | OPERATING | E072 | SNR0-2E0 | F40300002 |  | SNR0
SNR-H02MEY10GH100-B08 | Guide Vane Position Feedback Tranducer 1 (SNR-H02MEA20CG001-B01) |  | OPERATING | OPERATING | E072 | SNR0-2E0 | F40300002 |  | SNR0
SNR-H02MEY10GH100-B09 | Guide Vane Position Feedback Tranducer 2 (SNR-H02MEA20CG002-B01) |  | OPERATING | OPERATING | E072 | SNR0-2E0 | F40300002 |  | SNR0
SNR-H02MEY10GH101 | PNL. Actuator Cubicle |  | OPERATING | OPERATING | E072 | SNR0-2M0 | F40300002 |  | SNR0
SNR-H02MEY10GH102 | PNL. Governor Panel (SNR-H02MKY10GH010+03MKY10) |  | OPERATING | OPERATING | E072 | SNR0-2M0 | F40300002 |  | SNR0
SNR-H02MK | Generator Plant System |  | OPERATING | OPERATING | E072 | SNR0-2M0 | F40300002 |  | SNR0
SNR-H02MKA | Generator |  | OPERATING | OPERATING | E072 | SNR0-2M0 | F40300002 |  | SNR0
SNR-H02MKA10 | Main Shaft |  | OPERATING | OPERATING | E072 | SNR0-2M0 | F40300002 |  | SNR0
SNR-H02MKA10AU101 | Coupling Bolts Gen. Shaft & Tur. Shaft N0.1 |  | OPERATING | OPERATING | E072 | SNR0-2M0 | F40300002 |  | SNR0
SNR-H02MKA10AU102 | Coupling Bolts Gen. Shaft & Tur. Shaft N0.2 |  | OPERATING | OPERATING | E072 | SNR0-2M0 | F40300002 |  | SNR0
SNR-H02MKA10AU103 | Coupling Bolts Gen. Shaft & Tur. Shaft N0.3 |  | OPERATING | OPERATING | E072 | SNR0-2M0 | F40300002 |  | SNR0
SNR-H02MKA10AU104 | Coupling Bolts Gen. Shaft & Tur. Shaft N0.4 |  | OPERATING | OPERATING | E072 | SNR0-2M0 | F40300002 |  | SNR0
SNR-H02MKA10AU105 | Coupling Bolts Gen. Shaft & Tur. Shaft N0.5 |  | OPERATING | OPERATING | E072 | SNR0-2M0 | F40300002 |  | SNR0
SNR-H02MKA10AU106 | Coupling Bolts Gen. Shaft & Tur. Shaft N0.6 |  | OPERATING | OPERATING | E072 | SNR0-2M0 | F40300002 |  | SNR0
SNR-H02MKA10AU107 | Coupling Bolts Gen. Shaft & Tur. Shaft N0.7 |  | OPERATING | OPERATING | E072 | SNR0-2M0 | F40300002 |  | SNR0
SNR-H02MKA10AU108 | Coupling Bolts Gen. Shaft & Tur. Shaft N0.8 |  | OPERATING | OPERATING | E072 | SNR0-2M0 | F40300002 |  | SNR0
SNR-H02MKA10AU109 | Coupling Bolts Gen. Shaft & Tur. Shaft N0.9 |  | OPERATING | OPERATING | E072 | SNR0-2M0 | F40300002 |  | SNR0
SNR-H02MKA10AU110 | Coupling Bolts Gen. Shaft & Tur. Shaft N0.10 |  | OPERATING | OPERATING | E072 | SNR0-2M0 | F40300002 |  | SNR0
SNR-H02MKA10AU111 | Coupling Bolts Gen. Shaft & Tur. Shaft N0.11 |  | OPERATING | OPERATING | E072 | SNR0-2M0 | F40300002 |  | SNR0
SNR-H02MKA10AU112 | Coupling Bolts Gen. Shaft & Tur. Shaft N0.12 |  | OPERATING | OPERATING | E072 | SNR0-2M0 | F40300002 |  | SNR0
SNR-H02MKA10AU113 | Coupling Bolts Gen. Shaft & Tur. Shaft N0.13 |  | OPERATING | OPERATING | E072 | SNR0-2M0 | F40300002 |  | SNR0
SNR-H02MKA10AU114 | Coupling Bolts Gen. Shaft & Tur. Shaft N0.14 |  | OPERATING | OPERATING | E072 | SNR0-2M0 | F40300002 |  | SNR0
SNR-H02MKA10AU115 | Coupling Bolts Gen. Shaft & Tur. Shaft N0.15 |  | OPERATING | OPERATING | E072 | SNR0-2M0 | F40300002 |  | SNR0
SNR-H02MKA10AU116 | Coupling Bolts Gen. Shaft & Tur. Shaft N0.16 |  | OPERATING | OPERATING | E072 | SNR0-2M0 | F40300002 |  | SNR0
SNR-H02MKA10AU117 | Coupling Bolts Gen. Shaft & Tur. Shaft No.17 |  | OPERATING | OPERATING | E072 | SNR0-2M0 | F40300002 |  | SNR0
SNR-H02MKA10AU118 | Coupling Bolts Gen. Shaft & Tur. Shaft No.18 |  | OPERATING | OPERATING | E072 | SNR0-2M0 | F40300002 |  | SNR0
SNR-H02MKA10HB001 | Gen. Shaft |  | OPERATING | OPERATING | E072 | SNR0-2M0 | F40300002 |  | SNR0
SNR-H02MKA10HB001-F01 | Rotor Earth Brush (SNR-H02MKA40CE602) |  | OPERATING | OPERATING | E072 | SNR0-2E0 | F40300002 |  | SNR0
SNR-H02MKA10HB001-T01 | Shaft Current Transformer (SNR-H02MKA40CE601) |  | OPERATING | OPERATING | E072 | SNR0-2E0 | F40300002 |  | SNR0
SNR-H02MKA10HB002 | Thrust Runner |  | OPERATING | OPERATING | E072 | SNR0-2M0 | F40300002 |  | SNR0
SNR-H02MKA10HB003 | Tubular Shaft / Air Admission Pipe |  | OPERATING | OPERATING | E072 | SNR0-2M0 | F40300002 |  | SNR0
SNR-H02MKA10HB003MK01 | Coupling for Upper Shaft N0.1 |  | OPERATING | OPERATING | E072 | SNR0-2M0 | F40300002 |  | SNR0
SNR-H02MKA10HB003MK02 | Coupling for Upper Shaft N0.2 |  | OPERATING | OPERATING | E072 | SNR0-2M0 | F40300002 |  | SNR0
SNR-H02MKA10HB003MK03 | Coupling for Upper Shaft N0.3 |  | OPERATING | OPERATING | E072 | SNR0-2M0 | F40300002 |  | SNR0
SNR-H02MKA10HB003MK04 | Coupling for Upper Shaft N0.4 |  | OPERATING | OPERATING | E072 | SNR0-2M0 | F40300002 |  | SNR0
SNR-H02MKA10HB003MK05 | Coupling for Upper Shaft N0.5 |  | OPERATING | OPERATING | E072 | SNR0-2M0 | F40300002 |  | SNR0
SNR-H02MKA10HB003MK06 | Coupling for Upper Shaft N0.6 |  | OPERATING | OPERATING | E072 | SNR0-2M0 | F40300002 |  | SNR0
SNR-H02MKA20 | Rotor |  | OPERATING | OPERATING | E072 | SNR0-2E0 | F40300002 |  | SNR0
SNR-H02MKA20AG001 | Laminated Rim |  | OPERATING | OPERATING | E072 | SNR0-2M0 | F40300002 |  | SNR0
SNR-H02MKA20AN001 | Fan NDE |  | OPERATING | OPERATING | E072 | SNR0-2M0 | F40300002 |  | SNR0
SNR-H02MKA20AN002 | Fan DE |  | OPERATING | OPERATING | E072 | SNR0-2M0 | F40300002 |  | SNR0
SNR-H02MKA20AU101 | Coupling Bolts Gen. Shaft & Rotor No.1 |  | OPERATING | OPERATING | E072 | SNR0-2M0 | F40300002 |  | SNR0
SNR-H02MKA20AU102 | Coupling Bolts Gen. Shaft & Rotor No.2 |  | OPERATING | OPERATING | E072 | SNR0-2M0 | F40300002 |  | SNR0
SNR-H02MKA20AU103 | Coupling Bolts Gen. Shaft & Rotor No.3 |  | OPERATING | OPERATING | E072 | SNR0-2M0 | F40300002 |  | SNR0
SNR-H02MKA20AU104 | Coupling Bolts Gen. Shaft & Rotor No.4 |  | OPERATING | OPERATING | E072 | SNR0-2M0 | F40300002 |  | SNR0
SNR-H02MKA20AU105 | Coupling Bolts Gen. Shaft & Rotor No.5 |  | OPERATING | OPERATING | E072 | SNR0-2M0 | F40300002 |  | SNR0
SNR-H02MKA20AU106 | Coupling Bolts Gen. Shaft & Rotor No.6 |  | OPERATING | OPERATING | E072 | SNR0-2M0 | F40300002 |  | SNR0
SNR-H02MKA20AU107 | Coupling Bolts Gen. Shaft & Rotor No.7 |  | OPERATING | OPERATING | E072 | SNR0-2M0 | F40300002 |  | SNR0
SNR-H02MKA20AU108 | Coupling Bolts Gen. Shaft & Rotor No.8 |  | OPERATING | OPERATING | E072 | SNR0-2M0 | F40300002 |  | SNR0
SNR-H02MKA20AU109 | Coupling Bolts Gen. Shaft & Rotor No.9 |  | OPERATING | OPERATING | E072 | SNR0-2M0 | F40300002 |  | SNR0
SNR-H02MKA20AU110 | Coupling Bolts Gen. Shaft & Rotor No.10 |  | OPERATING | OPERATING | E072 | SNR0-2M0 | F40300002 |  | SNR0
SNR-H02MKA20AU111 | Coupling Bolts Gen. Shaft & Rotor No.11 |  | OPERATING | OPERATING | E072 | SNR0-2M0 | F40300002 |  | SNR0
SNR-H02MKA20AU112 | Coupling Bolts Gen. Shaft & Rotor No.12 |  | OPERATING | OPERATING | E072 | SNR0-2M0 | F40300002 |  | SNR0
SNR-H02MKA20AU113 | Coupling Bolts Gen. Shaft & Rotor No.13 |  | OPERATING | OPERATING | E072 | SNR0-2M0 | F40300002 |  | SNR0
SNR-H02MKA20AU114 | Coupling Bolts Gen. Shaft & Rotor No.14 |  | OPERATING | OPERATING | E072 | SNR0-2M0 | F40300002 |  | SNR0
SNR-H02MKA20AU115 | Coupling Bolts Gen. Shaft & Rotor No.15 |  | OPERATING | OPERATING | E072 | SNR0-2M0 | F40300002 |  | SNR0
SNR-H02MKA20AU116 | Coupling Bolts Gen. Shaft & Rotor No.16 |  | OPERATING | OPERATING | E072 | SNR0-2M0 | F40300002 |  | SNR0
SNR-H02MKA20AU117 | Coupling Bolts Gen. Shaft & Rotor No.17 |  | OPERATING | OPERATING | E072 | SNR0-2M0 | F40300002 |  | SNR0
SNR-H02MKA20AU118 | Coupling Bolts Gen. Shaft & Rotor No.18 |  | OPERATING | OPERATING | E072 | SNR0-2M0 | F40300002 |  | SNR0
SNR-H02MKA20AU201 | Coupling Eccentric Set for Rotor No.1 |  | OPERATING | OPERATING | E072 | SNR0-2M0 | F40300002 |  | SNR0
SNR-H02MKA20AU202 | Coupling Eccentric Set for Rotor No.2 |  | OPERATING | OPERATING | E072 | SNR0-2M0 | F40300002 |  | SNR0
SNR-H02MKA20AU203 | Coupling Eccentric Set for Rotor No.3 |  | OPERATING | OPERATING | E072 | SNR0-2M0 | F40300002 |  | SNR0
SNR-H02MKA20AU204 | Coupling Eccentric Set for Rotor No.4 |  | OPERATING | OPERATING | E072 | SNR0-2M0 | F40300002 |  | SNR0
SNR-H02MKA20AU205 | Coupling Eccentric Set for Rotor No.5 |  | OPERATING | OPERATING | E072 | SNR0-2M0 | F40300002 |  | SNR0
SNR-H02MKA20AU206 | Coupling Eccentric Set for Rotor No.6 |  | OPERATING | OPERATING | E072 | SNR0-2M0 | F40300002 |  | SNR0
SNR-H02MKA20AU207 | Coupling Eccentric Set for Rotor No.7 |  | OPERATING | OPERATING | E072 | SNR0-2M0 | F40300002 |  | SNR0
SNR-H02MKA20AU208 | Coupling Eccentric Set for Rotor No.8 |  | OPERATING | OPERATING | E072 | SNR0-2M0 | F40300002 |  | SNR0
SNR-H02MKA20AU209 | Coupling Eccentric Set for Rotor No.9 |  | OPERATING | OPERATING | E072 | SNR0-2M0 | F40300002 |  | SNR0
SNR-H02MKA20AU210 | Coupling Eccentric Set for Rotor No.10 |  | OPERATING | OPERATING | E072 | SNR0-2M0 | F40300002 |  | SNR0
SNR-H02MKA20AU211 | Coupling Eccentric Set for Rotor No.11 |  | OPERATING | OPERATING | E072 | SNR0-2M0 | F40300002 |  | SNR0
SNR-H02MKA20AU212 | Coupling Eccentric Set for Rotor No.12 |  | OPERATING | OPERATING | E072 | SNR0-2M0 | F40300002 |  | SNR0
SNR-H02MKA20HB001 | Gen. Rotor |  | OPERATING | OPERATING | E072 | SNR0-2E0 | F40300002 |  | SNR0
SNR-H02MKA20HB001-B01 | Sensor Phase Detection - Key Phaser TGB (SNR-H02BNY50CS001) |  | OPERATING | OPERATING | E072 | SNR0-2E0 | F40300002 |  | SNR0
SNR-H02MKA20HB001-S01 | Limit Switch Lifting of Rotor |  | OPERATING | OPERATING | E072 | SNR0-2E0 | F40300002 |  | SNR0
SNR-H02MKA20HB002 | Collector Shaft / Upper Shaft |  | OPERATING | OPERATING | E072 | SNR0-2M0 | F40300002 |  | SNR0
SNR-H02MKA20HB002MK01 | Coupling for Upper Shaft & Rotor N0.1 |  | OPERATING | OPERATING | E072 | SNR0-2M0 | F40300002 |  | SNR0
SNR-H02MKA20HB002MK010 | Coupling for Upper Shaft & Rotor N0.10 |  | OPERATING | OPERATING | E072 | SNR0-2M0 | F40300002 |  | SNR0
SNR-H02MKA20HB002MK011 | Coupling for Upper Shaft & Rotor N0.11 |  | OPERATING | OPERATING | E072 | SNR0-2M0 | F40300002 |  | SNR0
SNR-H02MKA20HB002MK012 | Coupling for Upper Shaft & Rotor N0.12 |  | OPERATING | OPERATING | E072 | SNR0-2M0 | F40300002 |  | SNR0
SNR-H02MKA20HB002MK013 | Coupling for Upper Shaft & Rotor N0.13 |  | OPERATING | OPERATING | E072 | SNR0-2M0 | F40300002 |  | SNR0
SNR-H02MKA20HB002MK014 | Coupling for Upper Shaft & Rotor N0.14 |  | OPERATING | OPERATING | E072 | SNR0-2M0 | F40300002 |  | SNR0
SNR-H02MKA20HB002MK015 | Coupling for Upper Shaft & Rotor N0.15 |  | OPERATING | OPERATING | E072 | SNR0-2M0 | F40300002 |  | SNR0
SNR-H02MKA20HB002MK016 | Coupling for Upper Shaft & Rotor N0.16 |  | OPERATING | OPERATING | E072 | SNR0-2M0 | F40300002 |  | SNR0
SNR-H02MKA20HB002MK02 | Coupling for Upper Shaft & Rotor N0.2 |  | OPERATING | OPERATING | E072 | SNR0-2M0 | F40300002 |  | SNR0
SNR-H02MKA20HB002MK03 | Coupling for Upper Shaft & Rotor N0.3 |  | OPERATING | OPERATING | E072 | SNR0-2M0 | F40300002 |  | SNR0
SNR-H02MKA20HB002MK04 | Coupling for Upper Shaft & Rotor N0.4 |  | OPERATING | OPERATING | E072 | SNR0-2M0 | F40300002 |  | SNR0
SNR-H02MKA20HB002MK05 | Coupling for Upper Shaft & Rotor N0.5 |  | OPERATING | OPERATING | E072 | SNR0-2M0 | F40300002 |  | SNR0
SNR-H02MKA20HB002MK06 | Coupling for Upper Shaft & Rotor N0.6 |  | OPERATING | OPERATING | E072 | SNR0-2M0 | F40300002 |  | SNR0
SNR-H02MKA20HB002MK07 | Coupling for Upper Shaft & Rotor N0.7 |  | OPERATING | OPERATING | E072 | SNR0-2M0 | F40300002 |  | SNR0
SNR-H02MKA20HB002MK08 | Coupling for Upper Shaft & Rotor N0.8 |  | OPERATING | OPERATING | E072 | SNR0-2M0 | F40300002 |  | SNR0
SNR-H02MKA20HB002MK09 | Coupling for Upper Shaft & Rotor N0.9 |  | OPERATING | OPERATING | E072 | SNR0-2M0 | F40300002 |  | SNR0
SNR-H02MKA20HB101 | Pole Rotor No.1 |  | OPERATING | OPERATING | E072 | SNR0-2E0 | F40300002 |  | SNR0
SNR-H02MKA20HB101-G01 | Pole Connection No.1 |  | OPERATING | OPERATING | E072 | SNR0-2E0 | F40300002 |  | SNR0
SNR-H02MKA20HB101-G02 | Damper Connection & Support No.1 |  | OPERATING | OPERATING | E072 | SNR0-2E0 | F40300002 |  | SNR0
SNR-H02MKA20HB101-G03 | Pole Fixing No.1 |  | OPERATING | OPERATING | E072 | SNR0-2E0 | F40300002 |  | SNR0
SNR-H02MKA20HB101-G04 | Rotor Lead No.1 |  | OPERATING | OPERATING | E072 | SNR0-2E0 | F40300002 |  | SNR0
SNR-H02MKA20HB102 | Pole Rotor No.2 |  | OPERATING | OPERATING | E072 | SNR0-2E0 | F40300002 |  | SNR0
SNR-H02MKA20HB102-G01 | Pole Connection No.2 |  | OPERATING | OPERATING | E072 | SNR0-2E0 | F40300002 |  | SNR0
SNR-H02MKA20HB102-G02 | Damper Connection & Support No.2 |  | OPERATING | OPERATING | E072 | SNR0-2E0 | F40300002 |  | SNR0
SNR-H02MKA20HB102-G03 | Pole Fixing No.2 |  | OPERATING | OPERATING | E072 | SNR0-2E0 | F40300002 |  | SNR0
SNR-H02MKA20HB102-G04 | Rotor Lead No.2 |  | OPERATING | OPERATING | E072 | SNR0-2E0 | F40300002 |  | SNR0
SNR-H02MKA20HB103 | Pole Rotor No.3 |  | OPERATING | OPERATING | E072 | SNR0-2E0 | F40300002 |  | SNR0
SNR-H02MKA20HB103-G01 | Pole Connection No.3 |  | OPERATING | OPERATING | E072 | SNR0-2E0 | F40300002 |  | SNR0
SNR-H02MKA20HB103-G02 | Damper Connection & Support No.3 |  | OPERATING | OPERATING | E072 | SNR0-2E0 | F40300002 |  | SNR0
SNR-H02MKA20HB103-G03 | Pole Fixing No.3 |  | OPERATING | OPERATING | E072 | SNR0-2E0 | F40300002 |  | SNR0
SNR-H02MKA20HB103-G04 | Rotor Lead No.3 |  | OPERATING | OPERATING | E072 | SNR0-2E0 | F40300002 |  | SNR0
SNR-H02MKA20HB104 | Pole Rotor No.4 |  | OPERATING | OPERATING | E072 | SNR0-2E0 | F40300002 |  | SNR0
SNR-H02MKA20HB104-G01 | Pole Connection No.4 |  | OPERATING | OPERATING | E072 | SNR0-2E0 | F40300002 |  | SNR0
SNR-H02MKA20HB104-G02 | Damper Connection & Support No.4 |  | OPERATING | OPERATING | E072 | SNR0-2E0 | F40300002 |  | SNR0
SNR-H02MKA20HB104-G03 | Pole Fixing No.4 |  | OPERATING | OPERATING | E072 | SNR0-2E0 | F40300002 |  | SNR0
SNR-H02MKA20HB104-G04 | Rotor Lead No.4 |  | OPERATING | OPERATING | E072 | SNR0-2E0 | F40300002 |  | SNR0
SNR-H02MKA20HB105 | Pole Rotor No.5 |  | OPERATING | OPERATING | E072 | SNR0-2E0 | F40300002 |  | SNR0
SNR-H02MKA20HB105-G01 | Pole Connection No.5 |  | OPERATING | OPERATING | E072 | SNR0-2E0 | F40300002 |  | SNR0
SNR-H02MKA20HB105-G02 | Damper Connection & Support No.5 |  | OPERATING | OPERATING | E072 | SNR0-2E0 | F40300002 |  | SNR0
SNR-H02MKA20HB105-G03 | Pole Fixing No.5 |  | OPERATING | OPERATING | E072 | SNR0-2E0 | F40300002 |  | SNR0
SNR-H02MKA20HB105-G04 | Rotor Lead No.5 |  | OPERATING | OPERATING | E072 | SNR0-2E0 | F40300002 |  | SNR0
SNR-H02MKA20HB106 | Pole Rotor No.6 |  | OPERATING | OPERATING | E072 | SNR0-2E0 | F40300002 |  | SNR0
SNR-H02MKA20HB106-G01 | Pole Connection No.6 |  | OPERATING | OPERATING | E072 | SNR0-2E0 | F40300002 |  | SNR0
SNR-H02MKA20HB106-G02 | Damper Connection & Support No.6 |  | OPERATING | OPERATING | E072 | SNR0-2E0 | F40300002 |  | SNR0
SNR-H02MKA20HB106-G03 | Pole Fixing No.6 |  | OPERATING | OPERATING | E072 | SNR0-2E0 | F40300002 |  | SNR0
SNR-H02MKA20HB106-G04 | Rotor Lead No.6 |  | OPERATING | OPERATING | E072 | SNR0-2E0 | F40300002 |  | SNR0
SNR-H02MKA20HB107 | Pole Rotor No.7 |  | OPERATING | OPERATING | E072 | SNR0-2E0 | F40300002 |  | SNR0
SNR-H02MKA20HB107-G01 | Pole Connection No.7 |  | OPERATING | OPERATING | E072 | SNR0-2E0 | F40300002 |  | SNR0
SNR-H02MKA20HB107-G02 | Damper Connection & Support No.7 |  | OPERATING | OPERATING | E072 | SNR0-2E0 | F40300002 |  | SNR0
SNR-H02MKA20HB107-G03 | Pole Fixing No.7 |  | OPERATING | OPERATING | E072 | SNR0-2E0 | F40300002 |  | SNR0
SNR-H02MKA20HB107-G04 | Rotor Lead No.7 |  | OPERATING | OPERATING | E072 | SNR0-2E0 | F40300002 |  | SNR0
SNR-H02MKA20HB108 | Pole Rotor No.8 |  | OPERATING | OPERATING | E072 | SNR0-2E0 | F40300002 |  | SNR0
SNR-H02MKA20HB108-G01 | Pole Connection No.8 |  | OPERATING | OPERATING | E072 | SNR0-2E0 | F40300002 |  | SNR0
SNR-H02MKA20HB108-G02 | Damper Connection & Support No.8 |  | OPERATING | OPERATING | E072 | SNR0-2E0 | F40300002 |  | SNR0
SNR-H02MKA20HB108-G03 | Pole Fixing No.8 |  | OPERATING | OPERATING | E072 | SNR0-2E0 | F40300002 |  | SNR0
SNR-H02MKA20HB108-G04 | Rotor Lead No.8 |  | OPERATING | OPERATING | E072 | SNR0-2E0 | F40300002 |  | SNR0
SNR-H02MKA20HB109 | Pole Rotor No.9 |  | OPERATING | OPERATING | E072 | SNR0-2E0 | F40300002 |  | SNR0
SNR-H02MKA20HB109-G01 | Pole Connection No.9 |  | OPERATING | OPERATING | E072 | SNR0-2E0 | F40300002 |  | SNR0
SNR-H02MKA20HB109-G02 | Damper Connection & Support No.9 |  | OPERATING | OPERATING | E072 | SNR0-2E0 | F40300002 |  | SNR0
SNR-H02MKA20HB109-G03 | Pole Fixing No.9 |  | OPERATING | OPERATING | E072 | SNR0-2E0 | F40300002 |  | SNR0
SNR-H02MKA20HB109-G04 | Rotor Lead No.9 |  | OPERATING | OPERATING | E072 | SNR0-2E0 | F40300002 |  | SNR0
SNR-H02MKA20HB110 | Pole Rotor No.10 |  | OPERATING | OPERATING | E072 | SNR0-2E0 | F40300002 |  | SNR0
SNR-H02MKA20HB110-G01 | Pole Connection No.10 |  | OPERATING | OPERATING | E072 | SNR0-2E0 | F40300002 |  | SNR0
SNR-H02MKA20HB110-G02 | Damper Connection & Support No.10 |  | OPERATING | OPERATING | E072 | SNR0-2E0 | F40300002 |  | SNR0
SNR-H02MKA20HB110-G03 | Pole Fixing No.10 |  | OPERATING | OPERATING | E072 | SNR0-2E0 | F40300002 |  | SNR0
SNR-H02MKA20HB110-G04 | Rotor Lead No.10 |  | OPERATING | OPERATING | E072 | SNR0-2E0 | F40300002 |  | SNR0
SNR-H02MKA20HB111 | Pole Rotor No.11 |  | OPERATING | OPERATING | E072 | SNR0-2E0 | F40300002 |  | SNR0
SNR-H02MKA20HB111-G01 | Pole Connection No.11 |  | OPERATING | OPERATING | E072 | SNR0-2E0 | F40300002 |  | SNR0
SNR-H02MKA20HB111-G02 | Damper Connection & Support No.11 |  | OPERATING | OPERATING | E072 | SNR0-2E0 | F40300002 |  | SNR0
SNR-H02MKA20HB111-G03 | Pole Fixing No.11 |  | OPERATING | OPERATING | E072 | SNR0-2E0 | F40300002 |  | SNR0
SNR-H02MKA20HB111-G04 | Rotor Lead No.11 |  | OPERATING | OPERATING | E072 | SNR0-2E0 | F40300002 |  | SNR0
SNR-H02MKA20HB112 | Pole Rotor No.12 |  | OPERATING | OPERATING | E072 | SNR0-2E0 | F40300002 |  | SNR0
SNR-H02MKA20HB112-G01 | Pole Connection No.12 |  | OPERATING | OPERATING | E072 | SNR0-2E0 | F40300002 |  | SNR0
SNR-H02MKA20HB112-G02 | Damper Connection & Support No.12 |  | OPERATING | OPERATING | E072 | SNR0-2E0 | F40300002 |  | SNR0
SNR-H02MKA20HB112-G03 | Pole Fixing No.12 |  | OPERATING | OPERATING | E072 | SNR0-2E0 | F40300002 |  | SNR0
SNR-H02MKA20HB112-G04 | Rotor Lead No.12 |  | OPERATING | OPERATING | E072 | SNR0-2E0 | F40300002 |  | SNR0
SNR-H02MKA20HB113 | Pole Rotor No.13 |  | OPERATING | OPERATING | E072 | SNR0-2E0 | F40300002 |  | SNR0
SNR-H02MKA20HB113-G01 | Pole Connection No.13 |  | OPERATING | OPERATING | E072 | SNR0-2E0 | F40300002 |  | SNR0
SNR-H02MKA20HB113-G02 | Damper Connection & Support No.13 |  | OPERATING | OPERATING | E072 | SNR0-2E0 | F40300002 |  | SNR0
SNR-H02MKA20HB113-G03 | Pole Fixing No.13 |  | OPERATING | OPERATING | E072 | SNR0-2E0 | F40300002 |  | SNR0
SNR-H02MKA20HB113-G04 | Rotor Lead No.13 |  | OPERATING | OPERATING | E072 | SNR0-2E0 | F40300002 |  | SNR0
SNR-H02MKA20HB114 | Pole Rotor No.14 |  | OPERATING | OPERATING | E072 | SNR0-2E0 | F40300002 |  | SNR0
SNR-H02MKA20HB114-G01 | Pole Connection No.14 |  | OPERATING | OPERATING | E072 | SNR0-2E0 | F40300002 |  | SNR0
SNR-H02MKA20HB114-G02 | Damper Connection & Support No.14 |  | OPERATING | OPERATING | E072 | SNR0-2E0 | F40300002 |  | SNR0
SNR-H02MKA20HB114-G03 | Pole Fixing No.14 |  | OPERATING | OPERATING | E072 | SNR0-2E0 | F40300002 |  | SNR0
SNR-H02MKA20HB114-G04 | Rotor Lead No.14 |  | OPERATING | OPERATING | E072 | SNR0-2E0 | F40300002 |  | SNR0
SNR-H02MKA20HB115 | Pole Rotor No.15 |  | OPERATING | OPERATING | E072 | SNR0-2E0 | F40300002 |  | SNR0
SNR-H02MKA20HB115-G01 | Pole Connection No.15 |  | OPERATING | OPERATING | E072 | SNR0-2E0 | F40300002 |  | SNR0
SNR-H02MKA20HB115-G02 | Damper Connection & Support No.15 |  | OPERATING | OPERATING | E072 | SNR0-2E0 | F40300002 |  | SNR0
SNR-H02MKA20HB115-G03 | Pole Fixing No.15 |  | OPERATING | OPERATING | E072 | SNR0-2E0 | F40300002 |  | SNR0
SNR-H02MKA20HB115-G04 | Rotor Lead No.15 |  | OPERATING | OPERATING | E072 | SNR0-2E0 | F40300002 |  | SNR0
SNR-H02MKA20HB116 | Pole Rotor No.16 |  | OPERATING | OPERATING | E072 | SNR0-2E0 | F40300002 |  | SNR0
SNR-H02MKA20HB116-G01 | Pole Connection No.16 |  | OPERATING | OPERATING | E072 | SNR0-2E0 | F40300002 |  | SNR0
SNR-H02MKA20HB116-G02 | Damper Connection & Support No.16 |  | OPERATING | OPERATING | E072 | SNR0-2E0 | F40300002 |  | SNR0
SNR-H02MKA20HB116-G03 | Pole Fixing No.16 |  | OPERATING | OPERATING | E072 | SNR0-2E0 | F40300002 |  | SNR0
SNR-H02MKA20HB116-G04 | Rotor Lead No.16 |  | OPERATING | OPERATING | E072 | SNR0-2E0 | F40300002 |  | SNR0
SNR-H02MKA20HB117 | Pole Rotor No.17 |  | OPERATING | OPERATING | E072 | SNR0-2E0 | F40300002 |  | SNR0
SNR-H02MKA20HB117-G01 | Pole Connection No.17 |  | OPERATING | OPERATING | E072 | SNR0-2E0 | F40300002 |  | SNR0
SNR-H02MKA20HB117-G02 | Damper Connection & Support No.17 |  | OPERATING | OPERATING | E072 | SNR0-2E0 | F40300002 |  | SNR0
SNR-H02MKA20HB117-G03 | Pole Fixing No.17 |  | OPERATING | OPERATING | E072 | SNR0-2E0 | F40300002 |  | SNR0
SNR-H02MKA20HB117-G04 | Rotor Lead No.17 |  | OPERATING | OPERATING | E072 | SNR0-2E0 | F40300002 |  | SNR0
SNR-H02MKA20HB118 | Pole Rotor No.18 |  | OPERATING | OPERATING | E072 | SNR0-2E0 | F40300002 |  | SNR0
SNR-H02MKA20HB118-G01 | Pole Connection No.18 |  | OPERATING | OPERATING | E072 | SNR0-2E0 | F40300002 |  | SNR0
SNR-H02MKA20HB118-G02 | Damper Connection & Support No.18 |  | OPERATING | OPERATING | E072 | SNR0-2E0 | F40300002 |  | SNR0
SNR-H02MKA20HB118-G03 | Pole Fixing No.18 |  | OPERATING | OPERATING | E072 | SNR0-2E0 | F40300002 |  | SNR0
SNR-H02MKA20HB118-G04 | Rotor Lead No.18 |  | OPERATING | OPERATING | E072 | SNR0-2E0 | F40300002 |  | SNR0
SNR-H02MKA20HB119 | Pole Rotor No.19 |  | OPERATING | OPERATING | E072 | SNR0-2E0 | F40300002 |  | SNR0
SNR-H02MKA20HB119-G01 | Pole Connection No.19 |  | OPERATING | OPERATING | E072 | SNR0-2E0 | F40300002 |  | SNR0
SNR-H02MKA20HB119-G02 | Damper Connection & Support No.19 |  | OPERATING | OPERATING | E072 | SNR0-2E0 | F40300002 |  | SNR0
SNR-H02MKA20HB119-G03 | Pole Fixing No.19 |  | OPERATING | OPERATING | E072 | SNR0-2E0 | F40300002 |  | SNR0
SNR-H02MKA20HB119-G04 | Rotor Lead No.19 |  | OPERATING | OPERATING | E072 | SNR0-2E0 | F40300002 |  | SNR0
SNR-H02MKA20HB120 | Pole Rotor No.20 |  | OPERATING | OPERATING | E072 | SNR0-2E0 | F40300002 |  | SNR0
SNR-H02MKA20HB120-G01 | Pole Connection No.20 |  | OPERATING | OPERATING | E072 | SNR0-2E0 | F40300002 |  | SNR0
SNR-H02MKA20HB120-G02 | Damper Connection & Support No.20 |  | OPERATING | OPERATING | E072 | SNR0-2E0 | F40300002 |  | SNR0
SNR-H02MKA20HB120-G03 | Pole Fixing No.20 |  | OPERATING | OPERATING | E072 | SNR0-2E0 | F40300002 |  | SNR0
SNR-H02MKA20HB120-G04 | Rotor Lead No.20 |  | OPERATING | OPERATING | E072 | SNR0-2E0 | F40300002 |  | SNR0
SNR-H02MKA20HB121 | Pole Rotor No.21 |  | OPERATING | OPERATING | E072 | SNR0-2E0 | F40300002 |  | SNR0
SNR-H02MKA20HB121-G01 | Pole Connection No.21 |  | OPERATING | OPERATING | E072 | SNR0-2E0 | F40300002 |  | SNR0
SNR-H02MKA20HB121-G02 | Damper Connection & Support No.21 |  | OPERATING | OPERATING | E072 | SNR0-2E0 | F40300002 |  | SNR0
SNR-H02MKA20HB121-G03 | Pole Fixing No.21 |  | OPERATING | OPERATING | E072 | SNR0-2E0 | F40300002 |  | SNR0
SNR-H02MKA20HB121-G04 | Rotor Lead No.21 |  | OPERATING | OPERATING | E072 | SNR0-2E0 | F40300002 |  | SNR0
SNR-H02MKA20HB122 | Pole Rotor No.22 |  | OPERATING | OPERATING | E072 | SNR0-2E0 | F40300002 |  | SNR0
SNR-H02MKA20HB122-G01 | Pole Connection No.22 |  | OPERATING | OPERATING | E072 | SNR0-2E0 | F40300002 |  | SNR0
SNR-H02MKA20HB122-G02 | Damper Connection & Support No.22 |  | OPERATING | OPERATING | E072 | SNR0-2E0 | F40300002 |  | SNR0
SNR-H02MKA20HB122-G03 | Pole Fixing No.22 |  | OPERATING | OPERATING | E072 | SNR0-2E0 | F40300002 |  | SNR0
SNR-H02MKA20HB122-G04 | Rotor Lead No.22 |  | OPERATING | OPERATING | E072 | SNR0-2E0 | F40300002 |  | SNR0
SNR-H02MKA20HB123 | Pole Rotor No.23 |  | OPERATING | OPERATING | E072 | SNR0-2E0 | F40300002 |  | SNR0
SNR-H02MKA20HB123-G01 | Pole Connection No.23 |  | OPERATING | OPERATING | E072 | SNR0-2E0 | F40300002 |  | SNR0
SNR-H02MKA20HB123-G02 | Damper Connection & Support No.23 |  | OPERATING | OPERATING | E072 | SNR0-2E0 | F40300002 |  | SNR0
SNR-H02MKA20HB123-G03 | Pole Fixing No.23 |  | OPERATING | OPERATING | E072 | SNR0-2E0 | F40300002 |  | SNR0
SNR-H02MKA20HB123-G04 | Rotor Lead No.23 |  | OPERATING | OPERATING | E072 | SNR0-2E0 | F40300002 |  | SNR0
SNR-H02MKA20HB124 | Pole Rotor No.24 |  | OPERATING | OPERATING | E072 | SNR0-2E0 | F40300002 |  | SNR0
SNR-H02MKA20HB124-G01 | Pole Connection No.24 |  | OPERATING | OPERATING | E072 | SNR0-2E0 | F40300002 |  | SNR0
SNR-H02MKA20HB124-G02 | Damper Connection & Support No.24 |  | OPERATING | OPERATING | E072 | SNR0-2E0 | F40300002 |  | SNR0
SNR-H02MKA20HB124-G03 | Pole Fixing No.24 |  | OPERATING | OPERATING | E072 | SNR0-2E0 | F40300002 |  | SNR0
SNR-H02MKA20HB124-G04 | Rotor Lead No.24 |  | OPERATING | OPERATING | E072 | SNR0-2E0 | F40300002 |  | SNR0
SNR-H02MKA20HB125 | Pole Rotor No.25 |  | OPERATING | OPERATING | E072 | SNR0-2E0 | F40300002 |  | SNR0
SNR-H02MKA20HB125-G01 | Pole Connection No.25 |  | OPERATING | OPERATING | E072 | SNR0-2E0 | F40300002 |  | SNR0
SNR-H02MKA20HB125-G02 | Damper Connection & Support No.25 |  | OPERATING | OPERATING | E072 | SNR0-2E0 | F40300002 |  | SNR0
SNR-H02MKA20HB125-G03 | Pole Fixing No.25 |  | OPERATING | OPERATING | E072 | SNR0-2E0 | F40300002 |  | SNR0
SNR-H02MKA20HB125-G04 | Rotor Lead No.25 |  | OPERATING | OPERATING | E072 | SNR0-2E0 | F40300002 |  | SNR0
SNR-H02MKA20HB126 | Pole Rotor No.26 |  | OPERATING | OPERATING | E072 | SNR0-2E0 | F40300002 |  | SNR0
SNR-H02MKA20HB126-G01 | Pole Connection No.26 |  | OPERATING | OPERATING | E072 | SNR0-2E0 | F40300002 |  | SNR0
SNR-H02MKA20HB126-G02 | Damper Connection & Support No.26 |  | OPERATING | OPERATING | E072 | SNR0-2E0 | F40300002 |  | SNR0
SNR-H02MKA20HB126-G03 | Pole Fixing No.26 |  | OPERATING | OPERATING | E072 | SNR0-2E0 | F40300002 |  | SNR0
SNR-H02MKA20HB126-G04 | Rotor Lead No.26 |  | OPERATING | OPERATING | E072 | SNR0-2E0 | F40300002 |  | SNR0
SNR-H02MKA20HB127 | Pole Rotor No.27 |  | OPERATING | OPERATING | E072 | SNR0-2E0 | F40300002 |  | SNR0
SNR-H02MKA20HB127-G01 | Pole Connection No.27 |  | OPERATING | OPERATING | E072 | SNR0-2E0 | F40300002 |  | SNR0
SNR-H02MKA20HB127-G02 | Damper Connection & Support No.27 |  | OPERATING | OPERATING | E072 | SNR0-2E0 | F40300002 |  | SNR0
SNR-H02MKA20HB127-G03 | Pole Fixing No.27 |  | OPERATING | OPERATING | E072 | SNR0-2E0 | F40300002 |  | SNR0
SNR-H02MKA20HB127-G04 | Rotor Lead No.27 |  | OPERATING | OPERATING | E072 | SNR0-2E0 | F40300002 |  | SNR0
SNR-H02MKA20HB128 | Pole Rotor No.28 |  | OPERATING | OPERATING | E072 | SNR0-2E0 | F40300002 |  | SNR0
SNR-H02MKA20HB128-G01 | Pole Connection No.28 |  | OPERATING | OPERATING | E072 | SNR0-2E0 | F40300002 |  | SNR0
SNR-H02MKA20HB128-G02 | Damper Connection & Support No.28 |  | OPERATING | OPERATING | E072 | SNR0-2E0 | F40300002 |  | SNR0
SNR-H02MKA20HB128-G03 | Pole Fixing No.28 |  | OPERATING | OPERATING | E072 | SNR0-2E0 | F40300002 |  | SNR0
SNR-H02MKA20HB128-G04 | Rotor Lead No.28 |  | OPERATING | OPERATING | E072 | SNR0-2E0 | F40300002 |  | SNR0
SNR-H02MKA20HB129 | Pole Rotor No.29 |  | OPERATING | OPERATING | E072 | SNR0-2E0 | F40300002 |  | SNR0
SNR-H02MKA20HB129-G01 | Pole Connection No.29 |  | OPERATING | OPERATING | E072 | SNR0-2E0 | F40300002 |  | SNR0
SNR-H02MKA20HB129-G02 | Damper Connection & Support No.29 |  | OPERATING | OPERATING | E072 | SNR0-2E0 | F40300002 |  | SNR0
SNR-H02MKA20HB129-G03 | Pole Fixing No.29 |  | OPERATING | OPERATING | E072 | SNR0-2E0 | F40300002 |  | SNR0
SNR-H02MKA20HB129-G04 | Rotor Lead No.29 |  | OPERATING | OPERATING | E072 | SNR0-2E0 | F40300002 |  | SNR0
SNR-H02MKA20HB130 | Pole Rotor No.30 |  | OPERATING | OPERATING | E072 | SNR0-2E0 | F40300002 |  | SNR0
SNR-H02MKA20HB130-G01 | Pole Connection No.30 |  | OPERATING | OPERATING | E072 | SNR0-2E0 | F40300002 |  | SNR0
SNR-H02MKA20HB130-G02 | Damper Connection & Support No.30 |  | OPERATING | OPERATING | E072 | SNR0-2E0 | F40300002 |  | SNR0
SNR-H02MKA20HB130-G03 | Pole Fixing No.30 |  | OPERATING | OPERATING | E072 | SNR0-2E0 | F40300002 |  | SNR0
SNR-H02MKA20HB130-G04 | Rotor Lead No.30 |  | OPERATING | OPERATING | E072 | SNR0-2E0 | F40300002 |  | SNR0
SNR-H02MKA20HB131 | Pole Rotor No.31 |  | OPERATING | OPERATING | E072 | SNR0-2E0 | F40300002 |  | SNR0
SNR-H02MKA20HB131-G01 | Pole Connection No.31 |  | OPERATING | OPERATING | E072 | SNR0-2E0 | F40300002 |  | SNR0
SNR-H02MKA20HB131-G02 | Damper Connection & Support No.31 |  | OPERATING | OPERATING | E072 | SNR0-2E0 | F40300002 |  | SNR0
SNR-H02MKA20HB131-G03 | Pole Fixing No.31 |  | OPERATING | OPERATING | E072 | SNR0-2E0 | F40300002 |  | SNR0
SNR-H02MKA20HB131-G04 | Rotor Lead No.31 |  | OPERATING | OPERATING | E072 | SNR0-2E0 | F40300002 |  | SNR0
SNR-H02MKA20HB132 | Pole Rotor No.32 |  | OPERATING | OPERATING | E072 | SNR0-2E0 | F40300002 |  | SNR0
SNR-H02MKA20HB132-G01 | Pole Connection No.32 |  | OPERATING | OPERATING | E072 | SNR0-2E0 | F40300002 |  | SNR0
SNR-H02MKA20HB132-G02 | Damper Connection & Support No.32 |  | OPERATING | OPERATING | E072 | SNR0-2E0 | F40300002 |  | SNR0
SNR-H02MKA20HB132-G03 | Pole Fixing No.32 |  | OPERATING | OPERATING | E072 | SNR0-2E0 | F40300002 |  | SNR0
SNR-H02MKA20HB132-G04 | Rotor Lead No.32 |  | OPERATING | OPERATING | E072 | SNR0-2E0 | F40300002 |  | SNR0
SNR-H02MKA20HB133 | Pole Rotor No.33 |  | OPERATING | OPERATING | E072 | SNR0-2E0 | F40300002 |  | SNR0
SNR-H02MKA20HB133-G01 | Pole Connection No.33 |  | OPERATING | OPERATING | E072 | SNR0-2E0 | F40300002 |  | SNR0
SNR-H02MKA20HB133-G02 | Damper Connection & Support No.33 |  | OPERATING | OPERATING | E072 | SNR0-2E0 | F40300002 |  | SNR0
SNR-H02MKA20HB133-G03 | Pole Fixing No.33 |  | OPERATING | OPERATING | E072 | SNR0-2E0 | F40300002 |  | SNR0
SNR-H02MKA20HB133-G04 | Rotor Lead No.33 |  | OPERATING | OPERATING | E072 | SNR0-2E0 | F40300002 |  | SNR0
SNR-H02MKA20HB134 | Pole Rotor No.34 |  | OPERATING | OPERATING | E072 | SNR0-2E0 | F40300002 |  | SNR0
SNR-H02MKA20HB134-G01 | Pole Connection No.34 |  | OPERATING | OPERATING | E072 | SNR0-2E0 | F40300002 |  | SNR0
SNR-H02MKA20HB134-G02 | Damper Connection & Support No.34 |  | OPERATING | OPERATING | E072 | SNR0-2E0 | F40300002 |  | SNR0
SNR-H02MKA20HB134-G03 | Pole Fixing No.34 |  | OPERATING | OPERATING | E072 | SNR0-2E0 | F40300002 |  | SNR0
SNR-H02MKA20HB134-G04 | Rotor Lead No.34 |  | OPERATING | OPERATING | E072 | SNR0-2E0 | F40300002 |  | SNR0
SNR-H02MKA20HB135 | Pole Rotor No.35 |  | OPERATING | OPERATING | E072 | SNR0-2E0 | F40300002 |  | SNR0
SNR-H02MKA20HB135-G01 | Pole Connection No.35 |  | OPERATING | OPERATING | E072 | SNR0-2E0 | F40300002 |  | SNR0
SNR-H02MKA20HB135-G02 | Damper Connection & Support No.35 |  | OPERATING | OPERATING | E072 | SNR0-2E0 | F40300002 |  | SNR0
SNR-H02MKA20HB135-G03 | Pole Fixing No.35 |  | OPERATING | OPERATING | E072 | SNR0-2E0 | F40300002 |  | SNR0
SNR-H02MKA20HB135-G04 | Rotor Lead No.35 |  | OPERATING | OPERATING | E072 | SNR0-2E0 | F40300002 |  | SNR0
SNR-H02MKA20HB136 | Pole Rotor No.36 |  | OPERATING | OPERATING | E072 | SNR0-2E0 | F40300002 |  | SNR0
SNR-H02MKA20HB136-G01 | Pole Connection No.36 |  | OPERATING | OPERATING | E072 | SNR0-2E0 | F40300002 |  | SNR0
SNR-H02MKA20HB136-G02 | Damper Connection & Support No.36 |  | OPERATING | OPERATING | E072 | SNR0-2E0 | F40300002 |  | SNR0
SNR-H02MKA20HB136-G03 | Pole Fixing No.36 |  | OPERATING | OPERATING | E072 | SNR0-2E0 | F40300002 |  | SNR0
SNR-H02MKA20HB136-G04 | Rotor Lead No.36 |  | OPERATING | OPERATING | E072 | SNR0-2E0 | F40300002 |  | SNR0
SNR-H02MKA21 | Air Gap Monitoring |  | OPERATING | OPERATING | E072 | SNR0-2E0 | F40300002 |  | SNR0
SNR-H02MKA21CG001 | Air Gap Sensor 1 (SNR-H02MKA50CG100) |  | OPERATING | OPERATING | E072 | SNR0-2E0 | F40300002 |  | SNR0
SNR-H02MKA21CG002 | Air Gap Sensor 2 (SNR-H02MKA50CG200) |  | OPERATING | OPERATING | E072 | SNR0-2E0 | F40300002 |  | SNR0
SNR-H02MKA21CG003 | Air Gap Sensor 3 (SNR-H02MKA50CG300) |  | OPERATING | OPERATING | E072 | SNR0-2E0 | F40300002 |  | SNR0
SNR-H02MKA21CG004 | Air Gap Sensor 4 (SNR-H02MKA50CG400) |  | OPERATING | OPERATING | E072 | SNR0-2E0 | F40300002 |  | SNR0
SNR-H02MKA21CG005 | Air Gap Sensor 5 (SNR-H02MKA50CG500) |  | OPERATING | OPERATING | E072 | SNR0-2E0 | F40300002 |  | SNR0
SNR-H02MKA21CG006 | Air Gap Sensor 6 (SNR-H02MKA50CG600) |  | OPERATING | OPERATING | E072 | SNR0-2E0 | F40300002 |  | SNR0
SNR-H02MKA21CG007 | Air Gap Sensor 7 (SNR-H02MKA50CG700) |  | OPERATING | OPERATING | E072 | SNR0-2E0 | F40300002 |  | SNR0
SNR-H02MKA21CG008 | Air Gap Sensor 8 (SNR-H02MKA50CG800) |  | OPERATING | OPERATING | E072 | SNR0-2E0 | F40300002 |  | SNR0
SNR-H02MKA30 | Support Structure & Foundaton |  | OPERATING | OPERATING | E072 | SNR0-2M0 | F40300002 |  | SNR0
SNR-H02MKA30AP001 | Jacking Oil Pump Set |  | OPERATING | OPERATING | E072 | SNR0-2M0 | F40300002 |  | SNR0
SNR-H02MKA30AP001-M01 | Motor |  | OPERATING | OPERATING | E072 | SNR0-2E0 | F40300002 |  | SNR0
SNR-H02MKA30AP001KP01 | Pump |  | OPERATING | OPERATING | E072 | SNR0-2M0 | F40300002 |  | SNR0
SNR-H02MKA30AP001MK01 | Coupling |  | OPERATING | OPERATING | E072 | SNR0-2M0 | F40300002 |  | SNR0
SNR-H02MKA30HA001 | Lower Bracket |  | OPERATING | OPERATING | E072 | SNR0-2M0 | F40300002 |  | SNR0
SNR-H02MKA30HA002 | Gen. Lower Air Buffle |  | OPERATING | OPERATING | E072 | SNR0-2M0 | F40300002 |  | SNR0
SNR-H02MKA30HA003 | Upper Bracket |  | OPERATING | OPERATING | E072 | SNR0-2M0 | F40300002 |  | SNR0
SNR-H02MKA30HA004 | Gen. Upper Air Buffle |  | OPERATING | OPERATING | E072 | SNR0-2M0 | F40300002 |  | SNR0
SNR-H02MKA30HA005 | Gen Floor Plate |  | OPERATING | OPERATING | E072 | SNR0-2M0 | F40300002 |  | SNR0
SNR-H02MKA40 | Stator |  | OPERATING | OPERATING | E072 | SNR0-2E0 | F40300002 |  | SNR0
SNR-H02MKA40CT001 | Temperature Stator Winding Center |  | OPERATING | OPERATING | E072 | SNR0-2E0 | F40300002 |  | SNR0
SNR-H02MKA40CT001-F01 | Stator Winding Center Temperature (U/2) (SNR-H02MKA20CT001) |  | OPERATING | OPERATING | E072 | SNR0-2E0 | F40300002 |  | SNR0
SNR-H02MKA40CT001-F02 | Stator Winding Center Temperature (W/18) (SNR-H02MKA20CT002) |  | OPERATING | OPERATING | E072 | SNR0-2E0 | F40300002 |  | SNR0
SNR-H02MKA40CT001-F03 | Stator Winding Center Temperature (V/34) (SNR-H02MKA20CT003) |  | OPERATING | OPERATING | E072 | SNR0-2E0 | F40300002 |  | SNR0
SNR-H02MKA40CT001-F04 | Stator Winding Center Temperature (U/74) (SNR-H02MKA20CT004) |  | OPERATING | OPERATING | E072 | SNR0-2E0 | F40300002 |  | SNR0
SNR-H02MKA40CT001-F05 | Stator Winding Center Temperature (W/90) (SNR-H02MKA20CT005) |  | OPERATING | OPERATING | E072 | SNR0-2E0 | F40300002 |  | SNR0
SNR-H02MKA40CT001-F06 | Stator Winding Center Temperature (V/106) (SNR-H02MKA20CT006) |  | OPERATING | OPERATING | E072 | SNR0-2E0 | F40300002 |  | SNR0
SNR-H02MKA40CT001-F07 | Stator Winding Center Temperature (U/146) (SNR-H02MKA20CT007) |  | OPERATING | OPERATING | E072 | SNR0-2E0 | F40300002 |  | SNR0
SNR-H02MKA40CT001-F08 | Stator Winding Center Temperature (W/162) (SNR-H02MKA20CT008) |  | OPERATING | OPERATING | E072 | SNR0-2E0 | F40300002 |  | SNR0
SNR-H02MKA40CT001-F09 | Stator Winding Center Temperature (V/178) (SNR-H02MKA20CT009) |  | OPERATING | OPERATING | E072 | SNR0-2E0 | F40300002 |  | SNR0
SNR-H02MKA40CT001-F10 | Stator Winding Center Temperature (U/218) (SNR-H02MKA20CT010) |  | OPERATING | OPERATING | E072 | SNR0-2E0 | F40300002 |  | SNR0
SNR-H02MKA40CT001-F11 | Stator Winding Center Temperature (W/234) (SNR-H02MKA20CT011) |  | OPERATING | OPERATING | E072 | SNR0-2E0 | F40300002 |  | SNR0
SNR-H02MKA40CT001-F12 | Stator Winding Center Temperature (V/250) (SNR-H02MKA20CT012) |  | OPERATING | OPERATING | E072 | SNR0-2E0 | F40300002 |  | SNR0
SNR-H02MKA40CT001-F13 | Stator Winding Center Temperature (U/290) (SNR-H02MKA20CT013) |  | OPERATING | OPERATING | E072 | SNR0-2E0 | F40300002 |  | SNR0
SNR-H02MKA40CT001-F14 | Stator Winding Center Temperature (W/306) (SNR-H02MKA20CT014) |  | OPERATING | OPERATING | E072 | SNR0-2E0 | F40300002 |  | SNR0
SNR-H02MKA40CT001-F15 | Stator Winding Center Temperature (V/322) (SNR-H02MKA20CT015) |  | OPERATING | OPERATING | E072 | SNR0-2E0 | F40300002 |  | SNR0
SNR-H02MKA40CT001-F16 | Stator Winding Center Temperature (U/362) (SNR-H02MKA20CT016) |  | OPERATING | OPERATING | E072 | SNR0-2E0 | F40300002 |  | SNR0
SNR-H02MKA40CT001-F17 | Stator Winding Center Temperature (W/378) (SNR-H02MKA20CT017) |  | OPERATING | OPERATING | E072 | SNR0-2E0 | F40300002 |  | SNR0
SNR-H02MKA40CT001-F18 | Stator Winding Center Temperature (V/394) (SNR-H02MKA20CT018) |  | OPERATING | OPERATING | E072 | SNR0-2E0 | F40300002 |  | SNR0
SNR-H02MKA40CT002 | Temperature Stator Winding NDE |  | OPERATING | OPERATING | E072 | SNR0-2E0 | F40300002 |  | SNR0
SNR-H02MKA40CT002-F01 | Temperature Stator Winding, NDE Side at U/398 (SNR-H02MKA25CT001) |  | OPERATING | OPERATING | E072 | SNR0-2E0 | F40300002 |  | SNR0
SNR-H02MKA40CT002-F02 | Temperature Stator Winding, NDE Side at W/78 (SNR-H02MKA25CT002) |  | OPERATING | OPERATING | E072 | SNR0-2E0 | F40300002 |  | SNR0
SNR-H02MKA40CT002-F03 | Temperature Stator Winding, NDE Side at V/238 (SNR-H02MKA25CT003) |  | OPERATING | OPERATING | E072 | SNR0-2E0 | F40300002 |  | SNR0
SNR-H02MKA40CT003 | Temperature Stator Winding DE |  | OPERATING | OPERATING | E072 | SNR0-2E0 | F40300002 |  | SNR0
SNR-H02MKA40CT003-F01 | Temperature Stator Winding, DE Side at U/397 (SNR-H02MKA25CT004) |  | OPERATING | OPERATING | E072 | SNR0-2E0 | F40300002 |  | SNR0
SNR-H02MKA40CT003-F02 | Temperature Stator Winding, DE Side at W/77 (SNR-H02MKA25CT005) |  | OPERATING | OPERATING | E072 | SNR0-2E0 | F40300002 |  | SNR0
SNR-H02MKA40CT003-F03 | Temperature Stator Winding, DE Side at V/237 (SNR-H02MKA25CT006) |  | OPERATING | OPERATING | E072 | SNR0-2E0 | F40300002 |  | SNR0
SNR-H02MKA40CT004 | Temperature Stator Core Center |  | OPERATING | OPERATING | E072 | SNR0-2E0 | F40300002 |  | SNR0
SNR-H02MKA40CT004-F01 | Stator Core Center Temperature 1 (SNR-H02MKA30CT001) |  | OPERATING | OPERATING | E072 | SNR0-2E0 | F40300002 |  | SNR0
SNR-H02MKA40CT004-F02 | Stator Core Center Temperature 2 (SNR-H02MKA30CT002) |  | OPERATING | OPERATING | E072 | SNR0-2E0 | F40300002 |  | SNR0
SNR-H02MKA40CT004-F03 | Stator Core Center Temperature 3 (SNR-H02MKA30CT003) |  | OPERATING | OPERATING | E072 | SNR0-2E0 | F40300002 |  | SNR0
SNR-H02MKA40CT004-F04 | Stator Core Center Temperature 4 (SNR-H02MKA30CT004) |  | OPERATING | OPERATING | E072 | SNR0-2E0 | F40300002 |  | SNR0
SNR-H02MKA40CT004-F05 | Stator Core Center Temperature 5 (SNR-H02MKA30CT005) |  | OPERATING | OPERATING | E072 | SNR0-2E0 | F40300002 |  | SNR0
SNR-H02MKA40CT004-F06 | Stator Core Center Temperature 6 (SNR-H02MKA30CT006) |  | OPERATING | OPERATING | E072 | SNR0-2E0 | F40300002 |  | SNR0
SNR-H02MKA40CT004-F07 | Stator Core Center Temperature 7 (SNR-H02MKA30CT007) |  | OPERATING | OPERATING | E072 | SNR0-2E0 | F40300002 |  | SNR0
SNR-H02MKA40CT004-F08 | Stator Core Center Temperature 8 (SNR-H02MKA30CT008) |  | OPERATING | OPERATING | E072 | SNR0-2E0 | F40300002 |  | SNR0
SNR-H02MKA40CT004-F09 | Stator Core Center Temperature 9 (SNR-H02MKA30CT009) |  | OPERATING | OPERATING | E072 | SNR0-2E0 | F40300002 |  | SNR0
SNR-H02MKA40CT005 | Temperature Stator Core NDE |  | OPERATING | OPERATING | E072 | SNR0-2E0 | F40300002 |  | SNR0
SNR-H02MKA40CT005-F01 | Temperature Stator Core, NDE (SNR-H02MKA35CT001) |  | OPERATING | OPERATING | E072 | SNR0-2E0 | F40300002 |  | SNR0
SNR-H02MKA40CT005-F02 | Temperature Stator Core, NDE (SNR-H02MKA35CT002) |  | OPERATING | OPERATING | E072 | SNR0-2E0 | F40300002 |  | SNR0
SNR-H02MKA40CT005-F03 | Temperature Stator Core, NDE (SNR-H02MKA35CT003) |  | OPERATING | OPERATING | E072 | SNR0-2E0 | F40300002 |  | SNR0
SNR-H02MKA40CT005-F04 | Temperature Stator Core, NDE (SNR-H02MKA35CT004) |  | OPERATING | OPERATING | E072 | SNR0-2E0 | F40300002 |  | SNR0
SNR-H02MKA40CT005-F05 | Temperature Stator Core, NDE (SNR-H02MKA35CT005) |  | OPERATING | OPERATING | E072 | SNR0-2E0 | F40300002 |  | SNR0
SNR-H02MKA40CT005-F06 | Temperature Stator Core, NDE (SNR-H02MKA35CT006) |  | OPERATING | OPERATING | E072 | SNR0-2E0 | F40300002 |  | SNR0
SNR-H02MKA40CT006 | Temperature Stator hot air |  | OPERATING | OPERATING | E072 | SNR0-2E0 | F40300002 |  | SNR0
SNR-H02MKA40CT006-F01 | Temperature Stator Hot Air (SNR-H02MKA81CT013) |  | OPERATING | OPERATING | E072 | SNR0-2E0 | F40300002 |  | SNR0
SNR-H02MKA40CT006-F02 | Stator Hot Air Temperature 1 (SNR-H02MKA81CT001) |  | OPERATING | OPERATING | E072 | SNR0-2E0 | F40300002 |  | SNR0
SNR-H02MKA40CT006-F03 | Stator Hot Air Temperature 2 (SNR-H02MKA81CT002) |  | OPERATING | OPERATING | E072 | SNR0-2E0 | F40300002 |  | SNR0
SNR-H02MKA40CT006-F04 | Stator Hot Air Temperature 3 (SNR-H02MKA81CT003) |  | OPERATING | OPERATING | E072 | SNR0-2E0 | F40300002 |  | SNR0
SNR-H02MKA40CT006-F05 | Stator Hot Air Temperature 4 (SNR-H02MKA81CT004) |  | OPERATING | OPERATING | E072 | SNR0-2E0 | F40300002 |  | SNR0
SNR-H02MKA40CT006-F06 | Stator Hot Air Temperature 5 (SNR-H02MKA81CT005) |  | OPERATING | OPERATING | E072 | SNR0-2E0 | F40300002 |  | SNR0
SNR-H02MKA40CT006-F07 | Stator Hot Air Temperature 6 (SNR-H02MKA81CT006) |  | OPERATING | OPERATING | E072 | SNR0-2E0 | F40300002 |  | SNR0
SNR-H02MKA40CT006-F08 | Stator Hot Air Temperature 7 (SNR-H02MKA81CT007) |  | OPERATING | OPERATING | E072 | SNR0-2E0 | F40300002 |  | SNR0
SNR-H02MKA40CT006-F09 | Stator Hot Air Temperature 8 (SNR-H02MKA81CT008) |  | OPERATING | OPERATING | E072 | SNR0-2E0 | F40300002 |  | SNR0
SNR-H02MKA40CT006-F10 | Stator Hot Air Temperature 9 (SNR-H02MKA81CT009) |  | OPERATING | OPERATING | E072 | SNR0-2E0 | F40300002 |  | SNR0
SNR-H02MKA40CT006-F11 | Stator Hot Air Temperature 10 (SNR-H02MKA81CT010) |  | OPERATING | OPERATING | E072 | SNR0-2E0 | F40300002 |  | SNR0
SNR-H02MKA40CT006-F12 | Stator Hot Air Temperature 11 (SNR-H02MKA81CT011) |  | OPERATING | OPERATING | E072 | SNR0-2E0 | F40300002 |  | SNR0
SNR-H02MKA40CT006-F13 | Stator Hot Air Temperature 12 (SNR-H02MKA81CT012) |  | OPERATING | OPERATING | E072 | SNR0-2E0 | F40300002 |  | SNR0
SNR-H02MKA40CT007 | Temperature Stator cold air |  | OPERATING | OPERATING | E072 | SNR0-2E0 | F40300002 |  | SNR0
SNR-H02MKA40CT007-F01 | Temperature Stator Cold Air (SNR-H02MKA82CT013) |  | OPERATING | OPERATING | E072 | SNR0-2E0 | F40300002 |  | SNR0
SNR-H02MKA40CT007-F02 | Stator Cold Air Temperature 1 (SNR-H02MKA82CT001) |  | OPERATING | OPERATING | E072 | SNR0-2E0 | F40300002 |  | SNR0
SNR-H02MKA40CT007-F03 | Stator Cold Air Temperature 2 (SNR-H02MKA82CT002) |  | OPERATING | OPERATING | E072 | SNR0-2E0 | F40300002 |  | SNR0
SNR-H02MKA40CT007-F04 | Stator Cold Air Temperature 3 (SNR-H02MKA82CT003) |  | OPERATING | OPERATING | E072 | SNR0-2E0 | F40300002 |  | SNR0
SNR-H02MKA40CT007-F05 | Stator Cold Air Temperature 4 (SNR-H02MKA82CT004) |  | OPERATING | OPERATING | E072 | SNR0-2E0 | F40300002 |  | SNR0
SNR-H02MKA40CT007-F06 | Stator Cold Air Temperature 5 (SNR-H02MKA82CT005) |  | OPERATING | OPERATING | E072 | SNR0-2E0 | F40300002 |  | SNR0
SNR-H02MKA40CT007-F07 | Stator Cold Air Temperature 6 (SNR-H02MKA82CT006) |  | OPERATING | OPERATING | E072 | SNR0-2E0 | F40300002 |  | SNR0
SNR-H02MKA40CT007-F08 | Stator Cold Air Temperature 7 (SNR-H02MKA82CT007) |  | OPERATING | OPERATING | E072 | SNR0-2E0 | F40300002 |  | SNR0
SNR-H02MKA40CT007-F09 | Stator Cold Air Temperature 8 (SNR-H02MKA82CT008) |  | OPERATING | OPERATING | E072 | SNR0-2E0 | F40300002 |  | SNR0
SNR-H02MKA40CT007-F10 | Stator Cold Air Temperature 9 (SNR-H02MKA82CT009) |  | OPERATING | OPERATING | E072 | SNR0-2E0 | F40300002 |  | SNR0
SNR-H02MKA40CT007-F11 | Stator Cold Air Temperature 10 (SNR-H02MKA82CT010) |  | OPERATING | OPERATING | E072 | SNR0-2E0 | F40300002 |  | SNR0
SNR-H02MKA40CT007-F12 | Stator Cold Air Temperature 11 (SNR-H02MKA82CT011) |  | OPERATING | OPERATING | E072 | SNR0-2E0 | F40300002 |  | SNR0
SNR-H02MKA40CT007-F13 | Stator Cold Air Temperature 12 (SNR-H02MKA82CT012) |  | OPERATING | OPERATING | E072 | SNR0-2E0 | F40300002 |  | SNR0
SNR-H02MKA40HA001 | Gen. Stator |  | OPERATING | OPERATING | E072 | SNR0-2E0 | F40300002 |  | SNR0
SNR-H02MKA40HA002 | Stator Core |  | OPERATING | OPERATING | E072 | SNR0-2E0 | F40300002 |  | SNR0
SNR-H02MKA40HA003 | Stator Frame |  | OPERATING | OPERATING | E072 | SNR0-2M0 | F40300002 |  | SNR0
SNR-H02MKA40HA004 | Pressing Plate NDE |  | OPERATING | OPERATING | E072 | SNR0-2M0 | F40300002 |  | SNR0
SNR-H02MKA40HA005 | Pressing Plate DE |  | OPERATING | OPERATING | E072 | SNR0-2M0 | F40300002 |  | SNR0
SNR-H02MKA40HA006 | Dovetail Bar |  | OPERATING | OPERATING | E072 | SNR0-2M0 | F40300002 |  | SNR0
SNR-H02MKA40HA007 | Stator Pressing Bolt Insulated |  | OPERATING | OPERATING | E072 | SNR0-2M0 | F40300002 |  | SNR0
SNR-H02MKA40HA008 | Bracket for Dovetail Bar |  | OPERATING | OPERATING | E072 | SNR0-2M0 | F40300002 |  | SNR0
SNR-H02MKA40HA009 | Stator Bar |  | OPERATING | OPERATING | E072 | SNR0-2E0 | F40300002 |  | SNR0
SNR-H02MKA40HA010 | Stator Winding Connection |  | OPERATING | OPERATING | E072 | SNR0-2E0 | F40300002 |  | SNR0
SNR-H02MKA40HA011 | Stator Line and Neutral Terminal |  | OPERATING | OPERATING | E072 | SNR0-2E0 | F40300002 |  | SNR0
SNR-H02MKA41 | Air Cooler (SNR-H02MKA80) |  | OPERATING | OPERATING | E072 | SNR0-2M0 | F40300002 |  | SNR0
SNR-H02MKA41AC101 | Gen. Air Cooler No.01 (SNR-H02MKA80AC010) |  | OPERATING | OPERATING | E072 | SNR0-2M0 | F40300002 |  | SNR0
SNR-H02MKA41AC101-F01 | CW. Outlet From Stator Air Cooler Temp. 1 (SNR-H02MKA80CT001) |  | OPERATING | OPERATING | E072 | SNR0-2E0 | F40300002 |  | SNR0
SNR-H02MKA41AC101KA01 | Air Vent for Air Cooler No.1 (SNR-H02MKA80AA612) |  | OPERATING | OPERATING | E072 | SNR0-2M0 | F40300002 |  | SNR0
SNR-H02MKA41AC101KA02 | Drain Valve for Air Cooler No.1 (SNR-H02MKA80AA611) |  | OPERATING | OPERATING | E072 | SNR0-2M0 | F40300002 |  | SNR0
SNR-H02MKA41AC102 | Gen. Air Cooler No.02 (SNR-H02MKA80AC020) |  | OPERATING | OPERATING | E072 | SNR0-2M0 | F40300002 |  | SNR0
SNR-H02MKA41AC102-F01 | CW. Outlet From Stator Air Cooler Temp. 2 (SNR-H02MKA80CT002) |  | OPERATING | OPERATING | E072 | SNR0-2E0 | F40300002 |  | SNR0
SNR-H02MKA41AC102KA01 | Air Vent for Air Cooler No.2 (SNR-H02MKA80AA622) |  | OPERATING | OPERATING | E072 | SNR0-2M0 | F40300002 |  | SNR0
SNR-H02MKA41AC102KA02 | Drain Valve for Air Cooler No.2 (SNR-H02MKA80AA621) |  | OPERATING | OPERATING | E072 | SNR0-2M0 | F40300002 |  | SNR0
SNR-H02MKA41AC103 | Gen. Air Cooler No.03 (SNR-H02MKA80AC030) |  | OPERATING | OPERATING | E072 | SNR0-2M0 | F40300002 |  | SNR0
SNR-H02MKA41AC103-F01 | CW. Outlet From Stator Air Cooler Temp. 3 (SNR-H02MKA80CT003) |  | OPERATING | OPERATING | E072 | SNR0-2E0 | F40300002 |  | SNR0
SNR-H02MKA41AC103KA01 | Air Vent for Air Cooler No.3 (SNR-H02MKA80AA632) |  | OPERATING | OPERATING | E072 | SNR0-2M0 | F40300002 |  | SNR0
SNR-H02MKA41AC103KA02 | Drain Valve for Air Cooler No.3 (SNR-H02MKA80AA631) |  | OPERATING | OPERATING | E072 | SNR0-2M0 | F40300002 |  | SNR0
SNR-H02MKA41AC104 | Gen. Air Cooler No.04 (SNR-H02MKA80AC040) |  | OPERATING | OPERATING | E072 | SNR0-2M0 | F40300002 |  | SNR0
SNR-H02MKA41AC104-F01 | CW. Outlet From Stator Air Cooler Temp. 4 (SNR-H02MKA80CT004) |  | OPERATING | OPERATING | E072 | SNR0-2E0 | F40300002 |  | SNR0
SNR-H02MKA41AC104KA01 | Air Vent for Air Cooler No.4 (SNR-H02MKA80AA642) |  | OPERATING | OPERATING | E072 | SNR0-2M0 | F40300002 |  | SNR0
SNR-H02MKA41AC104KA02 | Drain Valve for Air Cooler No.4 (SNR-H02MKA80AA641) |  | OPERATING | OPERATING | E072 | SNR0-2M0 | F40300002 |  | SNR0
SNR-H02MKA41AC105 | Gen. Air Cooler No.05 (SNR-H02MKA80AC050) |  | OPERATING | OPERATING | E072 | SNR0-2M0 | F40300002 |  | SNR0
SNR-H02MKA41AC105-F01 | CW. Outlet From Stator Air Cooler Temp. 5 (SNR-H02MKA80CT005) |  | OPERATING | OPERATING | E072 | SNR0-2E0 | F40300002 |  | SNR0
SNR-H02MKA41AC105KA01 | Air Vent for Air Cooler No.5 (SNR-H02MKA80AA652) |  | OPERATING | OPERATING | E072 | SNR0-2M0 | F40300002 |  | SNR0
SNR-H02MKA41AC105KA02 | Drain Valve for Air Cooler No.5 (SNR-H02MKA80AA651) |  | OPERATING | OPERATING | E072 | SNR0-2M0 | F40300002 |  | SNR0
SNR-H02MKA41AC106 | Gen. Air Cooler No.06 (SNR-H02MKA80AC060) |  | OPERATING | OPERATING | E072 | SNR0-2M0 | F40300002 |  | SNR0
SNR-H02MKA41AC106-F01 | CW. Outlet From Stator Air Cooler Temp. 6 (SNR-H02MKA80CT006) |  | OPERATING | OPERATING | E072 | SNR0-2E0 | F40300002 |  | SNR0
SNR-H02MKA41AC106KA01 | Air Vent for Air Cooler No.6 (SNR-H02MKA80AA662) |  | OPERATING | OPERATING | E072 | SNR0-2M0 | F40300002 |  | SNR0
SNR-H02MKA41AC106KA02 | Drain Valve for Air Cooler No.6 (SNR-H02MKA80AA661) |  | OPERATING | OPERATING | E072 | SNR0-2M0 | F40300002 |  | SNR0
SNR-H02MKA41AC107 | Gen. Air Cooler No.07 (SNR-H02MKA80AC070) |  | OPERATING | OPERATING | E072 | SNR0-2M0 | F40300002 |  | SNR0
SNR-H02MKA41AC107-F01 | CW. Outlet From Stator Air Cooler Temp. 7 (SNR-H02MKA80CT007) |  | OPERATING | OPERATING | E072 | SNR0-2E0 | F40300002 |  | SNR0
SNR-H02MKA41AC107KA01 | Air Vent for Air Cooler No.7 (SNR-H02MKA80AA672) |  | OPERATING | OPERATING | E072 | SNR0-2M0 | F40300002 |  | SNR0
SNR-H02MKA41AC107KA02 | Drain Valve for Air Cooler No.7 (SNR-H02MKA80AA671) |  | OPERATING | OPERATING | E072 | SNR0-2M0 | F40300002 |  | SNR0
SNR-H02MKA41AC108 | Gen. Air Cooler No.08 (SNR-H02MKA80AC080) |  | OPERATING | OPERATING | E072 | SNR0-2M0 | F40300002 |  | SNR0
SNR-H02MKA41AC108-F01 | CW. Outlet From Stator Air Cooler Temp. 8 (SNR-H02MKA80CT008) |  | OPERATING | OPERATING | E072 | SNR0-2E0 | F40300002 |  | SNR0
SNR-H02MKA41AC108KA01 | Air Vent for Air Cooler No.8 (SNR-H02MKA80AA682) |  | OPERATING | OPERATING | E072 | SNR0-2M0 | F40300002 |  | SNR0
SNR-H02MKA41AC108KA02 | Drain Valve for Air Cooler No.8 (SNR-H02MKA80AA681) |  | OPERATING | OPERATING | E072 | SNR0-2M0 | F40300002 |  | SNR0
SNR-H02MKA41AC109 | Gen. Air Cooler No.09 (SNR-H02MKA80AC090) |  | OPERATING | OPERATING | E072 | SNR0-2M0 | F40300002 |  | SNR0
SNR-H02MKA41AC109-F01 | CW. Outlet From Stator Air Cooler Temp. 9 (SNR-H02MKA80CT009) |  | OPERATING | OPERATING | E072 | SNR0-2E0 | F40300002 |  | SNR0
SNR-H02MKA41AC109KA01 | Air Vent for Air Cooler No.9 (SNR-H02MKA80AA692) |  | OPERATING | OPERATING | E072 | SNR0-2M0 | F40300002 |  | SNR0
SNR-H02MKA41AC109KA02 | Drain Valve for Air Cooler No.9 (SNR-H02MKA80AA691) |  | OPERATING | OPERATING | E072 | SNR0-2M0 | F40300002 |  | SNR0
SNR-H02MKA41AC110 | Gen. Air Cooler No.10 (SNR-H02MKA80AC100) |  | OPERATING | OPERATING | E072 | SNR0-2M0 | F40300002 |  | SNR0
SNR-H02MKA41AC110-F01 | CW. Outlet From Stator Air Cooler Temp. 10 (SNR-H02MKA80CT010) |  | OPERATING | OPERATING | E072 | SNR0-2E0 | F40300002 |  | SNR0
SNR-H02MKA41AC110KA01 | Air Vent for Air Cooler No.10 (SNR-H02MKA80AA6102) |  | OPERATING | OPERATING | E072 | SNR0-2M0 | F40300002 |  | SNR0
SNR-H02MKA41AC110KA02 | Drain Valve for Air Cooler No.10 (SNR-H02MKA80AA6101) |  | OPERATING | OPERATING | E072 | SNR0-2M0 | F40300002 |  | SNR0
SNR-H02MKA41AC111 | Gen. Air Cooler No.11 (SNR-H02MKA80AC110) |  | OPERATING | OPERATING | E072 | SNR0-2M0 | F40300002 |  | SNR0
SNR-H02MKA41AC111-F01 | CW. Outlet From Stator Air Cooler Temp. 11 (SNR-H02MKA80CT011) |  | OPERATING | OPERATING | E072 | SNR0-2E0 | F40300002 |  | SNR0
SNR-H02MKA41AC111KA01 | Air Vent for Air Cooler No.11 (SNR-H02MKA80AA6112) |  | OPERATING | OPERATING | E072 | SNR0-2M0 | F40300002 |  | SNR0
SNR-H02MKA41AC111KA02 | Drain Valve for Air Cooler No.11 (SNR-H02MKA80AA6111) |  | OPERATING | OPERATING | E072 | SNR0-2M0 | F40300002 |  | SNR0
SNR-H02MKA41AC112 | Gen. Air Cooler No.12 (SNR-H02MKA80AC120) |  | OPERATING | OPERATING | E072 | SNR0-2M0 | F40300002 |  | SNR0
SNR-H02MKA41AC112-F01 | CW. Outlet From Stator Air Cooler Temp. 12 (SNR-H02MKA80CT012) |  | OPERATING | OPERATING | E072 | SNR0-2E0 | F40300002 |  | SNR0
SNR-H02MKA41AC112KA01 | Air Vent for Air Cooler No.12 (SNR-H02MKA80AA6122) |  | OPERATING | OPERATING | E072 | SNR0-2M0 | F40300002 |  | SNR0
SNR-H02MKA41AC112KA02 | Drain Valve for Air Cooler No.12 (SNR-H02MKA80AA6121) |  | OPERATING | OPERATING | E072 | SNR0-2M0 | F40300002 |  | SNR0
SNR-H02MKA42 | Space Heater |  | OPERATING | OPERATING | E072 | SNR0-2E0 | F40300002 |  | SNR0
SNR-H02MKA42AH001 | Heater for Air Inside Stator - Anti Condensation 1 (SNR-H02MKA20AH001) |  | OPERATING | OPERATING | E072 | SNR0-2E0 | F40300002 |  | SNR0
SNR-H02MKA42AH002 | Heater for Air Inside Stator - Anti Condensation 2 (SNR-H02MKA20AH002) |  | OPERATING | OPERATING | E072 | SNR0-2E0 | F40300002 |  | SNR0
SNR-H02MKA42AH003 | Heater for Air Inside Stator - Anti Condensation 3 (SNR-H02MKA20AH003) |  | OPERATING | OPERATING | E072 | SNR0-2E0 | F40300002 |  | SNR0
SNR-H02MKA42AH004 | Heater for Air Inside Stator - Anti Condensation 4 (SNR-H02MKA20AH004) |  | OPERATING | OPERATING | E072 | SNR0-2E0 | F40300002 |  | SNR0
SNR-H02MKA42AH005 | Heater for Air Inside Stator - Anti Condensation 5 (SNR-H02MKA20AH005) |  | OPERATING | OPERATING | E072 | SNR0-2E0 | F40300002 |  | SNR0
SNR-H02MKA42AH006 | Heater for Air Inside Stator - Anti Condensation 6 (SNR-H02MKA20AH006) |  | OPERATING | OPERATING | E072 | SNR0-2E0 | F40300002 |  | SNR0
SNR-H02MKA42AH007 | Heater for Air Inside Stator - Anti Condensation 7 (SNR-H02MKA20AH007) |  | OPERATING | OPERATING | E072 | SNR0-2E0 | F40300002 |  | SNR0
SNR-H02MKA42AH008 | Heater for Air Inside Stator - Anti Condensation 8 (SNR-H02MKA20AH008) |  | OPERATING | OPERATING | E072 | SNR0-2E0 | F40300002 |  | SNR0
SNR-H02MKA42AH009 | Heater for Air Inside Stator - Anti Condensation 9 (SNR-H02MKA20AH009) |  | OPERATING | OPERATING | E072 | SNR0-2E0 | F40300002 |  | SNR0
SNR-H02MKA42AH010 | Heater for Air Inside Stator - Anti Condensation 10 (SNR-H02MKA20AH010) |  | OPERATING | OPERATING | E072 | SNR0-2E0 | F40300002 |  | SNR0
SNR-H02MKA42AH011 | Heater for Air Inside Stator - Anti Condensation 11 (SNR-H02MKA20AH011) |  | OPERATING | OPERATING | E072 | SNR0-2E0 | F40300002 |  | SNR0
SNR-H02MKA42AH012 | Heater for Air Inside Stator - Anti Condensation 12 (SNR-H02MKA20AH012) |  | OPERATING | OPERATING | E072 | SNR0-2E0 | F40300002 |  | SNR0
SNR-H02MKA42DT001 | Thermostat Standstill Heater for Anti Condensation (SNR-H02MKA20DT001) |  | OPERATING | OPERATING | E072 | SNR0-2E0 | F40300002 |  | SNR0
SNR-H02MKA50 | Generator Friction Brake (SNR-H02MKA90) |  | OPERATING | OPERATING | E072 | SNR0-2M0 | F40300002 |  | SNR0
SNR-H02MKA50AA001 | Brake Plant Solenoid Valve - DC/AC Supply (SNR-H02MKA91GH001) |  | OPERATING | OPERATING | E072 | SNR0-2M0 | F40300002 |  | SNR0
SNR-H02MKA50AU101 | Brake Ring Segment No.1 |  | OPERATING | OPERATING | E072 | SNR0-2M0 | F40300002 |  | SNR0
SNR-H02MKA50AU102 | Brake Ring Segment No.2 |  | OPERATING | OPERATING | E072 | SNR0-2M0 | F40300002 |  | SNR0
SNR-H02MKA50AU103 | Brake Ring Segment No.3 |  | OPERATING | OPERATING | E072 | SNR0-2M0 | F40300002 |  | SNR0
SNR-H02MKA50AU104 | Brake Ring Segment No.4 |  | OPERATING | OPERATING | E072 | SNR0-2M0 | F40300002 |  | SNR0
SNR-H02MKA50AU105 | Brake Ring Segment No.5 |  | OPERATING | OPERATING | E072 | SNR0-2M0 | F40300002 |  | SNR0
SNR-H02MKA50AU106 | Brake Ring Segment No.6 |  | OPERATING | OPERATING | E072 | SNR0-2M0 | F40300002 |  | SNR0
SNR-H02MKA50AU107 | Brake Ring Segment No.7 |  | OPERATING | OPERATING | E072 | SNR0-2M0 | F40300002 |  | SNR0
SNR-H02MKA50AU108 | Brake Ring Segment No.8 |  | OPERATING | OPERATING | E072 | SNR0-2M0 | F40300002 |  | SNR0
SNR-H02MKA50AU109 | Brake Ring Segment No.9 |  | OPERATING | OPERATING | E072 | SNR0-2M0 | F40300002 |  | SNR0
SNR-H02MKA50AU110 | Brake Ring Segment No.10 |  | OPERATING | OPERATING | E072 | SNR0-2M0 | F40300002 |  | SNR0
SNR-H02MKA50AU111 | Brake Ring Segment No.11 |  | OPERATING | OPERATING | E072 | SNR0-2M0 | F40300002 |  | SNR0
SNR-H02MKA50AU112 | Brake Ring Segment No.12 |  | OPERATING | OPERATING | E072 | SNR0-2M0 | F40300002 |  | SNR0
SNR-H02MKA50AU113 | Brake Ring Segment No.13 |  | OPERATING | OPERATING | E072 | SNR0-2M0 | F40300002 |  | SNR0
SNR-H02MKA50AU114 | Brake Ring Segment No.14 |  | OPERATING | OPERATING | E072 | SNR0-2M0 | F40300002 |  | SNR0
SNR-H02MKA50AU115 | Brake Ring Segment No.15 |  | OPERATING | OPERATING | E072 | SNR0-2M0 | F40300002 |  | SNR0
SNR-H02MKA50AU116 | Brake Ring Segment No.16 |  | OPERATING | OPERATING | E072 | SNR0-2M0 | F40300002 |  | SNR0
SNR-H02MKA50AU201 | Friction Brake No.1 (SNR-H02MKA90AU010) |  | OPERATING | OPERATING | E072 | SNR0-2M0 | F40300002 |  | SNR0
SNR-H02MKA50AU201-S01 | Limit Switch of Brake No.1 (SNR-H02MKA90AU010-S01) |  | OPERATING | OPERATING | E072 | SNR0-2E0 | F40300002 |  | SNR0
SNR-H02MKA50AU202 | Friction Brake No.2 (SNR-H02MKA90AU020) |  | OPERATING | OPERATING | E072 | SNR0-2M0 | F40300002 |  | SNR0
SNR-H02MKA50AU202-S01 | Limit Switch of Brake No.2 (SNR-H02MKA90AU020-S01) |  | OPERATING | OPERATING | E072 | SNR0-2E0 | F40300002 |  | SNR0
SNR-H02MKA50AU203 | Friction Brake No.3 (SNR-H02MKA90AU030) |  | OPERATING | OPERATING | E072 | SNR0-2M0 | F40300002 |  | SNR0
SNR-H02MKA50AU203-S01 | Limit Switch of Brake No.3 (SNR-H02MKA90AU030-S01) |  | OPERATING | OPERATING | E072 | SNR0-2E0 | F40300002 |  | SNR0
SNR-H02MKA50AU204 | Friction Brake No.4 (SNR-H02MKA90AU040) |  | OPERATING | OPERATING | E072 | SNR0-2M0 | F40300002 |  | SNR0
SNR-H02MKA50AU204-S01 | Limit Switch of Brake No.4 (SNR-H02MKA90AU040-S01) |  | OPERATING | OPERATING | E072 | SNR0-2E0 | F40300002 |  | SNR0
SNR-H02MKA50AU205 | Friction Brake No.5 (SNR-H02MKA90AU050) |  | OPERATING | OPERATING | E072 | SNR0-2M0 | F40300002 |  | SNR0
SNR-H02MKA50AU205-S01 | Limit Switch of Brake No.5 (SNR-H02MKA90AU050-S01) |  | OPERATING | OPERATING | E072 | SNR0-2E0 | F40300002 |  | SNR0
SNR-H02MKA50AU206 | Friction Brake No.6 (SNR-H02MKA90AU060) |  | OPERATING | OPERATING | E072 | SNR0-2M0 | F40300002 |  | SNR0
SNR-H02MKA50AU206-S01 | Limit Switch of Brake No.6 (SNR-H02MKA90AU060-S01) |  | OPERATING | OPERATING | E072 | SNR0-2E0 | F40300002 |  | SNR0
SNR-H02MKA50AU207 | Friction Brake No.7 (SNR-H02MKA90AU070) |  | OPERATING | OPERATING | E072 | SNR0-2M0 | F40300002 |  | SNR0
SNR-H02MKA50AU207-S01 | Limit Switch of Brake No.7 (SNR-H02MKA90AU070-S01) |  | OPERATING | OPERATING | E072 | SNR0-2E0 | F40300002 |  | SNR0
SNR-H02MKA50AU208 | Friction Brake No.8 (SNR-H02MKA90AU080) |  | OPERATING | OPERATING | E072 | SNR0-2M0 | F40300002 |  | SNR0
SNR-H02MKA50AU208-S01 | Limit Switch of Brake No.8 (SNR-H02MKA90AU080-S01) |  | OPERATING | OPERATING | E072 | SNR0-2E0 | F40300002 |  | SNR0
SNR-H02MKA60 | PD Monitor |  | OPERATING | OPERATING | E072 | SNR0-2E0 | F40300002 |  | SNR0
SNR-H02MKA60AX001 | PD Monitor Terminal Box (SNR-H02MKA50GH007) |  | OPERATING | OPERATING | E072 | SNR0-2E0 | F40300002 |  | SNR0
SNR-H02MKA70 | Vibration Monitoring |  | OPERATING | OPERATING | E072 | SNR0-2E0 | F40300002 |  | SNR0
SNR-H02MKA70CY001 | Vibration Monitoring Panel DC/AC (SNR-H02MKA50GH001) |  | OPERATING | OPERATING | E072 | SNR0-2E0 | F40300002 |  | SNR0
SNR-H02MKA70CY001-B01 | Vibration sensor Shaft relative displacement (X) LCB (SNR-H02BYN60CY001) |  | OPERATING | OPERATING | E072 | SNR0-2E0 | F40300002 |  | SNR0
SNR-H02MKA70CY001-B02 | Vibration sensor Shaft relative displacement (Y) LCB (SNR-H02BYN60CY002) |  | OPERATING | OPERATING | E072 | SNR0-2E0 | F40300002 |  | SNR0
SNR-H02MKA70CY001-B03 | Vibration sensor Lower Bracket absolute axial displacement (Z) 1 LCB (SNR-H02BYN60CY003) |  | OPERATING | OPERATING | E072 | SNR0-2E0 | F40300002 |  | SNR0
SNR-H02MKA70CY001-B04 | Vibration sensor Lower Bracket absolute axial displacement (Z) 2 LCB (SNR-H02BYN60CY004) |  | OPERATING | OPERATING | E072 | SNR0-2E0 | F40300002 |  | SNR0
SNR-H02MKA70CY001-B05 | Vibration sensor Shaft relative displacement (X) TGB (SNR-H02BYN50CY001) |  | OPERATING | OPERATING | E072 | SNR0-2E0 | F40300002 |  | SNR0
SNR-H02MKA70CY001-B06 | Vibration sensor Shaft relative displacement (Y) TGB (SNR-H02BYN50CY002) |  | OPERATING | OPERATING | E072 | SNR0-2E0 | F40300002 |  | SNR0
SNR-H02MKA70CY001-B07 | Sensor Phase Detection-Key Phasor TGB (SNR-H02BYN50CS001) |  | OPERATING | OPERATING | E072 | SNR0-2E0 | F40300002 |  | SNR0
SNR-H02MKA80 | Brake Dust Exhaust System (SNR-H02MKA93) |  | OPERATING | OPERATING | E072 | SNR0-2M0 | F40300002 |  | SNR0
SNR-H02MKA80AU001 | Brake Dust Collection Plant |  | OPERATING | OPERATING | E072 | SNR0-2M0 | F40300002 |  | SNR0
SNR-H02MKA80AU001-A01 | Local Control Box (SNR-H02MKA93GH002) |  | OPERATING | OPERATING | E072 | SNR0-2E0 | F40300002 |  | SNR0
SNR-H02MKA80AU001-M01 | Motor for Centrifugal Suction Blower Brake Dust Collection Plant (SNR-H02MKA93AN001-M01) |  | OPERATING | OPERATING | E072 | SNR0-2E0 | F40300002 |  | SNR0
SNR-H02MKA80AU001-X01 | Motor Terminal Box (SNR-H02MKA93GH001) |  | OPERATING | OPERATING | E072 | SNR0-2E0 | F40300002 |  | SNR0
SNR-H02MKA80AU001KN01 | Centrifugal Blower (SNR-H02MKA93AN001) |  | OPERATING | OPERATING | E072 | SNR0-2M0 | F40300002 |  | SNR0
SNR-H02MKA80AU001KT01 | Dust Filter With Steel Casing (SNR-H02MKA93AT001) |  | OPERATING | OPERATING | E072 | SNR0-2M0 | F40300002 |  | SNR0
SNR-H02MKA80AU001QP01 | Brake Dust Collection Plant Dust Filter Clogged (SNR-H02MKA93CP001) |  | OPERATING | OPERATING | E072 | SNR0-2E0 | F40300002 |  | SNR0
SNR-H02MKA90 | Carbon Dust Collection Plant |  | OPERATING | OPERATING | E072 | SNR0-2M0 | F40300002 |  | SNR0
SNR-H02MKA90AT001 | Carbon Dust Collection Plant |  | OPERATING | OPERATING | E072 | SNR0-2E0 | F40300002 |  | SNR0
SNR-H02MKA90AT001-A01 | Local Control Box (SNR-H02MKA60GH002) |  | OPERATING | OPERATING | E072 | SNR0-2E0 | F40300002 |  | SNR0
SNR-H02MKA90AT001-M01 | Motor for Centrifugal Suction Blower - Carbon Dust Collection Plant (SNR-H02MKA60AN001-M01) |  | OPERATING | OPERATING | E072 | SNR0-2E0 | F40300002 |  | SNR0
SNR-H02MKA90AT001-X01 | Motor Terminal Box (SNR-H02MKA60GH001) |  | OPERATING | OPERATING | E072 | SNR0-2E0 | F40300002 |  | SNR0
SNR-H02MKA90AT001AN01 | Centrifugal Blower (SNR-H02MKA60AN001) |  | OPERATING | OPERATING | E072 | SNR0-2M0 | F40300002 |  | SNR0
SNR-H02MKA90AT001CP01 | Carbon Dust Exhaust Filter Clogged (SNR-H02MKA60CP001) |  | OPERATING | OPERATING | E072 | SNR0-2E0 | F40300002 |  | SNR0
SNR-H02MKA90AT001KT01 | Dust Filter With Steel Casing (SNR-H02MKA60AT001) |  | OPERATING | OPERATING | E072 | SNR0-2M0 | F40300002 |  | SNR0
SNR-H02MKC | Excitation System |  | OPERATING | OPERATING | E072 | SNR0-2E0 | F40300002 |  | SNR0
SNR-H02MKC10 | AVR Excitation Unit |  | OPERATING | OPERATING | E072 | SNR0-2E0 | F40300002 |  | SNR0
SNR-H02MKC10GH100 | Excitation (SNR-H02MKC10DE010+01MKC01) |  | OPERATING | OPERATING | E072 | SNR0-2E0 | F40300002 |  | SNR0
SNR-H02MKC10GH100-A01 | A10 2 Channel Change Over PCB |  | OPERATING | OPERATING | E072 | SNR0-2E0 | F40300002 |  | SNR0
SNR-H02MKC10GH100-A02 | A101,102 Touch Panel TP-905 |  | OPERATING | OPERATING | E072 | SNR0-2E0 | F40300002 |  | SNR0
SNR-H02MKC10GH100-A03 | V81 Redundancy Module |  | OPERATING | OPERATING | E072 | SNR0-2E0 | F40300002 |  | SNR0
SNR-H02MKC10GH100-B01 | B01,02,03 Transducer (Prog) |  | OPERATING | OPERATING | E072 | SNR0-2E0 | F40300002 |  | SNR0
SNR-H02MKC10GH100-B02 | S02 Hygrostat |  | OPERATING | OPERATING | E072 | SNR0-2E0 | F40300002 |  | SNR0
SNR-H02MKC10GH100-D01 | A01,11 Housing HIPASE-CS-330 |  | OPERATING | OPERATING | E072 | SNR0-2E0 | F40300002 |  | SNR0
SNR-H02MKC10GH100-E01 | E10 Cubicle Light |  | OPERATING | OPERATING | E072 | SNR0-2E0 | F40300002 |  | SNR0
SNR-H02MKC10GH100-E02 | E20 Heater |  | OPERATING | OPERATING | E072 | SNR0-2E0 | F40300002 |  | SNR0
SNR-H02MKC10GH100-F01 | F08,09,191,192 Miniature Circuit Breaker 415VAC 3P |  | OPERATING | OPERATING | E072 | SNR0-2E0 | F40300002 |  | SNR0
SNR-H02MKC10GH100-F02 | F73,74,81,82,Q71,72 Miniature Circuit Breaker 500VDC |  | OPERATING | OPERATING | E072 | SNR0-2E0 | F40300002 |  | SNR0
SNR-H02MKC10GH100-F03 | F90,91,92,93 Miniature Circuit Breaker 415VAC 1P |  | OPERATING | OPERATING | E072 | SNR0-2E0 | F40300002 |  | SNR0
SNR-H02MKC10GH100-F04 | F95 Residual Current Breaker |  | OPERATING | OPERATING | E072 | SNR0-2E0 | F40300002 |  | SNR0
SNR-H02MKC10GH100-F05 | U91 Transformer Protection Relay TR-7570 |  | OPERATING | OPERATING | E072 | SNR0-2E0 | F40300002 |  | SNR0
SNR-H02MKC10GH100-G01 | A81,82 AC/DC-DC Converter 100-240VAC/24VDC |  | OPERATING | OPERATING | E072 | SNR0-2E0 | F40300002 |  | SNR0
SNR-H02MKC10GH100-G02 | A85,86 AC/DC-DC Converter 85-370VAC/12VDC |  | OPERATING | OPERATING | E072 | SNR0-2E0 | F40300002 |  | SNR0
SNR-H02MKC10GH100-K01 | K51,52,53,55,61,62,71,72,87,88,201 Auxiliary Contactor 24VDC |  | OPERATING | OPERATING | E072 | SNR0-2E0 | F40300002 |  | SNR0
SNR-H02MKC10GH100-K02 | K38,39 Terminal Relay |  | OPERATING | OPERATING | E072 | SNR0-2E0 | F40300002 |  | SNR0
SNR-H02MKC10GH100-K03 | K41,42,43,44,45,46 Contactor 24VDC With Diode |  | OPERATING | OPERATING | E072 | SNR0-2E0 | F40300002 |  | SNR0
SNR-H02MKC10GH100-K04 | K48,49,54,U92 Auxiliary Contactor 110VDC |  | OPERATING | OPERATING | E072 | SNR0-2E0 | F40300002 |  | SNR0
SNR-H02MKC10GH100-K05 | K96,97 Contactor 3P |  | OPERATING | OPERATING | E072 | SNR0-2E0 | F40300002 |  | SNR0
SNR-H02MKC10GH100-K06 | K141 Contactor 230VAC |  | OPERATING | OPERATING | E072 | SNR0-2E0 | F40300002 |  | SNR0
SNR-H02MKC10GH100-P01 | P11,13 Voltmeter |  | OPERATING | OPERATING | E072 | SNR0-2E0 | F40300002 |  | SNR0
SNR-H02MKC10GH100-P02 | P12,14 AmpereMeter |  | OPERATING | OPERATING | E072 | SNR0-2E0 | F40300002 |  | SNR0
SNR-H02MKC10GH100-R01 | R61,62 Resistor 47kΩ |  | OPERATING | OPERATING | E072 | SNR0-2E0 | F40300002 |  | SNR0
SNR-H02MKC10GH100-S02 | A110 Ethernet Rail Switch |  | OPERATING | OPERATING | E072 | SNR0-2E0 | F40300002 |  | SNR0
SNR-H02MKC10GH100-S03 | S01 Emergency Push Button |  | OPERATING | OPERATING | E072 | SNR0-2E0 | F40300002 |  | SNR0
SNR-H02MKC10GH100-S04 | S03 Selector Switch |  | OPERATING | OPERATING | E072 | SNR0-2E0 | F40300002 |  | SNR0
SNR-H02MKC10GH100-S05 | S20 Door Limit Switch |  | OPERATING | OPERATING | E072 | SNR0-2E0 | F40300002 |  | SNR0
SNR-H02MKC10GH100-T01 | T08,09 Transformer 655/20V |  | OPERATING | OPERATING | E072 | SNR0-2E0 | F40300002 |  | SNR0
SNR-H02MKC10GH100-V01 | V181,182 Componet Plug, Diode |  | OPERATING | OPERATING | E072 | SNR0-2E0 | F40300002 |  | SNR0
SNR-H02MKC10GH200 | Rectifier 1 (SNR-H02MKC10DE010+01MKC02) |  | OPERATING | OPERATING | E072 | SNR0-2E0 | F40300002 |  | SNR0
SNR-H02MKC10GH200-B01 | F111 Air Flow Meter INT511 |  | OPERATING | OPERATING | E072 | SNR0-2E0 | F40300002 |  | SNR0
SNR-H02MKC10GH200-B02 | T15,16,17 Current Transducer 1000A |  | OPERATING | OPERATING | E072 | SNR0-2E0 | F40300002 |  | SNR0
SNR-H02MKC10GH200-E01 | E11 Cubicle Light |  | OPERATING | OPERATING | E072 | SNR0-2E0 | F40300002 |  | SNR0
SNR-H02MKC10GH200-E02 | E21 Heater |  | OPERATING | OPERATING | E072 | SNR0-2E0 | F40300002 |  | SNR0
SNR-H02MKC10GH200-F01 | U81 Temperature Supervision Relay |  | OPERATING | OPERATING | E072 | SNR0-2E0 | F40300002 |  | SNR0
SNR-H02MKC10GH200-Q01 | Q10 Circuit Breaker 1600A (41A) |  | OPERATING | OPERATING | E072 | SNR0-2E0 | F40300002 |  | SNR0
SNR-H02MKC10GH200-S01 | S21 Door Limit Switch |  | OPERATING | OPERATING | E072 | SNR0-2E0 | F40300002 |  | SNR0
SNR-H02MKC10GH200-T01 | A01 Pulse Transformer Unit |  | OPERATING | OPERATING | E072 | SNR0-2E0 | F40300002 |  | SNR0
SNR-H02MKC10GH200-V01 | G01 Thyristor Bridge |  | OPERATING | OPERATING | E072 | SNR0-2E0 | F40300002 |  | SNR0
SNR-H02MKC10GH200KN001 | M11,12 Fan |  | OPERATING | OPERATING | E072 | SNR0-2E0 | F40300002 |  | SNR0
SNR-H02MKC10GH300 | Rectifier 2 (SNR-H02MKC10DE010+01MKC03) |  | OPERATING | OPERATING | E072 | SNR0-2E0 | F40300002 |  | SNR0
SNR-H02MKC10GH300-B01 | F112 Air Flow Meter INT511 |  | OPERATING | OPERATING | E072 | SNR0-2E0 | F40300002 |  | SNR0
SNR-H02MKC10GH300-B02 | T25,26,27 Current Transducer 1000A |  | OPERATING | OPERATING | E072 | SNR0-2E0 | F40300002 |  | SNR0
SNR-H02MKC10GH300-E01 | E12 Cubicle Light |  | OPERATING | OPERATING | E072 | SNR0-2E0 | F40300002 |  | SNR0
SNR-H02MKC10GH300-E02 | E22 Heater |  | OPERATING | OPERATING | E072 | SNR0-2E0 | F40300002 |  | SNR0
SNR-H02MKC10GH300-F01 | U82 Temperature Supervision Relay |  | OPERATING | OPERATING | E072 | SNR0-2E0 | F40300002 |  | SNR0
SNR-H02MKC10GH300-Q01 | Q20 Circuit Breaker 1250A (41S) |  | OPERATING | OPERATING | E072 | SNR0-2E0 | F40300002 |  | SNR0
SNR-H02MKC10GH300-S01 | S22 Door Limit Switch |  | OPERATING | OPERATING | E072 | SNR0-2E0 | F40300002 |  | SNR0
SNR-H02MKC10GH300-T01 | A02 Pulse Transformer Unit |  | OPERATING | OPERATING | E072 | SNR0-2E0 | F40300002 |  | SNR0
SNR-H02MKC10GH300-V01 | G02 Thyristor Bridge |  | OPERATING | OPERATING | E072 | SNR0-2E0 | F40300002 |  | SNR0
SNR-H02MKC10GH300KN001 | M21,22 Fan |  | OPERATING | OPERATING | E072 | SNR0-2E0 | F40300002 |  | SNR0
SNR-H02MKC10GH400 | Field Flashing and AC Surge (SNR-H02MKC10DE010+01MKC04) |  | OPERATING | OPERATING | E072 | SNR0-2E0 | F40300002 |  | SNR0
SNR-H02MKC10GH400-E01 | E13 Cubicle Light |  | OPERATING | OPERATING | E072 | SNR0-2E0 | F40300002 |  | SNR0
SNR-H02MKC10GH400-E02 | E23 Heater |  | OPERATING | OPERATING | E072 | SNR0-2E0 | F40300002 |  | SNR0
SNR-H02MKC10GH400-F01 | F10,11,12,20,21,22 Miniature Circuit Breaker 415VAC 3P |  | OPERATING | OPERATING | E072 | SNR0-2E0 | F40300002 |  | SNR0
SNR-H02MKC10GH400-F02 | F50 AC Surge Protection |  | OPERATING | OPERATING | E072 | SNR0-2E0 | F40300002 |  | SNR0
SNR-H02MKC10GH400-F03 | F151 Miniature Circuit Breaker 415VAC 3P |  | OPERATING | OPERATING | E072 | SNR0-2E0 | F40300002 |  | SNR0
SNR-H02MKC10GH400-K01 | K01 Contactor 3P (31) |  | OPERATING | OPERATING | E072 | SNR0-2E0 | F40300002 |  | SNR0
SNR-H02MKC10GH400-K02 | K11,12,21,22,110,120,151 Auxiliary Contactor 24VDC |  | OPERATING | OPERATING | E072 | SNR0-2E0 | F40300002 |  | SNR0
SNR-H02MKC10GH400-Q01 | Field Flashing Switch (31) |  | OPERATING | OPERATING | E072 | SNR0-2E0 | F40300002 |  | SNR0
SNR-H02MKC10GH400-R01 | R51 Resistor 1.2kΩ |  | OPERATING | OPERATING | E072 | SNR0-2E0 | F40300002 |  | SNR0
SNR-H02MKC10GH400-R02 | R151 Resistor 1.89Ω |  | OPERATING | OPERATING | E072 | SNR0-2E0 | F40300002 |  | SNR0
SNR-H02MKC10GH400-S01 | S23 Door Limit Switch |  | OPERATING | OPERATING | E072 | SNR0-2E0 | F40300002 |  | SNR0
SNR-H02MKC10GH400-T01 | T10,20 Transformer 580//260V |  | OPERATING | OPERATING | E072 | SNR0-2E0 | F40300002 |  | SNR0
SNR-H02MKC10GH400-T02 | T151 Transformer 230 // 28V |  | OPERATING | OPERATING | E072 | SNR0-2E0 | F40300002 |  | SNR0
SNR-H02MKC10GH400-V01 | V14,15 Diode |  | OPERATING | OPERATING | E072 | SNR0-2E0 | F40300002 |  | SNR0
SNR-H02MKC10GH400-V02 | V151,161 Diode Module |  | OPERATING | OPERATING | E072 | SNR0-2E0 | F40300002 |  | SNR0
SNR-H02MKC10GH500 | Field Circuit Breaker (SNR-H02MKC10DE010+01MKC05) |  | OPERATING | OPERATING | E072 | SNR0-2E0 | F40300002 |  | SNR0
SNR-H02MKC10GH500-B01 | T02 Voltage Transducer |  | OPERATING | OPERATING | E072 | SNR0-2E0 | F40300002 |  | SNR0
SNR-H02MKC10GH500-B02 | T50 Current Transducer 500A |  | OPERATING | OPERATING | E072 | SNR0-2E0 | F40300002 |  | SNR0
SNR-H02MKC10GH500-B03 | T61,62 Current Transducer 1500A |  | OPERATING | OPERATING | E072 | SNR0-2E0 | F40300002 |  | SNR0
SNR-H02MKC10GH500-C01 | C11 Capacitor |  | OPERATING | OPERATING | E072 | SNR0-2E0 | F40300002 |  | SNR0
SNR-H02MKC10GH500-E01 | E14 Cubicle Light |  | OPERATING | OPERATING | E072 | SNR0-2E0 | F40300002 |  | SNR0
SNR-H02MKC10GH500-E02 | E24 Heater |  | OPERATING | OPERATING | E072 | SNR0-2E0 | F40300002 |  | SNR0
SNR-H02MKC10GH500-F01 | F01 Field Discharge Current Detection |  | OPERATING | OPERATING | E072 | SNR0-2E0 | F40300002 |  | SNR0
SNR-H02MKC10GH500-F02 | F60 Fuse/Fuse Holder |  | OPERATING | OPERATING | E072 | SNR0-2E0 | F40300002 |  | SNR0
SNR-H02MKC10GH500-Q01 | Q01 Field Discharge Circuit Breaker (41DC) |  | OPERATING | OPERATING | E072 | SNR0-2E0 | F40300002 |  | SNR0
SNR-H02MKC10GH500-Q02 | Q09 Polarity Reversing Link |  | OPERATING | OPERATING | E072 | SNR0-2E0 | F40300002 |  | SNR0
SNR-H02MKC10GH500-R01 | R01 Field Discharge Resistor |  | OPERATING | OPERATING | E072 | SNR0-2E0 | F40300002 |  | SNR0
SNR-H02MKC10GH500-R02 | R05 Shunt |  | OPERATING | OPERATING | E072 | SNR0-2E0 | F40300002 |  | SNR0
SNR-H02MKC10GH500-R03 | R11 Resistor 22Ω |  | OPERATING | OPERATING | E072 | SNR0-2E0 | F40300002 |  | SNR0
SNR-H02MKC10GH500-S01 | S24 Door Limit Switch |  | OPERATING | OPERATING | E072 | SNR0-2E0 | F40300002 |  | SNR0
SNR-H02MKC10GH500-V01 | V01,02 Thyristor |  | OPERATING | OPERATING | E072 | SNR0-2E0 | F40300002 |  | SNR0
SNR-H02MKC10GH500-V02 | V11,12,13 Diode |  | OPERATING | OPERATING | E072 | SNR0-2E0 | F40300002 |  | SNR0
SNR-H02MKC12 | Excitation Transformer System |  | OPERATING | OPERATING | E072 | SNR0-2E0 | F40300002 |  | SNR0
SNR-H02MKC12GT100 | Excitation Transformer Cubicle (SNR-H02MKC01GH001) |  | OPERATING | OPERATING | E072 | SNR0-2E0 | F40300002 |  | SNR0
SNR-H02MKC12GT100-T01 | Excitation Transformer (SNR-H02MKC01GT001-T01) |  | OPERATING | OPERATING | E072 | SNR0-2E0 | F40300002 |  | SNR0
SNR-H02MKC12GT100-T02 | CT1 of 87ET,50ET Excitation System (SNR-H02MKC01CE111) |  | OPERATING | OPERATING | E072 | SNR0-2E0 | F40300002 |  | SNR0
SNR-H02MKC12GT100-T03 | CT2 of 87MTG2 Excitation System (SNR-H02MKC01CE121) |  | OPERATING | OPERATING | E072 | SNR0-2E0 | F40300002 |  | SNR0
SNR-H02MKC12GT100-T04 | CT3 of 87ET Excitation System (SNR-H02MKC01CE131) |  | OPERATING | OPERATING | E072 | SNR0-2E0 | F40300002 |  | SNR0
SNR-H02MKC20 | Excitation Set |  | OPERATING | OPERATING | E072 | SNR0-2E0 | F40300002 |  | SNR0
SNR-H02MKC20CT001 | Slip Ring Cover Area Temp. RTD (SNR-H02MKA05CT001) |  | OPERATING | OPERATING | E072 | SNR0-2E0 | F40300002 |  | SNR0
SNR-H02MKC20DX100 | Rotor Exciter |  | OPERATING | OPERATING | E072 | SNR0-2E0 | F40300002 |  | SNR0
SNR-H02MKC20DX100-E01 | Dome Light |  | OPERATING | OPERATING | E072 | SNR0-2E0 | F40300002 |  | SNR0
SNR-H02MKC20DX101 | Stator Exciter |  | OPERATING | OPERATING | E072 | SNR0-2E0 | F40300002 |  | SNR0
SNR-H02MKC20DX102 | Slip Ring |  | OPERATING | OPERATING | E072 | SNR0-2E0 | F40300002 |  | SNR0
SNR-H02MKC20DX103 | Carbon Bush |  | OPERATING | OPERATING | E072 | SNR0-2E0 | F40300002 |  | SNR0
SNR-H02MKC30 | Dynamic Brake Unit (SNR-H02MKC20) |  | OPERATING | OPERATING | E072 | SNR0-2E0 | F40300002 |  | SNR0
SNR-H02MKC30GH100 | Dynamic Braking Control Cubicle (SNR-H02MKC20DE010) |  | OPERATING | OPERATING | E072 | SNR0-2E0 | F40300002 |  | SNR0
SNR-H02MKC30GH200 | Dynamic Braking Automatic Voltage Regulator PNL. (SNR-H02MKC20DE010+01MKC11) |  | OPERATING | OPERATING | E072 | SNR0-2E0 | F40300002 |  | SNR0
SNR-H02MKC30GH200-A01 | A101 Touch Panel TP-905 |  | OPERATING | OPERATING | E072 | SNR0-2E0 | F40300002 |  | SNR0
SNR-H02MKC30GH200-A02 | V81 Redundancy Module |  | OPERATING | OPERATING | E072 | SNR0-2E0 | F40300002 |  | SNR0
SNR-H02MKC30GH200-B01 | B02 Transducer |  | OPERATING | OPERATING | E072 | SNR0-2E0 | F40300002 |  | SNR0
SNR-H02MKC30GH200-B02 | S02 Hygrostat |  | OPERATING | OPERATING | E072 | SNR0-2E0 | F40300002 |  | SNR0
SNR-H02MKC30GH200-D01 | A01 Housing HIPASE-CS-330 |  | OPERATING | OPERATING | E072 | SNR0-2E0 | F40300002 |  | SNR0
SNR-H02MKC30GH200-E01 | E10 Cubicle Light |  | OPERATING | OPERATING | E072 | SNR0-2E0 | F40300002 |  | SNR0
SNR-H02MKC30GH200-E02 | E20 Heater |  | OPERATING | OPERATING | E072 | SNR0-2E0 | F40300002 |  | SNR0
SNR-H02MKC30GH200-E03 | H01,02,03,04,05 LED |  | OPERATING | OPERATING | E072 | SNR0-2E0 | F40300002 |  | SNR0
SNR-H02MKC30GH200-F01 | F08,191 Miniature Circuit Breaker 415VAC 3P |  | OPERATING | OPERATING | E072 | SNR0-2E0 | F40300002 |  | SNR0
SNR-H02MKC30GH200-F02 | F73,74,81,82,Q71,72 Miniature Circuit Breaker 500VDC |  | OPERATING | OPERATING | E072 | SNR0-2E0 | F40300002 |  | SNR0
SNR-H02MKC30GH200-F03 | F90,91,92 Miniature Circuit Breaker 415VAC 1P |  | OPERATING | OPERATING | E072 | SNR0-2E0 | F40300002 |  | SNR0
SNR-H02MKC30GH200-F04 | F95 Residual Current Breaker |  | OPERATING | OPERATING | E072 | SNR0-2E0 | F40300002 |  | SNR0
SNR-H02MKC30GH200-F05 | F193,10,11,12 Miniature Circuit Breaker 415VAC 3P 5A |  | OPERATING | OPERATING | E072 | SNR0-2E0 | F40300002 |  | SNR0
SNR-H02MKC30GH200-G01 | A81,82 AC/DC-DC Converter |  | OPERATING | OPERATING | E072 | SNR0-2E0 | F40300002 |  | SNR0
SNR-H02MKC30GH200-K01 | K38 Terminal Relay |  | OPERATING | OPERATING | E072 | SNR0-2E0 | F40300002 |  | SNR0
SNR-H02MKC30GH200-K02 | K41,42,43,44,45,46,49,50 Contactor 24VDC |  | OPERATING | OPERATING | E072 | SNR0-2E0 | F40300002 |  | SNR0
SNR-H02MKC30GH200-K03 | K48,202,203 Auxiliary Contactor 110VDC |  | OPERATING | OPERATING | E072 | SNR0-2E0 | F40300002 |  | SNR0
SNR-H02MKC30GH200-K04 | K51,52,53,71,72,81,82,83,84,201,202,203 Auxiliary Contactor 24VDC |  | OPERATING | OPERATING | E072 | SNR0-2E0 | F40300002 |  | SNR0
SNR-H02MKC30GH200-K05 | K54,55 Contactor 110-125 VDC |  | OPERATING | OPERATING | E072 | SNR0-2E0 | F40300002 |  | SNR0
SNR-H02MKC30GH200-K06 | K96,97 Contactor 110-125 VDC 16A |  | OPERATING | OPERATING | E072 | SNR0-2E0 | F40300002 |  | SNR0
SNR-H02MKC30GH200-K07 | K141 Contactor 230 VAC |  | OPERATING | OPERATING | E072 | SNR0-2E0 | F40300002 |  | SNR0
SNR-H02MKC30GH200-P01 | P11 Voltmeter |  | OPERATING | OPERATING | E072 | SNR0-2E0 | F40300002 |  | SNR0
SNR-H02MKC30GH200-P02 | P12 Amperemeter |  | OPERATING | OPERATING | E072 | SNR0-2E0 | F40300002 |  | SNR0
SNR-H02MKC30GH200-S02 | A110 Ethernet Rail Switch |  | OPERATING | OPERATING | E072 | SNR0-2E0 | F40300002 |  | SNR0
SNR-H02MKC30GH200-S03 | S01 Emergency Push Button |  | OPERATING | OPERATING | E072 | SNR0-2E0 | F40300002 |  | SNR0
SNR-H02MKC30GH200-S04 | S11,13 Push Button |  | OPERATING | OPERATING | E072 | SNR0-2E0 | F40300002 |  | SNR0
SNR-H02MKC30GH200-S05 | S12 Selector Switch |  | OPERATING | OPERATING | E072 | SNR0-2E0 | F40300002 |  | SNR0
SNR-H02MKC30GH200-S06 | S20 Door Limit Switch |  | OPERATING | OPERATING | E072 | SNR0-2E0 | F40300002 |  | SNR0
SNR-H02MKC30GH200-T01 | T08 Transformer 655//20V |  | OPERATING | OPERATING | E072 | SNR0-2E0 | F40300002 |  | SNR0
SNR-H02MKC30GH200-V01 | V181 Componet Plug , Diode |  | OPERATING | OPERATING | E072 | SNR0-2E0 | F40300002 |  | SNR0
SNR-H02MKC30GH300 | Rectifier Unit (SNR-H02MKC20DE010+01MKC12) |  | OPERATING | OPERATING | E072 | SNR0-2E0 | F40300002 |  | SNR0
SNR-H02MKC30GH300-E01 | E11 Cubicle Light |  | OPERATING | OPERATING | E072 | SNR0-2E0 | F40300002 |  | SNR0
SNR-H02MKC30GH300-E02 | E21 Heater |  | OPERATING | OPERATING | E072 | SNR0-2E0 | F40300002 |  | SNR0
SNR-H02MKC30GH300-F01 | U81 Temperature Supervision Relay |  | OPERATING | OPERATING | E072 | SNR0-2E0 | F40300002 |  | SNR0
SNR-H02MKC30GH300-Q01 | Q10 Circuit Breaker 1250A |  | OPERATING | OPERATING | E072 | SNR0-2E0 | F40300002 |  | SNR0
SNR-H02MKC30GH300-S01 | S21 Door Limit Switch |  | OPERATING | OPERATING | E072 | SNR0-2E0 | F40300002 |  | SNR0
SNR-H02MKC30GH300-T01 | A01 Pulse Transformer Unit |  | OPERATING | OPERATING | E072 | SNR0-2E0 | F40300002 |  | SNR0
SNR-H02MKC30GH300-V01 | G01 Thyristor Bridge |  | OPERATING | OPERATING | E072 | SNR0-2E0 | F40300002 |  | SNR0
SNR-H02MKC30GH300KN001 | M11,12 Fan 230 VAC |  | OPERATING | OPERATING | E072 | SNR0-2E0 | F40300002 |  | SNR0
SNR-H02MKC30GH400 | Field Circuit Breaker (SNR-H02MKC20DE010+01MKC13) |  | OPERATING | OPERATING | E072 | SNR0-2E0 | F40300002 |  | SNR0
SNR-H02MKC30GH400-B01 | T61 Current Transducer |  | OPERATING | OPERATING | E072 | SNR0-2E0 | F40300002 |  | SNR0
SNR-H02MKC30GH400-E01 | E12 Cubicle Light |  | OPERATING | OPERATING | E072 | SNR0-2E0 | F40300002 |  | SNR0
SNR-H02MKC30GH400-E02 | E22 Heater |  | OPERATING | OPERATING | E072 | SNR0-2E0 | F40300002 |  | SNR0
SNR-H02MKC30GH400-F01 | F60 Fuse/Fuse Holder |  | OPERATING | OPERATING | E072 | SNR0-2E0 | F40300002 |  | SNR0
SNR-H02MKC30GH400-Q01 | Q01 Field Discharge Circuit Breaker (41DB) |  | OPERATING | OPERATING | E072 | SNR0-2E0 | F40300002 |  | SNR0
SNR-H02MKC30GH400-R01 | R05 Shunt |  | OPERATING | OPERATING | E072 | SNR0-2E0 | F40300002 |  | SNR0
SNR-H02MKC30GH400-S01 | S22 Door Limit Switch |  | OPERATING | OPERATING | E072 | SNR0-2E0 | F40300002 |  | SNR0
SNR-H02MKC30GH400-T01 | T10 Transformer 300//260V |  | OPERATING | OPERATING | E072 | SNR0-2E0 | F40300002 |  | SNR0
SNR-H02MKC30GH400-V01 | V01,02,03 Diode |  | OPERATING | OPERATING | E072 | SNR0-2E0 | F40300002 |  | SNR0
SNR-H02MKC30GH500 | Dynamic Braking Transformer Cubicle (SNR-H02MKC20GT001) |  | OPERATING | OPERATING | E072 | SNR0-2E0 | F40300002 |  | SNR0
SNR-H02MKD | Lower Combine Bearing |  | OPERATING | OPERATING | E072 | SNR0-2M0 | F40300002 |  | SNR0
SNR-H02MKD10 | Gen. Bearing Oil Pan (SNR-H02MKD30) |  | OPERATING | OPERATING | E072 | SNR0-2M0 | F40300002 |  | SNR0
SNR-H02MKD10AA001 | Valve Before Oil Vapour Exhaust (SNR-H02MKV30AA002) |  | OPERATING | OPERATING | E072 | SNR0-2M0 | F40300002 |  | SNR0
SNR-H02MKD10AA002 | Gen. Guide Bearing Valve |  | OPERATING | OPERATING | E072 | SNR0-2M0 | F40300002 |  | SNR0
SNR-H02MKD10AF101 | Self Pumping Upper Set No.1 |  | OPERATING | OPERATING | E072 | SNR0-2M0 | F40300002 |  | SNR0
SNR-H02MKD10AF102 | Self Pumping Upper Set No.2 |  | OPERATING | OPERATING | E072 | SNR0-2M0 | F40300002 |  | SNR0
SNR-H02MKD10AF103 | Self Pumping Upper Set No.3 |  | OPERATING | OPERATING | E072 | SNR0-2M0 | F40300002 |  | SNR0
SNR-H02MKD10AF104 | Self Pumping Upper Set No.4 |  | OPERATING | OPERATING | E072 | SNR0-2M0 | F40300002 |  | SNR0
SNR-H02MKD10AF105 | Self Pumping Upper Set No.5 |  | OPERATING | OPERATING | E072 | SNR0-2M0 | F40300002 |  | SNR0
SNR-H02MKD10AF106 | Self Pumping Upper Set No.6 |  | OPERATING | OPERATING | E072 | SNR0-2M0 | F40300002 |  | SNR0
SNR-H02MKD10AF107 | Self Pumping Upper Set No.7 |  | OPERATING | OPERATING | E072 | SNR0-2M0 | F40300002 |  | SNR0
SNR-H02MKD10AF108 | Self Pumping Upper Set No.8 |  | OPERATING | OPERATING | E072 | SNR0-2M0 | F40300002 |  | SNR0
SNR-H02MKD10AF109 | Self Pumping Upper Set No.9 |  | OPERATING | OPERATING | E072 | SNR0-2M0 | F40300002 |  | SNR0
SNR-H02MKD10AF110 | Self Pumping Upper Set No.10 |  | OPERATING | OPERATING | E072 | SNR0-2M0 | F40300002 |  | SNR0
SNR-H02MKD10AF201 | Self Pumping Lower Set No.1 |  | OPERATING | OPERATING | E072 | SNR0-2M0 | F40300002 |  | SNR0
SNR-H02MKD10AF202 | Self Pumping Lower Set No.2 |  | OPERATING | OPERATING | E072 | SNR0-2M0 | F40300002 |  | SNR0
SNR-H02MKD10AF203 | Self Pumping Lower Set No.3 |  | OPERATING | OPERATING | E072 | SNR0-2M0 | F40300002 |  | SNR0
SNR-H02MKD10AF204 | Self Pumping Lower Set No.4 |  | OPERATING | OPERATING | E072 | SNR0-2M0 | F40300002 |  | SNR0
SNR-H02MKD10AF205 | Self Pumping Lower Set No.5 |  | OPERATING | OPERATING | E072 | SNR0-2M0 | F40300002 |  | SNR0
SNR-H02MKD10AF206 | Self Pumping Lower Set No.6 |  | OPERATING | OPERATING | E072 | SNR0-2M0 | F40300002 |  | SNR0
SNR-H02MKD10AF207 | Self Pumping Lower Set No.7 |  | OPERATING | OPERATING | E072 | SNR0-2M0 | F40300002 |  | SNR0
SNR-H02MKD10AF208 | Self Pumping Lower Set No.8 |  | OPERATING | OPERATING | E072 | SNR0-2M0 | F40300002 |  | SNR0
SNR-H02MKD10AF209 | Self Pumping Lower Set No.9 |  | OPERATING | OPERATING | E072 | SNR0-2M0 | F40300002 |  | SNR0
SNR-H02MKD10AF210 | Self Pumping Lower Set No.10 |  | OPERATING | OPERATING | E072 | SNR0-2M0 | F40300002 |  | SNR0
SNR-H02MKD10AS201 | Pivot Adjusting Bearing No.1 |  | OPERATING | OPERATING | E072 | SNR0-2M0 | F40300002 |  | SNR0
SNR-H02MKD10AS202 | Pivot Adjusting Bearing No.2 |  | OPERATING | OPERATING | E072 | SNR0-2M0 | F40300002 |  | SNR0
SNR-H02MKD10AS203 | Pivot Adjusting Bearing No.3 |  | OPERATING | OPERATING | E072 | SNR0-2M0 | F40300002 |  | SNR0
SNR-H02MKD10AS204 | Pivot Adjusting Bearing No.4 |  | OPERATING | OPERATING | E072 | SNR0-2M0 | F40300002 |  | SNR0
SNR-H02MKD10AS205 | Pivot Adjusting Bearing No.5 |  | OPERATING | OPERATING | E072 | SNR0-2M0 | F40300002 |  | SNR0
SNR-H02MKD10AS206 | Pivot Adjusting Bearing No.6 |  | OPERATING | OPERATING | E072 | SNR0-2M0 | F40300002 |  | SNR0
SNR-H02MKD10AS207 | Pivot Adjusting Bearing No.7 |  | OPERATING | OPERATING | E072 | SNR0-2M0 | F40300002 |  | SNR0
SNR-H02MKD10AS208 | Pivot Adjusting Bearing No.8 |  | OPERATING | OPERATING | E072 | SNR0-2M0 | F40300002 |  | SNR0
SNR-H02MKD10AS209 | Pivot Adjusting Bearing No.9 |  | OPERATING | OPERATING | E072 | SNR0-2M0 | F40300002 |  | SNR0
SNR-H02MKD10AS210 | Pivot Adjusting Bearing No.10 |  | OPERATING | OPERATING | E072 | SNR0-2M0 | F40300002 |  | SNR0
SNR-H02MKD10AS211 | Pivot Adjusting Bearing No.11 |  | OPERATING | OPERATING | E072 | SNR0-2M0 | F40300002 |  | SNR0
SNR-H02MKD10AS212 | Pivot Adjusting Bearing No.12 |  | OPERATING | OPERATING | E072 | SNR0-2M0 | F40300002 |  | SNR0
SNR-H02MKD10AS213 | Pivot Adjusting Bearing No.13 |  | OPERATING | OPERATING | E072 | SNR0-2M0 | F40300002 |  | SNR0
SNR-H02MKD10AS214 | Pivot Adjusting Bearing No.14 |  | OPERATING | OPERATING | E072 | SNR0-2M0 | F40300002 |  | SNR0
SNR-H02MKD10AS215 | Pivot Adjusting Bearing No.15 |  | OPERATING | OPERATING | E072 | SNR0-2M0 | F40300002 |  | SNR0
SNR-H02MKD10AS216 | Pivot Adjusting Bearing No.16 |  | OPERATING | OPERATING | E072 | SNR0-2M0 | F40300002 |  | SNR0
SNR-H02MKD10BB001 | Gen. Guide & Thrust Brg. Oil Pan |  | OPERATING | OPERATING | E072 | SNR0-2M0 | F40300002 |  | SNR0
SNR-H02MKD10BB002 | Thrust Box |  | OPERATING | OPERATING | E072 | SNR0-2M0 | F40300002 |  | SNR0
SNR-H02MKD10BQ001 | Support Lower Gen. Guide |  | OPERATING | OPERATING | E072 | SNR0-2M0 | F40300002 |  | SNR0
SNR-H02MKD10BR001 | Pipe Line |  | OPERATING | OPERATING | E072 | SNR0-2M0 | F40300002 |  | SNR0
SNR-H02MKD10CL001 | Oil Level of Gen-LCB (SNR-H02MKD30CL301) |  | OPERATING | OPERATING | E072 | SNR0-2E0 | F40300002 |  | SNR0
SNR-H02MKD10CT001 | Guide Pad - LCB Temperature (SNR-H02MKD30CT001) |  | OPERATING | OPERATING | E072 | SNR0-2E0 | F40300002 |  | SNR0
SNR-H02MKD10CT002 | Guide Pad - LCB Temperature (SNR-H02MKD30CT002) |  | OPERATING | OPERATING | E072 | SNR0-2E0 | F40300002 |  | SNR0
SNR-H02MKD10CT003 | Guide Pad - LCB Temperature (SNR-H02MKD30CT003) |  | OPERATING | OPERATING | E072 | SNR0-2E0 | F40300002 |  | SNR0
SNR-H02MKD10CT004 | Thrust Pad - LCB Temperature (SNR-H02MKD30CT004) |  | OPERATING | OPERATING | E072 | SNR0-2E0 | F40300002 |  | SNR0
SNR-H02MKD10CT005 | Thrust Pad - LCB Temperature (SNR-H02MKD30CT005) |  | OPERATING | OPERATING | E072 | SNR0-2E0 | F40300002 |  | SNR0
SNR-H02MKD10CT006 | Thrust Pad - LCB Temperature (SNR-H02MKD30CT006) |  | OPERATING | OPERATING | E072 | SNR0-2E0 | F40300002 |  | SNR0
SNR-H02MKD10CT007 | Temperature Guide Pad-LCB (SNR-H02PCB30CT001-C01/C02) |  | OPERATING | OPERATING | E072 | SNR0-2E0 | F40300002 |  | SNR0
SNR-H02MKD10CT008 | Temperature Thrust Pad-LCB (SNR-H02PCB30CT002-C01/C02) |  | OPERATING | OPERATING | E072 | SNR0-2E0 | F40300002 |  | SNR0
SNR-H02MKD10CT009 | Temperature Sump Oil-LCB (SNR-H02PCB30CT003-C01/C02) |  | OPERATING | OPERATING | E072 | SNR0-2E0 | F40300002 |  | SNR0
SNR-H02MKD10CT010 | Temperature Bearing oil LCB (SNR-H02MKD30CT007) |  | OPERATING | OPERATING | E072 | SNR0-2E0 | F40300002 |  | SNR0
SNR-H02MKD11 | Oil Vapour Exhaust Plant (SNR-H02MKV30) |  | OPERATING | OPERATING | E072 | SNR0-2M0 | F40300002 |  | SNR0
SNR-H02MKD11GH001 | Oil Vapour Exhaust Plant Cubicle (SNR-H02MKV30) |  | OPERATING | OPERATING | E072 | SNR0-2M0 | F40300002 |  | SNR0
SNR-H02MKD11GH001-M01 | Motor for Electrostatic Filter - Oil Vapour Exhaust LCB (SNR-H02MKV30AT002) |  | OPERATING | OPERATING | E072 | SNR0-2E0 | F40300002 |  | SNR0
SNR-H02MKD11GH001-X01 | Terminal Box for Oil Vapour Exhaust Plant (SNR-H02MKV30GH003) |  | OPERATING | OPERATING | E072 | SNR0-2E0 | F40300002 |  | SNR0
SNR-H02MKD11GH001-X02 | Electronic Box with Electrical Connection (SNR-H02MKV30AT003) |  | OPERATING | OPERATING | E072 | SNR0-2E0 | F40300002 |  | SNR0
SNR-H02MKD11GH001-X03 | Ground Box With Oil Collection Facility |  | OPERATING | OPERATING | E072 | SNR0-2M0 | F40300002 |  | SNR0
SNR-H02MKD11GH001HA01 | Head Part |  | OPERATING | OPERATING | E072 | SNR0-2M0 | F40300002 |  | SNR0
SNR-H02MKD11GH001KA01 | Air Outlet |  | OPERATING | OPERATING | E072 | SNR0-2M0 | F40300002 |  | SNR0
SNR-H02MKD11GH001KA02 | Air Inlet |  | OPERATING | OPERATING | E072 | SNR0-2M0 | F40300002 |  | SNR0
SNR-H02MKD11GH001KA03 | Oil Outlet Cock (SNR-H02MKV30AA001) |  | OPERATING | OPERATING | E072 | SNR0-2M0 | F40300002 |  | SNR0
SNR-H02MKD11GH001KT01 | Precipitation Tube |  | OPERATING | OPERATING | E072 | SNR0-2M0 | F40300002 |  | SNR0
SNR-H02MKD20 | Gen Thrust Bearing Set |  | OPERATING | OPERATING | E072 | SNR0-2M0 | F40300002 |  | SNR0
SNR-H02MKD20HD101 | Thrust Bearng No.01 |  | OPERATING | OPERATING | E072 | SNR0-2M0 | F40300002 |  | SNR0
SNR-H02MKD20HD102 | Thrust Bearng No.02 |  | OPERATING | OPERATING | E072 | SNR0-2M0 | F40300002 |  | SNR0
SNR-H02MKD20HD103 | Thrust Bearng No.03 |  | OPERATING | OPERATING | E072 | SNR0-2M0 | F40300002 |  | SNR0
SNR-H02MKD20HD104 | Thrust Bearng No.04 |  | OPERATING | OPERATING | E072 | SNR0-2M0 | F40300002 |  | SNR0
SNR-H02MKD20HD105 | Thrust Bearng No.05 |  | OPERATING | OPERATING | E072 | SNR0-2M0 | F40300002 |  | SNR0
SNR-H02MKD20HD106 | Thrust Bearng No.06 |  | OPERATING | OPERATING | E072 | SNR0-2M0 | F40300002 |  | SNR0
SNR-H02MKD20HD107 | Thrust Bearng No.07 |  | OPERATING | OPERATING | E072 | SNR0-2M0 | F40300002 |  | SNR0
SNR-H02MKD20HD108 | Thrust Bearng No.08 |  | OPERATING | OPERATING | E072 | SNR0-2M0 | F40300002 |  | SNR0
SNR-H02MKD20HD109 | Thrust Bearng No.09 |  | OPERATING | OPERATING | E072 | SNR0-2M0 | F40300002 |  | SNR0
SNR-H02MKD20HD110 | Thrust Bearng No.10 |  | OPERATING | OPERATING | E072 | SNR0-2M0 | F40300002 |  | SNR0
SNR-H02MKD20HD111 | Thrust Bearng No.11 |  | OPERATING | OPERATING | E072 | SNR0-2M0 | F40300002 |  | SNR0
SNR-H02MKD20HD112 | Thrust Bearng No.12 |  | OPERATING | OPERATING | E072 | SNR0-2M0 | F40300002 |  | SNR0
SNR-H02MKD20HD113 | Thrust Bearng No.13 |  | OPERATING | OPERATING | E072 | SNR0-2M0 | F40300002 |  | SNR0
SNR-H02MKD20HD114 | Thrust Bearng No.14 |  | OPERATING | OPERATING | E072 | SNR0-2M0 | F40300002 |  | SNR0
SNR-H02MKD20HD115 | Thrust Bearng No.15 |  | OPERATING | OPERATING | E072 | SNR0-2M0 | F40300002 |  | SNR0
SNR-H02MKD20HD116 | Thrust Bearng No.16 |  | OPERATING | OPERATING | E072 | SNR0-2M0 | F40300002 |  | SNR0
SNR-H02MKD30 | Gen Guide Bearing Set |  | OPERATING | OPERATING | E072 | SNR0-2M0 | F40300002 |  | SNR0
SNR-H02MKD30CL001 | Oil Level in Bearing LCB (SNR-H02MKD30CL001) |  | OPERATING | OPERATING | E072 | SNR0-2E0 | F40300002 |  | SNR0
SNR-H02MKD30CM001 | Moisture In Oil Detector-LCB (SNR-H02MKV30CP501) |  | OPERATING | OPERATING | E072 | SNR0-2E0 | F40300002 |  | SNR0
SNR-H02MKD30CT207 | Bearing Oil-LCB Temperature (SNR-H02MKD30CT007) |  | OPERATING | OPERATING | E072 | SNR0-2E0 | F40300002 |  | SNR0
SNR-H02MKD30HD101 | Guide Bearing No.01 |  | OPERATING | OPERATING | E072 | SNR0-2M0 | F40300002 |  | SNR0
SNR-H02MKD30HD102 | Guide Bearing No.02 |  | OPERATING | OPERATING | E072 | SNR0-2M0 | F40300002 |  | SNR0
SNR-H02MKD30HD103 | Guide Bearing No.03 |  | OPERATING | OPERATING | E072 | SNR0-2M0 | F40300002 |  | SNR0
SNR-H02MKD30HD104 | Guide Bearing No.04 |  | OPERATING | OPERATING | E072 | SNR0-2M0 | F40300002 |  | SNR0
SNR-H02MKD30HD105 | Guide Bearing No.05 |  | OPERATING | OPERATING | E072 | SNR0-2M0 | F40300002 |  | SNR0
SNR-H02MKD30HD106 | Guide Bearing No.06 |  | OPERATING | OPERATING | E072 | SNR0-2M0 | F40300002 |  | SNR0
SNR-H02MKD30HD107 | Guide Bearing No.07 |  | OPERATING | OPERATING | E072 | SNR0-2M0 | F40300002 |  | SNR0
SNR-H02MKD30HD108 | Guide Bearing No.08 |  | OPERATING | OPERATING | E072 | SNR0-2M0 | F40300002 |  | SNR0
SNR-H02MKD30HD109 | Guide Bearing No.09 |  | OPERATING | OPERATING | E072 | SNR0-2M0 | F40300002 |  | SNR0
SNR-H02MKD30HD110 | Guide Bearing No.10 |  | OPERATING | OPERATING | E072 | SNR0-2M0 | F40300002 |  | SNR0
SNR-H02MKD30HD111 | Guide Bearing No.11 |  | OPERATING | OPERATING | E072 | SNR0-2M0 | F40300002 |  | SNR0
SNR-H02MKD30HD112 | Guide Bearing No.12 |  | OPERATING | OPERATING | E072 | SNR0-2M0 | F40300002 |  | SNR0
SNR-H02MKD30HD113 | Guide Bearing No.13 |  | OPERATING | OPERATING | E072 | SNR0-2M0 | F40300002 |  | SNR0
SNR-H02MKD30HD114 | Guide Bearing No.14 |  | OPERATING | OPERATING | E072 | SNR0-2M0 | F40300002 |  | SNR0
SNR-H02MKD30HD115 | Guide Bearing No.15 |  | OPERATING | OPERATING | E072 | SNR0-2M0 | F40300002 |  | SNR0
SNR-H02MKD30HD116 | Guide Bearing No.16 |  | OPERATING | OPERATING | E072 | SNR0-2M0 | F40300002 |  | SNR0
SNR-H02MKU | Oil Cooler System (SNR-H02MKV30) |  | OPERATING | OPERATING | E072 | SNR0-2M0 | F40300002 |  | SNR0
SNR-H02MKU10 | Gen. Oil Cooler System |  | OPERATING | OPERATING | E072 | SNR0-2M0 | F40300002 |  | SNR0
SNR-H02MKU10AA001 | 3 Ways Valve Before Strainer (SNR-H02MKV30AA503) |  | OPERATING | OPERATING | E072 | SNR0-2M0 | F40300002 |  | SNR0
SNR-H02MKU10AA002 | 3 Ways Valve After Strainer (SNR-H02MKV30AA504) |  | OPERATING | OPERATING | E072 | SNR0-2M0 | F40300002 |  | SNR0
SNR-H02MKU10AA003 | Air Vent Valve (SNR-H02MKV30AA601) |  | OPERATING | OPERATING | E072 | SNR0-2M0 | F40300002 |  | SNR0
SNR-H02MKU10AA004 | Air Vent Valve (SNR-H02MKV30AA603) |  | OPERATING | OPERATING | E072 | SNR0-2M0 | F40300002 |  | SNR0
SNR-H02MKU10AA005 | Drain Oil Valve (SNR-H02MKV30AA602) |  | OPERATING | OPERATING | E072 | SNR0-2M0 | F40300002 |  | SNR0
SNR-H02MKU10AA006 | Drain Oil Valve (SNR-H02MKV30AA604) |  | OPERATING | OPERATING | E072 | SNR0-2M0 | F40300002 |  | SNR0
SNR-H02MKU10AA007 | Valve Before Diff. Pressure Switch (SNR-H02MKV30AA609) |  | OPERATING | OPERATING | E072 | SNR0-2M0 | F40300002 |  | SNR0
SNR-H02MKU10AA008 | Valve After Diff. Pressure Switch (SNR-H02MKV30AA610) |  | OPERATING | OPERATING | E072 | SNR0-2M0 | F40300002 |  | SNR0
SNR-H02MKU10AA009 | Butterfly Valve for Oil Before Gen. Oil Cooler No.A (SNR-H02MKV30AA505) |  | OPERATING | OPERATING | E072 | SNR0-2M0 | F40300002 |  | SNR0
SNR-H02MKU10AA010 | Butterfly Valve for Oil Before Gen. Oil Cooler No.B (SNR-H02MKV30AA507) |  | OPERATING | OPERATING | E072 | SNR0-2M0 | F40300002 |  | SNR0
SNR-H02MKU10AA011 | Butterfly Valve for Oil After Gen. Oil Cooler No.A (SNR-H02MKV30AA506) |  | OPERATING | OPERATING | E072 | SNR0-2M0 | F40300002 |  | SNR0
SNR-H02MKU10AA012 | Butterfly Valve for Oil After Gen. Oil Cooler No.B (SNR-H02MKV30AA508) |  | OPERATING | OPERATING | E072 | SNR0-2M0 | F40300002 |  | SNR0
SNR-H02MKU10AA013 | Butterfly Valve for Water Inlet No.A (SNR-H02MKV30AA101) |  | OPERATING | OPERATING | E072 | SNR0-2M0 | F40300002 |  | SNR0
SNR-H02MKU10AA014 | Butterfly Valve for Water Outlet No.A (SNR-H02MKV30AA102) |  | OPERATING | OPERATING | E072 | SNR0-2M0 | F40300002 |  | SNR0
SNR-H02MKU10AA015 | Butterfly Valve for Water Inlet No.B (SNR-H02MKV30AA103) |  | OPERATING | OPERATING | E072 | SNR0-2M0 | F40300002 |  | SNR0
SNR-H02MKU10AA016 | Butterfly Valve for Water Outlet No.B (SNR-H02MKV30AA104) |  | OPERATING | OPERATING | E072 | SNR0-2M0 | F40300002 |  | SNR0
SNR-H02MKU10AA017 | Auto Air Vent Valve (SNR-H02MKV30AA611) |  | OPERATING | OPERATING | E072 | SNR0-2M0 | F40300002 |  | SNR0
SNR-H02MKU10AA018 | Auto Air Vent Valve (SNR-H02MKV30AA613) |  | OPERATING | OPERATING | E072 | SNR0-2M0 | F40300002 |  | SNR0
SNR-H02MKU10AA019 | Air Vent Valve for Oil Line (SNR-H02MKV30AA605) |  | OPERATING | OPERATING | E072 | SNR0-2M0 | F40300002 |  | SNR0
SNR-H02MKU10AA020 | Air Vent Valve for Oil Line (SNR-H02MKV30AA607) |  | OPERATING | OPERATING | E072 | SNR0-2M0 | F40300002 |  | SNR0
SNR-H02MKU10AA021 | Drain Valve for Oil Line (SNR-H02MKV30AA606) |  | OPERATING | OPERATING | E072 | SNR0-2M0 | F40300002 |  | SNR0
SNR-H02MKU10AA022 | Drain Valve for Oil Line (SNR-H02MKV30AA608) |  | OPERATING | OPERATING | E072 | SNR0-2M0 | F40300002 |  | SNR0
SNR-H02MKU10AA023 | Drain Valve for Water Line (SNR-H02MKV30AA612) |  | OPERATING | OPERATING | E072 | SNR0-2M0 | F40300002 |  | SNR0
SNR-H02MKU10AA024 | Drain Valve for Water Line (SNR-H02MKV30AA614) |  | OPERATING | OPERATING | E072 | SNR0-2M0 | F40300002 |  | SNR0
SNR-H02MKU10AA025 | Drain Oil Valve (SNR-H02MKV30AA621) |  | OPERATING | OPERATING | E072 | SNR0-2M0 | F40300002 |  | SNR0
SNR-H02MKU10AC001 | Gen. Oil Cooler No.A (SNR-H02MKV30KC010) |  | OPERATING | OPERATING | E072 | SNR0-2M0 | F40300002 |  | SNR0
SNR-H02MKU10AC002 | Gen. Oil Cooler No.B (SNR-H02MKV30KC020) |  | OPERATING | OPERATING | E072 | SNR0-2M0 | F40300002 |  | SNR0
SNR-H02MKU10AT001 | Oil Strainer for Gen. Oil Cooler (SNR-H02MKV30AT001) |  | OPERATING | OPERATING | E072 | SNR0-2M0 | F40300002 |  | SNR0
SNR-H02MKU10AT002 | Oil Strainer for Gen. Oil Cooler (SNR-H02MKV30AT002) |  | OPERATING | OPERATING | E072 | SNR0-2M0 | F40300002 |  | SNR0
SNR-H02MKU10BR001 | Pipe Lub. Oil |  | OPERATING | OPERATING | E072 | SNR0-2M0 | F40300002 |  | SNR0
SNR-H02MKU10CF001 | Lube Oil Plant (LCB) Oil Flow Monitor (SNR-H02MKV30CF001-S01/S02) |  | OPERATING | OPERATING | E072 | SNR0-2E0 | F40300002 |  | SNR0
SNR-H02MKU10CP001 | Pressure Oil Inlet to Oil Coolers LCB -Lube Oil Plant (SNR-H02MKV30CP008) |  | OPERATING | OPERATING | E072 | SNR0-2E0 | F40300002 |  | SNR0
SNR-H02MKU10CP001KA01 | Valve for Pressure Guage (SNR-H02MKV30AA514) |  | OPERATING | OPERATING | E072 | SNR0-2M0 | F40300002 |  | SNR0
SNR-H02MKU10CP002 | Pressure Oil Inlet to Oil Cooler-LCB (SNR-H02MKV30CP001) |  | OPERATING | OPERATING | E072 | SNR0-2E0 | F40300002 |  | SNR0
SNR-H02MKU10CP002KA01 | Valve for Pressure Transmitter (SNR-H02MKV30AA502) |  | OPERATING | OPERATING | E072 | SNR0-2M0 | F40300002 |  | SNR0
SNR-H02MKU10CP003 | Diff. Pressure Equipment |  | OPERATING | OPERATING | E072 | SNR0-2E0 | F40300002 |  | SNR0
SNR-H02MKU10CP003-S01 | Lube Oil Plant Duplex Oil Filter Clogged (SNR-H02MKV30CP301-S01) |  | OPERATING | OPERATING | E072 | SNR0-2E0 | F40300002 |  | SNR0
SNR-H02MKU10CP004 | Pressure Oil Outlet to Oil Coolers LCB -Lube Oil Plant (SNR-H02MKV30CP007) |  | OPERATING | OPERATING | E072 | SNR0-2E0 | F40300002 |  | SNR0
SNR-H02MKU10CP004KA01 | Valve for Pressure Guage (SNR-H02MKV30AA513) |  | OPERATING | OPERATING | E072 | SNR0-2M0 | F40300002 |  | SNR0
SNR-H02MKU10CP005 | Pressure Oil Outlet to Oil Cooler-LCB (SNR-H02MKV30CP002) |  | OPERATING | OPERATING | E072 | SNR0-2E0 | F40300002 |  | SNR0
SNR-H02MKU10CP005KA01 | Valve for Pressure Transmitter (SNR-H02MKV30AA509) |  | OPERATING | OPERATING | E072 | SNR0-2M0 | F40300002 |  | SNR0
SNR-H02MKU10CT001 | Temperature Oil Inlet to Oil Coolers LCB - Lube Oil Plant (SNR-H02MKV30CP003) |  | OPERATING | OPERATING | E072 | SNR0-2E0 | F40300002 |  | SNR0
SNR-H02MKU10CT002 | Temperature Oil Outlet From Oil Coolers LCB - Lube Oil Plant (SNR-H02MKV30CP004) |  | OPERATING | OPERATING | E072 | SNR0-2E0 | F40300002 |  | SNR0
SNR-H02MKU10CT003 | Hot Oil Inlet to Oil Coolers-LCB Temp. RTD (Lub Oil Plant) (SNR-H02MKV30CP005) |  | OPERATING | OPERATING | E072 | SNR0-2E0 | F40300002 |  | SNR0
SNR-H02MKU10CT004 | Cold Oil Outlet to Oil Coolers-LCB Temp. RTD (Lub Oil Plant) (SNR-H02MKV30CP006) |  | OPERATING | OPERATING | E072 | SNR0-2E0 | F40300002 |  | SNR0
SNR-H02MKY | Control & Protection |  | OPERATING | OPERATING | E072 | SNR0-2M0 | F40300002 |  | SNR0
SNR-H02MKY10 | High Pressure Oil Lift Pump Unit (SNR-H02MKV50) |  | OPERATING | OPERATING | E072 | SNR0-2M0 | F40300002 |  | SNR0
SNR-H02MKY10AA001 | Valve Before Relief Valve (SNR-H02MKV50AA504) |  | OPERATING | OPERATING | E072 | SNR0-2M0 | F40300002 |  | SNR0
SNR-H02MKY10AA002 | Relief Valve (SNR-H02MKV50AA601) |  | OPERATING | OPERATING | E072 | SNR0-2M0 | F40300002 |  | SNR0
SNR-H02MKY10AA003 | Valve After Relief Valve (SNR-H02MKV50AA503) |  | OPERATING | OPERATING | E072 | SNR0-2M0 | F40300002 |  | SNR0
SNR-H02MKY10AA004 | Check Valve for Pump No.1 (SNR-H02MKV50AA719) |  | OPERATING | OPERATING | E072 | SNR0-2M0 | F40300002 |  | SNR0
SNR-H02MKY10AA005 | Check Valve for Pump No.2 (SNR-H02MKV50AA718) |  | OPERATING | OPERATING | E072 | SNR0-2M0 | F40300002 |  | SNR0
SNR-H02MKY10AA006 | Check Valve for Discharge Line (SNR-H02MKV50AA717) |  | OPERATING | OPERATING | E072 | SNR0-2M0 | F40300002 |  | SNR0
SNR-H02MKY10AA007 | Flow Control Check Valve Thrust No.1-1 (SNR-H02MKV50AA701) |  | OPERATING | OPERATING | E072 | SNR0-2M0 | F40300002 |  | SNR0
SNR-H02MKY10AA008 | Flow Control Check Valve Thrust No.2-1 (SNR-H02MKV50AA702) |  | OPERATING | OPERATING | E072 | SNR0-2M0 | F40300002 |  | SNR0
SNR-H02MKY10AA009 | Flow Control Check Valve Thrust No.3-1 (SNR-H02MKV50AA703) |  | OPERATING | OPERATING | E072 | SNR0-2M0 | F40300002 |  | SNR0
SNR-H02MKY10AA010 | Flow Control Check Valve Thrust No.4-1 (SNR-H02MKV50AA704) |  | OPERATING | OPERATING | E072 | SNR0-2M0 | F40300002 |  | SNR0
SNR-H02MKY10AA011 | Flow Control Check Valve Thrust No.5-1 (SNR-H02MKV50AA705) |  | OPERATING | OPERATING | E072 | SNR0-2M0 | F40300002 |  | SNR0
SNR-H02MKY10AA012 | Flow Control Check Valve Thrust No.6-1 (SNR-H02MKV50AA706) |  | OPERATING | OPERATING | E072 | SNR0-2M0 | F40300002 |  | SNR0
SNR-H02MKY10AA013 | Flow Control Check Valve Thrust No.7-1 (SNR-H02MKV50AA707) |  | OPERATING | OPERATING | E072 | SNR0-2M0 | F40300002 |  | SNR0
SNR-H02MKY10AA014 | Flow Control Check Valve Thrust No.8-1 (SNR-H02MKV50AA708) |  | OPERATING | OPERATING | E072 | SNR0-2M0 | F40300002 |  | SNR0
SNR-H02MKY10AA015 | Flow Control Check Valve Thrust No.9-1 (SNR-H02MKV50AA709) |  | OPERATING | OPERATING | E072 | SNR0-2M0 | F40300002 |  | SNR0
SNR-H02MKY10AA016 | Flow Control Check Valve Thrust No.10-1 (SNR-H02MKV50AA710) |  | OPERATING | OPERATING | E072 | SNR0-2M0 | F40300002 |  | SNR0
SNR-H02MKY10AA017 | Flow Control Check Valve Thrust No.11-1 (SNR-H02MKV50AA711) |  | OPERATING | OPERATING | E072 | SNR0-2M0 | F40300002 |  | SNR0
SNR-H02MKY10AA018 | Flow Control Check Valve Thrust No.12-1 (SNR-H02MKV50AA712) |  | OPERATING | OPERATING | E072 | SNR0-2M0 | F40300002 |  | SNR0
SNR-H02MKY10AA019 | Flow Control Check Valve Thrust No.13 (SNR-H02MKV50AA713) |  | OPERATING | OPERATING | E072 | SNR0-2M0 | F40300002 |  | SNR0
SNR-H02MKY10AA020 | Flow Control Check Valve Thrust No.14 (SNR-H02MKV50AA714) |  | OPERATING | OPERATING | E072 | SNR0-2M0 | F40300002 |  | SNR0
SNR-H02MKY10AA021 | Flow Control Check Valve Thrust No.15 (SNR-H02MKV50AA715) |  | OPERATING | OPERATING | E072 | SNR0-2M0 | F40300002 |  | SNR0
SNR-H02MKY10AA022 | Flow Control Check Valve Thrust No.16 (SNR-H02MKV50AA716) |  | OPERATING | OPERATING | E072 | SNR0-2M0 | F40300002 |  | SNR0
SNR-H02MKY10AA023 | Ball Cock Before Pump No.1 (SNR-H02MKV50AA501) |  | OPERATING | OPERATING | E072 | SNR0-2M0 | F40300002 |  | SNR0
SNR-H02MKY10AA024 | Ball Cock Before Pump No.2 (SNR-H02MKV50AA502) |  | OPERATING | OPERATING | E072 | SNR0-2M0 | F40300002 |  | SNR0
SNR-H02MKY10AA025 | Valve for Pressure Switch Pump No.1 (SNR-H02MKV50AA512) |  | OPERATING | OPERATING | E072 | SNR0-2M0 | F40300002 |  | SNR0
SNR-H02MKY10AA026 | Discharge Valve of Pump No.1 (SNR-H02MKV50AA513) |  | OPERATING | OPERATING | E072 | SNR0-2M0 | F40300002 |  | SNR0
SNR-H02MKY10AA027 | Valve for Pressure Switch Pump No.2 (SNR-H02MKV50AA511) |  | OPERATING | OPERATING | E072 | SNR0-2M0 | F40300002 |  | SNR0
SNR-H02MKY10AA028 | Discharge Valve of Pump No.1 (SNR-H02MKV50AA510) |  | OPERATING | OPERATING | E072 | SNR0-2M0 | F40300002 |  | SNR0
SNR-H02MKY10AA029 | Valve Before Differential Pressure Switch (SNR-H02MKV50AA506) |  | OPERATING | OPERATING | E072 | SNR0-2M0 | F40300002 |  | SNR0
SNR-H02MKY10AA030 | Valve After Differential Pressure Switch (SNR-H02MKV50AA507) |  | OPERATING | OPERATING | E072 | SNR0-2M0 | F40300002 |  | SNR0
SNR-H02MKY10AA031 | Valve for Pressure Transmitter (SNR-H02MKV50AA505) |  | OPERATING | OPERATING | E072 | SNR0-2M0 | F40300002 |  | SNR0
SNR-H02MKY10AA032 | Valve for Pressure Guage (SNR-H02MKV50AA509) |  | OPERATING | OPERATING | E072 | SNR0-2M0 | F40300002 |  | SNR0
SNR-H02MKY10AA033 | Valve for Pressure Switch (Common) (SNR-H02MKV50AA508) |  | OPERATING | OPERATING | E072 | SNR0-2M0 | F40300002 |  | SNR0
SNR-H02MKY10AP001 | High Pressure Oil Lift Pump No.1 (SNR-H02MKV50AP001) |  | OPERATING | OPERATING | E072 | SNR0-2M0 | F40300002 |  | SNR0
SNR-H02MKY10AP001-M01 | Motor (SNR-H02MKV50AP001-M01) |  | OPERATING | OPERATING | E072 | SNR0-2E0 | F40300002 |  | SNR0
SNR-H02MKY10AP001KP01 | Pump |  | OPERATING | OPERATING | E072 | SNR0-2M0 | F40300002 |  | SNR0
SNR-H02MKY10AP001MK01 | Coupling |  | OPERATING | OPERATING | E072 | SNR0-2M0 | F40300002 |  | SNR0
SNR-H02MKY10AP002 | High Pressure Oil Lift Pump No.2 (SNR-H02MKV50AP002) |  | OPERATING | OPERATING | E072 | SNR0-2M0 | F40300002 |  | SNR0
SNR-H02MKY10AP002-M01 | Motor (SNR-H02MKV50AP002-M01) |  | OPERATING | OPERATING | E072 | SNR0-2E0 | F40300002 |  | SNR0
SNR-H02MKY10AP002KP01 | Pump |  | OPERATING | OPERATING | E072 | SNR0-2M0 | F40300002 |  | SNR0
SNR-H02MKY10AP002MK01 | Coupling |  | OPERATING | OPERATING | E072 | SNR0-2M0 | F40300002 |  | SNR0
SNR-H02MKY10AT002 | Line Fillter (SNR-H02MKV50AT001) |  | OPERATING | OPERATING | E072 | SNR0-2M0 | F40300002 |  | SNR0
SNR-H02MKY10BR001 | Pipe Line |  | OPERATING | OPERATING | E072 | SNR0-2M0 | F40300002 |  | SNR0
SNR-H02MKY10BR002 | Flexible Pipe for Thrust Brg. No.1-1 |  | OPERATING | OPERATING | E072 | SNR0-2M0 | F40300002 |  | SNR0
SNR-H02MKY10BR003 | Flexible Pipe for Thrust Brg. No.2-1 |  | OPERATING | OPERATING | E072 | SNR0-2M0 | F40300002 |  | SNR0
SNR-H02MKY10BR004 | Flexible Pipe for Thrust Brg. No.3-1 |  | OPERATING | OPERATING | E072 | SNR0-2M0 | F40300002 |  | SNR0
SNR-H02MKY10BR005 | Flexible Pipe for Thrust Brg. No.4-1 |  | OPERATING | OPERATING | E072 | SNR0-2M0 | F40300002 |  | SNR0
SNR-H02MKY10BR006 | Flexible Pipe for Thrust Brg. No.5-1 |  | OPERATING | OPERATING | E072 | SNR0-2M0 | F40300002 |  | SNR0
SNR-H02MKY10BR007 | Flexible Pipe for Thrust Brg. No.6-1 |  | OPERATING | OPERATING | E072 | SNR0-2M0 | F40300002 |  | SNR0
SNR-H02MKY10BR008 | Flexible Pipe for Thrust Brg. No.7-1 |  | OPERATING | OPERATING | E072 | SNR0-2M0 | F40300002 |  | SNR0
SNR-H02MKY10BR009 | Flexible Pipe for Thrust Brg. No.8-1 |  | OPERATING | OPERATING | E072 | SNR0-2M0 | F40300002 |  | SNR0
SNR-H02MKY10BR010 | Flexible Pipe for Thrust Brg. No.9-1 |  | OPERATING | OPERATING | E072 | SNR0-2M0 | F40300002 |  | SNR0
SNR-H02MKY10BR011 | Flexible Pipe for Thrust Brg. No.10-1 |  | OPERATING | OPERATING | E072 | SNR0-2M0 | F40300002 |  | SNR0
SNR-H02MKY10BR012 | Flexible Pipe for Thrust Brg. No.11-1 |  | OPERATING | OPERATING | E072 | SNR0-2M0 | F40300002 |  | SNR0
SNR-H02MKY10BR013 | Flexible Pipe for Thrust Brg. No.12-1 |  | OPERATING | OPERATING | E072 | SNR0-2M0 | F40300002 |  | SNR0
SNR-H02MKY10BR014 | Flexible Pipe for Thrust Brg. No.13 |  | OPERATING | OPERATING | E072 | SNR0-2M0 | F40300002 |  | SNR0
SNR-H02MKY10BR015 | Flexible Pipe for Thrust Brg. No.14 |  | OPERATING | OPERATING | E072 | SNR0-2M0 | F40300002 |  | SNR0
SNR-H02MKY10BR016 | Flexible Pipe for Thrust Brg. No.15 |  | OPERATING | OPERATING | E072 | SNR0-2M0 | F40300002 |  | SNR0
SNR-H02MKY10BR017 | Flexible Pipe for Thrust Brg. No.16 |  | OPERATING | OPERATING | E072 | SNR0-2M0 | F40300002 |  | SNR0
SNR-H02MKY10CP001 | Pressure Switch for High Pressure Oil Lift Pump |  | OPERATING | OPERATING | E072 | SNR0-2E0 | F40300002 |  | SNR0
SNR-H02MKY10CP001-S01 | HP Oil Plant Inlet Pressure 3 to LCB Low (SNR-H02MKV50CP304-S01) |  | OPERATING | OPERATING | E072 | SNR0-2E0 | F40300002 |  | SNR0
SNR-H02MKY10CP001-S02 | HP Oil Plant Inlet Pressure 2 to LCB Low (SNR-H02MKV50CP303-S01) |  | OPERATING | OPERATING | E072 | SNR0-2E0 | F40300002 |  | SNR0
SNR-H02MKY10CP001-S03 | HP Oil Plant Differential Pressure Ok (SNR-H02MKV50CP302-S01) |  | OPERATING | OPERATING | E072 | SNR0-2E0 | F40300002 |  | SNR0
SNR-H02MKY10CP001-S04 | HP Oil Plant Inlet Pressure 1 to LCB Low (SNR-H02MKV50CP301-S01) |  | OPERATING | OPERATING | E072 | SNR0-2E0 | F40300002 |  | SNR0
SNR-H02MKY10CP002 | Pressure Oil Inlet Line to LCB (HP) (SNR-H02MKV50CP501) |  | OPERATING | OPERATING | E072 | SNR0-2E0 | F40300002 |  | SNR0
SNR-H02MKY10CP003 | Pressure Oil Inlet Line to LCB (SNR-H02MKV50CP502) |  | OPERATING | OPERATING | E072 | SNR0-2E0 | F40300002 |  | SNR0
SNR-H02P | Cooling Water System |  | OPERATING | OPERATING | E072 | SNR0-2M0 | F40300002 |  | SNR0
SNR-H02PA | Main Cooling Water System |  | OPERATING | OPERATING | E072 | SNR0-2M0 | F40300002 |  | SNR0
SNR-H02PAG | Cooling Water System |  | OPERATING | OPERATING | E072 | SNR0-2M0 | F40300002 |  | SNR0
SNR-H02PAG10 | Main Cooling From Penstock (SNR-H02PAC10) |  | OPERATING | OPERATING | E072 | SNR0-2M0 | F40300002 |  | SNR0
SNR-H02PAG10AA001 | Main Valve From Penstock (SNR-H02PAC10AA501) |  | OPERATING | OPERATING | E072 | SNR0-2M0 | F40300002 |  | SNR0
SNR-H02PAG10AA002 | Main Cooling Water Supply Valve 20PM(Val |  | OPERATING | OPERATING | E072 | SNR0-2E0 | F40300002 |  | SNR0
SNR-H02PAG10AA002-M01 | Motor for Valve 20PM |  | OPERATING | OPERATING | E072 | SNR0-2E0 | F40300002 |  | SNR0
SNR-H02PAG10AA002KA01 | Valve |  | OPERATING | OPERATING | E072 | SNR0-2M0 | F40300002 |  | SNR0
SNR-H02PAG10AA002MG01 | Gear Drive |  | OPERATING | OPERATING | E072 | SNR0-2M0 | F40300002 |  | SNR0
SNR-H02PAG10AA003 | By - Pass Valve for Valve 20PM (SNR-H02PAC10AA504) |  | OPERATING | OPERATING | E072 | SNR0-2M0 | F40300002 |  | SNR0
SNR-H02PAG10AA004 | Valve Inlet Before Washing Strainer 810A (SNR-H02PAC11AA501) |  | OPERATING | OPERATING | E072 | SNR0-2M0 | F40300002 |  | SNR0
SNR-H02PAG10AA005 | Valve Outlet After Washing Strainer 810A (SNR-H02PAC11AA502) |  | OPERATING | OPERATING | E072 | SNR0-2M0 | F40300002 |  | SNR0
SNR-H02PAG10AA006 | Valve for Pressure Gauge (SNR-H02PAC10AA901) |  | OPERATING | OPERATING | E072 | SNR0-2M0 | F40300002 |  | SNR0
SNR-H02PAG10AA007 | Valve Inlet Before Washing Strainer 810B (SNR-H02PAC12AA501) |  | OPERATING | OPERATING | E072 | SNR0-2M0 | F40300002 |  | SNR0
SNR-H02PAG10AA008 | Valve Outlet After Washing Strainer 810B (SNR-H02PAC12AA502) |  | OPERATING | OPERATING | E072 | SNR0-2M0 | F40300002 |  | SNR0
SNR-H02PAG10AA009 | Valve for Pressure Switch of Main Cooling Switch (SNR-H02PAC10AA902) |  | OPERATING | OPERATING | E072 | SNR0-2M0 | F40300002 |  | SNR0
SNR-H02PAG10AA010 | Auto Valve Drain for Auto Washing Strainer |  | OPERATING | OPERATING | E072 | SNR0-2M0 | F40300002 |  | SNR0
SNR-H02PAG10AA010-M01 | Motor |  | OPERATING | OPERATING | E072 | SNR0-2E0 | F40300002 |  | SNR0
SNR-H02PAG10AA010KA01 | Valve |  | OPERATING | OPERATING | E072 | SNR0-2M0 | F40300002 |  | SNR0
SNR-H02PAG10AA010MG01 | Gear Drive |  | OPERATING | OPERATING | E072 | SNR0-2M0 | F40300002 |  | SNR0
SNR-H02PAG10AA011 | Auto Valve Drain for Auto Washing Strainer |  | OPERATING | OPERATING | E072 | SNR0-2M0 | F40300002 |  | SNR0
SNR-H02PAG10AA011-M01 | Motor |  | OPERATING | OPERATING | E072 | SNR0-2E0 | F40300002 |  | SNR0
SNR-H02PAG10AA011KA01 | Valve |  | OPERATING | OPERATING | E072 | SNR0-2M0 | F40300002 |  | SNR0
SNR-H02PAG10AA011MG01 | Gear Drive |  | OPERATING | OPERATING | E072 | SNR0-2M0 | F40300002 |  | SNR0
SNR-H02PAG10AA012 | Valve Inlet Before Pressure Reducing Valve (SNR-H02PAC10AA502) |  | OPERATING | OPERATING | E072 | SNR0-2M0 | F40300002 |  | SNR0
SNR-H02PAG10AA013 | Pressure Reducing Valve(825) (SNR-H02PAC10AA051) |  | OPERATING | OPERATING | E072 | SNR0-2M0 | F40300002 |  | SNR0
SNR-H02PAG10AA013KA01 | Valve 825 |  | OPERATING | OPERATING | E072 | SNR0-2M0 | F40300002 |  | SNR0
SNR-H02PAG10AA013KA02 | Valve for Pressure Gauge Inlet |  | OPERATING | OPERATING | E072 | SNR0-2M0 | F40300002 |  | SNR0
SNR-H02PAG10AA013KA03 | Valve for Pressure Gauge Outlet |  | OPERATING | OPERATING | E072 | SNR0-2M0 | F40300002 |  | SNR0
SNR-H02PAG10AA013QP01 | Pressure Gauge Inlet |  | OPERATING | OPERATING | E072 | SNR0-2E0 | F40300002 |  | SNR0
SNR-H02PAG10AA013QP02 | Pressure Gauge Outlet |  | OPERATING | OPERATING | E072 | SNR0-2E0 | F40300002 |  | SNR0
SNR-H02PAG10AA014 | Valve Outlet After Pressure Reducing Valve (SNR-H02PAC10AA503) |  | OPERATING | OPERATING | E072 | SNR0-2M0 | F40300002 |  | SNR0
SNR-H02PAG10AA015 | Pressure Relief Valve(828) (SNR-H02PAC10AA301) |  | OPERATING | OPERATING | E072 | SNR0-2M0 | F40300002 |  | SNR0
SNR-H02PAG10AA016 | Check Valve After Relief Valve (SNR-H02PAC10AA701) |  | OPERATING | OPERATING | E072 | SNR0-2M0 | F40300002 |  | SNR0
SNR-H02PAG10AA017 | Valve After Relief Valve (SNR-H02PAC20AA601) |  | OPERATING | OPERATING | E072 | SNR0-2M0 | F40300002 |  | SNR0
SNR-H02PAG10AT001 | Auto Washing Strainer No.1 (SNR-H02PAC11AT001) |  | OPERATING | OPERATING | E072 | SNR0-2M0 | F40300002 |  | SNR0
SNR-H02PAG10AT001-M01 | Motor for Auto. Washing Strainer No.A(81 |  | OPERATING | OPERATING | E072 | SNR0-2E0 | F40300002 |  | SNR0
SNR-H02PAG10AT001KA01 | Valve for Pressure Gauge Inlet |  | OPERATING | OPERATING | E072 | SNR0-2M0 | F40300002 |  | SNR0
SNR-H02PAG10AT001KA02 | Valve for Pressure Gauge Outlet |  | OPERATING | OPERATING | E072 | SNR0-2M0 | F40300002 |  | SNR0
SNR-H02PAG10AT001KT01 | Strainer |  | OPERATING | OPERATING | E072 | SNR0-2M0 | F40300002 |  | SNR0
SNR-H02PAG10AT001MG01 | Gear Drive |  | OPERATING | OPERATING | E072 | SNR0-2M0 | F40300002 |  | SNR0
SNR-H02PAG10AT001QP01 | Pressure Gauge Inlet |  | OPERATING | OPERATING | E072 | SNR0-2E0 | F40300002 |  | SNR0
SNR-H02PAG10AT001QP02 | Pressure Gauge Outlet |  | OPERATING | OPERATING | E072 | SNR0-2E0 | F40300002 |  | SNR0
SNR-H02PAG10AT002 | Auto Washing Strainer No.2 (SNR-H02PAC12AT001) |  | OPERATING | OPERATING | E072 | SNR0-2M0 | F40300002 |  | SNR0
SNR-H02PAG10AT002-M01 | Motor for Auto. Washing Strainer No.B(81 |  | OPERATING | OPERATING | E072 | SNR0-2E0 | F40300002 |  | SNR0
SNR-H02PAG10AT002KA01 | Valve for Pressure Gauge Inlet |  | OPERATING | OPERATING | E072 | SNR0-2M0 | F40300002 |  | SNR0
SNR-H02PAG10AT002KA02 | Valve for Pressure Gauge Outlet |  | OPERATING | OPERATING | E072 | SNR0-2M0 | F40300002 |  | SNR0
SNR-H02PAG10AT002KT01 | Strainer |  | OPERATING | OPERATING | E072 | SNR0-2M0 | F40300002 |  | SNR0
SNR-H02PAG10AT002MG01 | Gear Drive |  | OPERATING | OPERATING | E072 | SNR0-2M0 | F40300002 |  | SNR0
SNR-H02PAG10AT002QP01 | Pressure Gauge Inlet |  | OPERATING | OPERATING | E072 | SNR0-2E0 | F40300002 |  | SNR0
SNR-H02PAG10AT002QP02 | Pressure Gauge Outlet |  | OPERATING | OPERATING | E072 | SNR0-2E0 | F40300002 |  | SNR0
SNR-H02PAG10BR001 | Pipe Line |  | OPERATING | OPERATING | E072 | SNR0-2M0 | F40300002 |  | SNR0
SNR-H02PAG10CP001 | Main CW. Pressure form Penstock (SNR-H02PAC10CP501) |  | OPERATING | OPERATING | E072 | SNR0-2E0 | F40300002 |  | SNR0
SNR-H02PAG10CP002 | Pressure Switch Equipment |  | OPERATING | OPERATING | E072 | SNR0-2E0 | F40300002 |  | SNR0
SNR-H02PAG10CP002-S01 | Pressure of Main CW. (SNR-H02PAC10CP301-S01) |  | OPERATING | OPERATING | E072 | SNR0-2E0 | F40300002 |  | SNR0
SNR-H02PAG10CP003 | Penstock Side (Water Pressure Gauge) (SNR-H02MEX16CP501) |  | OPERATING | OPERATING | E072 | SNR0-2E0 | F40300002 |  | SNR0
SNR-H02PAG10CP004 | Spiral Case Side (Water Pressure) (SNR-H02MEX17CP501) |  | OPERATING | OPERATING | E072 | SNR0-2E0 | F40300002 |  | SNR0
SNR-H02PAG10CT001 | Raw CW Supply Temperature (SNR-H02PAC10CT001-B01) |  | OPERATING | OPERATING | E072 | SNR0-2E0 | F40300002 |  | SNR0
SNR-H02PAG10CT002 | Temp Gauge of Main CW. From Penstock (SNR-H02PAC10CT501) |  | OPERATING | OPERATING | E072 | SNR0-2E0 | F40300002 |  | SNR0
SNR-H02PAG11 | Main Cooling From D/T (SNR-H02PAC20) |  | OPERATING | OPERATING | E072 | SNR0-2M0 | F40300002 |  | SNR0
SNR-H02PAG11AA001 | Valve Inlet From D/T (SNR-H02PAC20AA501) |  | OPERATING | OPERATING | E072 | SNR0-2M0 | F40300002 |  | SNR0
SNR-H02PAG11AA002 | Valve for D/T Drain (SNR-H02PAC10AA643) |  | OPERATING | OPERATING | E072 | SNR0-2M0 | F40300002 |  | SNR0
SNR-H02PAG11AA003 | Valve Inlet Before Cooling Water Pump 80 |  | OPERATING | OPERATING | E072 | SNR0-2M0 | F40300002 |  | SNR0
SNR-H02PAG11AA004 | Valve for Inlet Pressure Guage (SNR-H02PAC20AA901) |  | OPERATING | OPERATING | E072 | SNR0-2M0 | F40300002 |  | SNR0
SNR-H02PAG11AA005 | Valve for Outlet Pressure Guage (SNR-H02PAC20AA902) |  | OPERATING | OPERATING | E072 | SNR0-2M0 | F40300002 |  | SNR0
SNR-H02PAG11AA006 | Valve Inlet to Auto Washing Strainer No.3 (SNR-H02PAC21AA501) |  | OPERATING | OPERATING | E072 | SNR0-2M0 | F40300002 |  | SNR0
SNR-H02PAG11AA007 | Valve Outlet From Auto Washing Strainer No.3 (SNR-H02PAC21AA502) |  | OPERATING | OPERATING | E072 | SNR0-2M0 | F40300002 |  | SNR0
SNR-H02PAG11AA008 | Valve Inlet to Auto Washing Strainer No.4 (SNR-H02PAC22AA501) |  | OPERATING | OPERATING | E072 | SNR0-2M0 | F40300002 |  | SNR0
SNR-H02PAG11AA009 | Valve Outlet From Auto Washing Strainer No.4 (SNR-H02PAC22AA502) |  | OPERATING | OPERATING | E072 | SNR0-2M0 | F40300002 |  | SNR0
SNR-H02PAG11AP001 | Main Cooling Water Pump(801) |  | OPERATING | OPERATING | E072 | SNR0-2M0 | F40300002 |  | SNR0
SNR-H02PAG11AP001-M01 | Main Cooling Water Pump(801)(Motor) |  | OPERATING | OPERATING | E072 | SNR0-2M0 | F40300002 |  | SNR0
SNR-H02PAG11AP001KA01 | Valve for Pressure Gauge Inlet |  | OPERATING | OPERATING | E072 | SNR0-2M0 | F40300002 |  | SNR0
SNR-H02PAG11AP001KA02 | Valve for Pressure Gauge Outlet |  | OPERATING | OPERATING | E072 | SNR0-2M0 | F40300002 |  | SNR0
SNR-H02PAG11AP001KP01 | Pump |  | OPERATING | OPERATING | E072 | SNR0-2M0 | F40300002 |  | SNR0
SNR-H02PAG11AP001MK01 | Coupling |  | OPERATING | OPERATING | E072 | SNR0-2M0 | F40300002 |  | SNR0
SNR-H02PAG11AP001QP01 | Pressure Gauge Inlet |  | OPERATING | OPERATING | E072 | SNR0-2E0 | F40300002 |  | SNR0
SNR-H02PAG11AP001QP02 | Pressure Gauge Outlet |  | OPERATING | OPERATING | E072 | SNR0-2E0 | F40300002 |  | SNR0
SNR-H02PAG11AT001 | Auto Washing Strainer No.3 (SNR-H02PAC21AT001) |  | OPERATING | OPERATING | E072 | SNR0-2M0 | F40300002 |  | SNR0
SNR-H02PAG11AT002 | Auto Washing Strainer No.4 (SNR-H02PAC22AT001) |  | OPERATING | OPERATING | E072 | SNR0-2M0 | F40300002 |  | SNR0
SNR-H02PAG11CP001 | Pressure Guage Inlet (SNR-H02PAC20CP501) |  | OPERATING | OPERATING | E072 | SNR0-2E0 | F40300002 |  | SNR0
SNR-H02PAG11CP002 | Pressure Guage Outlet (SNR-H02PAC20CP502) |  | OPERATING | OPERATING | E072 | SNR0-2E0 | F40300002 |  | SNR0
SNR-H02PAG12 | Cooling Supply to Air Cooler (SNR-H02MKA80) |  | OPERATING | OPERATING | E072 | SNR0-2M0 | F40300002 |  | SNR0
SNR-H02PAG12AA001 | Main Valve Inlet Air Cooler |  | OPERATING | OPERATING | E072 | SNR0-2M0 | F40300002 |  | SNR0
SNR-H02PAG12AA002 | Valve Inlet Air Cooler No.01 (SNR-H02MKA80AA111) |  | OPERATING | OPERATING | E072 | SNR0-2M0 | F40300002 |  | SNR0
SNR-H02PAG12AA003 | Valve Outlet Air Cooler No.01 (SNR-H02MKA80AA112) |  | OPERATING | OPERATING | E072 | SNR0-2M0 | F40300002 |  | SNR0
SNR-H02PAG12AA004 | Valve Inlet Air Cooler No.02 (SNR-H02MKA80AA121) |  | OPERATING | OPERATING | E072 | SNR0-2M0 | F40300002 |  | SNR0
SNR-H02PAG12AA005 | Valve Outlet Air Cooler No.02 (SNR-H02MKA80AA122) |  | OPERATING | OPERATING | E072 | SNR0-2M0 | F40300002 |  | SNR0
SNR-H02PAG12AA006 | Valve Inlet Air Cooler No.03 (SNR-H02MKA80AA131) |  | OPERATING | OPERATING | E072 | SNR0-2M0 | F40300002 |  | SNR0
SNR-H02PAG12AA007 | Valve Outlet Air Cooler No.03 (SNR-H02MKA80AA132) |  | OPERATING | OPERATING | E072 | SNR0-2M0 | F40300002 |  | SNR0
SNR-H02PAG12AA008 | Valve Inlet Air Cooler No.04 (SNR-H02MKA80AA141) |  | OPERATING | OPERATING | E072 | SNR0-2M0 | F40300002 |  | SNR0
SNR-H02PAG12AA009 | Valve Outlet Air Cooler No.04 (SNR-H02MKA80AA142) |  | OPERATING | OPERATING | E072 | SNR0-2M0 | F40300002 |  | SNR0
SNR-H02PAG12AA010 | Valve Inlet Air Cooler No.05 (SNR-H02MKA80AA151) |  | OPERATING | OPERATING | E072 | SNR0-2M0 | F40300002 |  | SNR0
SNR-H02PAG12AA011 | Valve Outlet Air Cooler No.05 (SNR-H02MKA80AA152) |  | OPERATING | OPERATING | E072 | SNR0-2M0 | F40300002 |  | SNR0
SNR-H02PAG12AA012 | Valve Inlet Air Cooler No.06 (SNR-H02MKA80AA161) |  | OPERATING | OPERATING | E072 | SNR0-2M0 | F40300002 |  | SNR0
SNR-H02PAG12AA013 | Valve Outlet Air Cooler No.06 (SNR-H02MKA80AA162) |  | OPERATING | OPERATING | E072 | SNR0-2M0 | F40300002 |  | SNR0
SNR-H02PAG12AA014 | Valve Inlet Air Cooler No.07 (SNR-H02MKA80AA171) |  | OPERATING | OPERATING | E072 | SNR0-2M0 | F40300002 |  | SNR0
SNR-H02PAG12AA015 | Valve Outlet Air Cooler No.07 (SNR-H02MKA80AA172) |  | OPERATING | OPERATING | E072 | SNR0-2M0 | F40300002 |  | SNR0
SNR-H02PAG12AA016 | Valve Inlet Air Cooler No.08 (SNR-H02MKA80AA181) |  | OPERATING | OPERATING | E072 | SNR0-2M0 | F40300002 |  | SNR0
SNR-H02PAG12AA017 | Valve Outlet Air Cooler No.08 (SNR-H02MKA80AA182) |  | OPERATING | OPERATING | E072 | SNR0-2M0 | F40300002 |  | SNR0
SNR-H02PAG12AA018 | Valve Inlet Air Cooler No.09 (SNR-H02MKA80AA191) |  | OPERATING | OPERATING | E072 | SNR0-2M0 | F40300002 |  | SNR0
SNR-H02PAG12AA019 | Valve Outlet Air Cooler No.09 (SNR-H02MKA80AA192) |  | OPERATING | OPERATING | E072 | SNR0-2M0 | F40300002 |  | SNR0
SNR-H02PAG12AA020 | Valve Inlet Air Cooler No.10 (SNR-H02MKA80AA1101) |  | OPERATING | OPERATING | E072 | SNR0-2M0 | F40300002 |  | SNR0
SNR-H02PAG12AA021 | Valve Outlet Air Cooler No.10 (SNR-H02MKA80AA1102) |  | OPERATING | OPERATING | E072 | SNR0-2M0 | F40300002 |  | SNR0
SNR-H02PAG12AA022 | Valve Inlet Air Cooler No.11 (SNR-H02MKA80AA1111) |  | OPERATING | OPERATING | E072 | SNR0-2M0 | F40300002 |  | SNR0
SNR-H02PAG12AA023 | Valve Outlet Air Cooler No.11 (SNR-H02MKA80AA1112) |  | OPERATING | OPERATING | E072 | SNR0-2M0 | F40300002 |  | SNR0
SNR-H02PAG12AA024 | Valve Inlet Air Cooler No.12 (SNR-H02MKA80AA1121) |  | OPERATING | OPERATING | E072 | SNR0-2M0 | F40300002 |  | SNR0
SNR-H02PAG12AA025 | Valve Outlet Air Cooler No.12 (SNR-H02MKA80AA1122) |  | OPERATING | OPERATING | E072 | SNR0-2M0 | F40300002 |  | SNR0
SNR-H02PAG12AA026 | Valve Inlet Before Flow Relay for Air Co (SNR-H02PCB80AA102) |  | OPERATING | OPERATING | E072 | SNR0-2M0 | F40300002 |  | SNR0
SNR-H02PAG12AA027 | Valve Outlet From Flow Relay for Air Coo (SNR-H02PCB80AA103) |  | OPERATING | OPERATING | E072 | SNR0-2M0 | F40300002 |  | SNR0
SNR-H02PAG12AA028 | Valve By Pass for Flow Relay for Air Coo (SNR-H02PCB80AA104) |  | OPERATING | OPERATING | E072 | SNR0-2M0 | F40300002 |  | SNR0
SNR-H02PAG12AA029 | Valve for Pressure Transmitter Inlet (SNR-H02PCB80AA101) |  | OPERATING | OPERATING | E072 | SNR0-2M0 | F40300002 |  | SNR0
SNR-H02PAG12AA030 | Valve for Pressure Gauge Inlet (SNR-H02PCB80AA110) |  | OPERATING | OPERATING | E072 | SNR0-2M0 | F40300002 |  | SNR0
SNR-H02PAG12AA031 | Valve Inlet Before Discharge Valve (SNR-H02PCB80AA105) |  | OPERATING | OPERATING | E072 | SNR0-2M0 | F40300002 |  | SNR0
SNR-H02PAG12AA032 | Discharge Valve (SNR-H02PCB80AA106) |  | OPERATING | OPERATING | E072 | SNR0-2M0 | F40300002 |  | SNR0
SNR-H02PAG12AA033 | Valve Outlet From Discharge Valve (SNR-H02PCB80AA107) |  | OPERATING | OPERATING | E072 | SNR0-2M0 | F40300002 |  | SNR0
SNR-H02PAG12AA034 | Valve By Pass for Discharge Valve (SNR-H02PCB80AA104) |  | OPERATING | OPERATING | E072 | SNR0-2M0 | F40300002 |  | SNR0
SNR-H02PAG12AA035 | Valve for Pressure Gauge Outlet (SNR-H02PCB80AA111) |  | OPERATING | OPERATING | E072 | SNR0-2M0 | F40300002 |  | SNR0
SNR-H02PAG12AA036 | Valve for Pressure Transmitter Outlet (SNR-H02PCB80AA109) |  | OPERATING | OPERATING | E072 | SNR0-2M0 | F40300002 |  | SNR0
SNR-H02PAG12BR001 | Pipe Line |  | OPERATING | OPERATING | E072 | SNR0-2M0 | F40300002 |  | SNR0
SNR-H02PAG12CF001 | Flow CW. Inlet to Stator Air Cooler (Common) (SNR-H02PCB80CF001) |  | OPERATING | OPERATING | E072 | SNR0-2E0 | F40300002 |  | SNR0
SNR-H02PAG12CP001 | Pressure CW. Inlet to Gen AirCooler (Header) (SNR-H02PCB80CP001) |  | OPERATING | OPERATING | E072 | SNR0-2E0 | F40300002 |  | SNR0
SNR-H02PAG12CP002 | Pressure Cooling Water Inlet to Stator Air Coolers (Common Header) (SNR-H02PCB80CP003) |  | OPERATING | OPERATING | E072 | SNR0-2E0 | F40300002 |  | SNR0
SNR-H02PAG12CP003 | Pressure Cooling Water Outlet to Stator Air Coolers (Common Header) (SNR-H02PCB80CP004) |  | OPERATING | OPERATING | E072 | SNR0-2E0 | F40300002 |  | SNR0
SNR-H02PAG12CP004 | Pressure CW. Outlet to Gen AirCooler (Header) (SNR-H02PCB80CP002) |  | OPERATING | OPERATING | E072 | SNR0-2E0 | F40300002 |  | SNR0
SNR-H02PAG12CT001 | CW. Inlet to Stator Air Cooler Temp.(Common Header) (SNR-H02PCB80CT002) |  | OPERATING | OPERATING | E072 | SNR0-2E0 | F40300002 |  | SNR0
SNR-H02PAG12CT002 | Temperature CW. Inlet to Stator Air Cooler (Common Header) (SNR-H02PCB80CT003-C01/C02) |  | OPERATING | OPERATING | E072 | SNR0-2E0 | F40300002 |  | SNR0
SNR-H02PAG12CT003 | Temperature Cooling Water Inlet to Stator Air Coolers (Common Header) (SNR-H02PCB80CT001) |  | OPERATING | OPERATING | E072 | SNR0-2E0 | F40300002 |  | SNR0
SNR-H02PAG12CT005 | Temperature CW. Outlet to Stator Air Cooler 1 High (SNR-H02MKA80CT013-C01/C02) |  | OPERATING | OPERATING | E072 | SNR0-2E0 | F40300002 |  | SNR0
SNR-H02PAG12CT007 | Temperature CW. Outlet to Stator Air Cooler 2 High (SNR-H02MKA80CT014-C01/C02) |  | OPERATING | OPERATING | E072 | SNR0-2E0 | F40300002 |  | SNR0
SNR-H02PAG12CT009 | Temperature CW. Outlet to Stator Air Cooler 3 High (SNR-H02MKA80CT015-C01/C02) |  | OPERATING | OPERATING | E072 | SNR0-2E0 | F40300002 |  | SNR0
SNR-H02PAG12CT011 | Temperature CW. Outlet to Stator Air Cooler 4 High (SNR-H02MKA80CT016-C01/C02) |  | OPERATING | OPERATING | E072 | SNR0-2E0 | F40300002 |  | SNR0
SNR-H02PAG12CT013 | Temperature CW. Outlet to Stator Air Cooler 5 High (SNR-H02MKA80CT017-C01/C02) |  | OPERATING | OPERATING | E072 | SNR0-2E0 | F40300002 |  | SNR0
SNR-H02PAG12CT015 | Temperature CW. Outlet to Stator Air Cooler 6 High (SNR-H02MKA80CT018-C01/C02) |  | OPERATING | OPERATING | E072 | SNR0-2E0 | F40300002 |  | SNR0
SNR-H02PAG12CT017 | Temperature CW. Outlet to Stator Air Cooler 7 High (SNR-H02MKA80CT019-C01/C02) |  | OPERATING | OPERATING | E072 | SNR0-2E0 | F40300002 |  | SNR0
SNR-H02PAG12CT019 | Temperature CW. Outlet to Stator Air Cooler 8 High (SNR-H02MKA80CT020-C01/C02) |  | OPERATING | OPERATING | E072 | SNR0-2E0 | F40300002 |  | SNR0
SNR-H02PAG12CT021 | Temperature CW. Outlet to Stator Air Cooler 9 High (SNR-H02MKA80CT021-C01/C02) |  | OPERATING | OPERATING | E072 | SNR0-2E0 | F40300002 |  | SNR0
SNR-H02PAG12CT023 | Temperature CW. Outlet to Stator Air Cooler 10 High (SNR-H02MKA80CT022-C01/C02) |  | OPERATING | OPERATING | E072 | SNR0-2E0 | F40300002 |  | SNR0
SNR-H02PAG12CT025 | Temperature CW. Outlet to Stator Air Cooler 11 High (SNR-H02MKA80CT023-C01/C02) |  | OPERATING | OPERATING | E072 | SNR0-2E0 | F40300002 |  | SNR0
SNR-H02PAG12CT027 | Temperature CW. Outlet to Stator Air Cooler 12 High (SNR-H02MKA80CT024-C01/C02) |  | OPERATING | OPERATING | E072 | SNR0-2E0 | F40300002 |  | SNR0
SNR-H02PAG12CT028 | Temperature Cooling Water Outlet From Stator Air Coolers (Common Header) (SNR-H02PCB80CT003) |  | OPERATING | OPERATING | E072 | SNR0-2E0 | F40300002 |  | SNR0
SNR-H02PAG12CT029 | Temperature CW. Outlet to Stator Air Cooler (Common Header) (SNR-H02PCB80CT004-C01/C02) |  | OPERATING | OPERATING | E072 | SNR0-2E0 | F40300002 |  | SNR0
SNR-H02PAG12CT030 | CW. Outlet to Stator Air Cooler Temp.(Common Header) (SNR-H02PCB80CT005) |  | OPERATING | OPERATING | E072 | SNR0-2E0 | F40300002 |  | SNR0
SNR-H02PAG13 | Cooling Supply to Gen. Oil Cooler (SNR-H02PCB30) |  | OPERATING | OPERATING | E072 | SNR0-2M0 | F40300002 |  | SNR0
SNR-H02PAG13AA001 | Main Valve Inlet to Oil Cooler (SNR-H02PCB30AA101) |  | OPERATING | OPERATING | E072 | SNR0-2M0 | F40300002 |  | SNR0
SNR-H02PAG13AA002 | Valve Inlet Before Flow Relay for Oil Co (SNR-H02PCB30AA103) |  | OPERATING | OPERATING | E072 | SNR0-2M0 | F40300002 |  | SNR0
SNR-H02PAG13AA003 | Valve Outlet After Flow Relay for Oil Co (SNR-H02PCB30AA104) |  | OPERATING | OPERATING | E072 | SNR0-2M0 | F40300002 |  | SNR0
SNR-H02PAG13AA004 | Valve By Pass for Flow Relay for Oil Coo (SNR-H02PCB30AA105) |  | OPERATING | OPERATING | E072 | SNR0-2M0 | F40300002 |  | SNR0
SNR-H02PAG13AA005 | Valve for Pressure Transmitter Inlet (SNR-H02PCB30AA102) |  | OPERATING | OPERATING | E072 | SNR0-2M0 | F40300002 |  | SNR0
SNR-H02PAG13AA006 | Valve for Pressure Gauge Inlet (SNR-H02PCB30AA111) |  | OPERATING | OPERATING | E072 | SNR0-2M0 | F40300002 |  | SNR0
SNR-H02PAG13AA007 | Valve Inlet Before Flow Control Valve (SNR-H02PCB30AA106) |  | OPERATING | OPERATING | E072 | SNR0-2M0 | F40300002 |  | SNR0
SNR-H02PAG13AA008 | Valve Outlet After Flow Control Valve (SNR-H02PCB30AA108) |  | OPERATING | OPERATING | E072 | SNR0-2M0 | F40300002 |  | SNR0
SNR-H02PAG13AA009 | Valve By Pass for Flow Control Valve (SNR-H02PCB30AA109) |  | OPERATING | OPERATING | E072 | SNR0-2M0 | F40300002 |  | SNR0
SNR-H02PAG13AA010 | Flow Control Valve (SNR-H02PCB30AA107) |  | OPERATING | OPERATING | E072 | SNR0-2M0 | F40300002 |  | SNR0
SNR-H02PAG13AA011 | Valve for Pressure Gauge Outlet (SNR-H02PCB30AA112) |  | OPERATING | OPERATING | E072 | SNR0-2M0 | F40300002 |  | SNR0
SNR-H02PAG13AA012 | Valve for Pressure Transmitter Outlet (SNR-H02PCB30AA110) |  | OPERATING | OPERATING | E072 | SNR0-2M0 | F40300002 |  | SNR0
SNR-H02PAG13AA013 | Main Valve Outlet From Oil Cooler (SNR-H02PCB30AA111) |  | OPERATING | OPERATING | E072 | SNR0-2M0 | F40300002 |  | SNR0
SNR-H02PAG13BR001 | Pipe Line |  | OPERATING | OPERATING | E072 | SNR0-2M0 | F40300002 |  | SNR0
SNR-H02PAG13CF001 | Flow CW. Outlet TO Oil Cooler - LCB (SNR-H02MKF30CF001) |  | OPERATING | OPERATING | E072 | SNR0-2E0 | F40300002 |  | SNR0
SNR-H02PAG13CP001 | Pressure CW. Inlet TO LCB - Oil Cooler (SNR-H02PCB30CP501) |  | OPERATING | OPERATING | E072 | SNR0-2E0 | F40300002 |  | SNR0
SNR-H02PAG13CP002 | Pressure Cooling Water Inlet to Oil Coolers LCB - Lube Oil Plant (SNR-H02PCB30CP503) |  | OPERATING | OPERATING | E072 | SNR0-2E0 | F40300002 |  | SNR0
SNR-H02PAG13CP003 | Pressure Cooling Water Outlet to Oil Coolers LCB - Lube Oil Plant (SNR-H02PCB30CP504) |  | OPERATING | OPERATING | E072 | SNR0-2E0 | F40300002 |  | SNR0
SNR-H02PAG13CP004 | Pressure CW. Outlet to LCB - Oil Cooler (SNR-H02PCB30CP502) |  | OPERATING | OPERATING | E072 | SNR0-2E0 | F40300002 |  | SNR0
SNR-H02PAG13CT001 | CW. Inlet to Oil Cooler LCB Temp. (Lub. Oil Plant) (SNR-H02PCB30CT001) |  | OPERATING | OPERATING | E072 | SNR0-2E0 | F40300002 |  | SNR0
SNR-H02PAG13CT002 | Temperature Cooling Water Inlet to Oil Coolers LCB - Lube Oil Plant (SNR-H02PCB30CT501) |  | OPERATING | OPERATING | E072 | SNR0-2E0 | F40300002 |  | SNR0
SNR-H02PAG13CT004 | Temperature Cooling Water Outlet From Oil Coolers LCB - Lube Oil Plant (SNR-H02PCB30CT502) |  | OPERATING | OPERATING | E072 | SNR0-2E0 | F40300002 |  | SNR0
SNR-H02PAG13CT005 | CW. Outlet to Oil Cooler LCB Temp. (Lub. Oil Plant) (SNR-H02PCB30CT002) |  | OPERATING | OPERATING | E072 | SNR0-2E0 | F40300002 |  | SNR0
SNR-H02PAG14 | Cooling Supply to Tur. Brg. Oil Cooler (SNR-H02MED23) |  | OPERATING | OPERATING | E072 | SNR0-2M0 | F40300002 |  | SNR0
SNR-H02PAG14AA001 | Main Valve Inlet to Oil Cooler |  | OPERATING | OPERATING | E072 | SNR0-2M0 | F40300002 |  | SNR0
SNR-H02PAG14AA002 | Valve Water Inlet for Oil Cooler No.1 (SNR-H02MED23AA501) |  | OPERATING | OPERATING | E072 | SNR0-2M0 | F40300002 |  | SNR0
SNR-H02PAG14AA003 | Valve Water Outlet for Oil Cooler No.1 (SNR-H02MED23AA502) |  | OPERATING | OPERATING | E072 | SNR0-2M0 | F40300002 |  | SNR0
SNR-H02PAG14AA004 | Valve Water Inlet for Oil Cooler No.2 (SNR-H02MED23AA511) |  | OPERATING | OPERATING | E072 | SNR0-2M0 | F40300002 |  | SNR0
SNR-H02PAG14AA005 | Valve Water Outlet for Oil Cooler No.2 (SNR-H02MED23AA512) |  | OPERATING | OPERATING | E072 | SNR0-2M0 | F40300002 |  | SNR0
SNR-H02PAG14AA006 | Valve Inlet Before Flow Relay for Oil Co (SNR-H02MED23AA503) |  | OPERATING | OPERATING | E072 | SNR0-2M0 | F40300002 |  | SNR0
SNR-H02PAG14AA007 | Valve Outlet After Flow Relay for Oil Co (SNR-H02MED23AA504) |  | OPERATING | OPERATING | E072 | SNR0-2M0 | F40300002 |  | SNR0
SNR-H02PAG14AA008 | Valve By Pass for Flow Relay for Oil Coo (SNR-H02MED23AA521) |  | OPERATING | OPERATING | E072 | SNR0-2M0 | F40300002 |  | SNR0
SNR-H02PAG14AA009 | Flow Control Valve (SNR-H02MED23AA061) |  | OPERATING | OPERATING | E072 | SNR0-2E0 | F40300002 |  | SNR0
SNR-H02PAG14AA010 | Main Valve Outlet From Oil Cooler (SNR-H02MED23AA505) |  | OPERATING | OPERATING | E072 | SNR0-2M0 | F40300002 |  | SNR0
SNR-H02PAG14BR001 | Pipe Line |  | OPERATING | OPERATING | E072 | SNR0-2M0 | F40300002 |  | SNR0
SNR-H02PAG14CF001 | TGB Water Flow Transducer (SNR-H02MED23CF001-B01) |  | OPERATING | OPERATING | E072 | SNR0-2E0 | F40300002 |  | SNR0
SNR-H02PAG14CT001 | TGB Water Temperature (TGB LUB Oil) (SNR-H02MED23CT501) |  | OPERATING | OPERATING | E072 | SNR0-2E0 | F40300002 |  | SNR0
SNR-H02PAG20 | Aux. Cooling Water System (SNR-H02PAC30) |  | OPERATING | OPERATING | E072 | SNR0-2M0 | F40300002 |  | SNR0
SNR-H02PAG20AA001 | Main Valve For Water Supply (SNR-H02PAC30AA504) |  | OPERATING | OPERATING | E072 | SNR0-2M0 | F40300002 |  | SNR0
SNR-H02PAG20AA002 | Valve After Reducing Valve (SNR-H02PAC30AA503) |  | OPERATING | OPERATING | E072 | SNR0-2M0 | F40300002 |  | SNR0
SNR-H02PAG20AA003 | Aux. Reducing Valve(826-1) (SNR-H02PAC30AA051) |  | OPERATING | OPERATING | E072 | SNR0-2M0 | F40300002 |  | SNR0
SNR-H02PAG20AA003KA01 | Valve Reduce |  | OPERATING | OPERATING | E072 | SNR0-2M0 | F40300002 |  | SNR0
SNR-H02PAG20AA003KA02 | Valve for Pressure Gauge Inlet |  | OPERATING | OPERATING | E072 | SNR0-2M0 | F40300002 |  | SNR0
SNR-H02PAG20AA003KA03 | Valve for Pressure Gauge Outlet |  | OPERATING | OPERATING | E072 | SNR0-2M0 | F40300002 |  | SNR0
SNR-H02PAG20AA003QP01 | Pressure Gauge Inlet |  | OPERATING | OPERATING | E072 | SNR0-2E0 | F40300002 |  | SNR0
SNR-H02PAG20AA003QP02 | Pressure Gauge Outlet |  | OPERATING | OPERATING | E072 | SNR0-2E0 | F40300002 |  | SNR0
SNR-H02PAG20AA004 | Valve Before Aux. Auto Washing Strainer (SNR-H02PAC30AA501) |  | OPERATING | OPERATING | E072 | SNR0-2M0 | F40300002 |  | SNR0
SNR-H02PAG20AA005 | Aux. Relief Valve(829-1) (SNR-H02PAC30AA301) |  | OPERATING | OPERATING | E072 | SNR0-2M0 | F40300002 |  | SNR0
SNR-H02PAG20AA006 | Valve After Aux. Auto Washing Strainer (SNR-H02PAC30AA502) |  | OPERATING | OPERATING | E072 | SNR0-2M0 | F40300002 |  | SNR0
SNR-H02PAG20AA007 | By Pass Valve for Aux. Auto Washing Strainer (SNR-H02PAC30AA511) |  | OPERATING | OPERATING | E072 | SNR0-2M0 | F40300002 |  | SNR0
SNR-H02PAG20AT001 | Aux. Auto Washing Strainer (SNR-H02PAC30AT001) |  | OPERATING | OPERATING | E072 | SNR0-2M0 | F40300002 |  | SNR0
SNR-H02PAG20AT001KA01 | Valve for Pressure Gauge Inlet |  | OPERATING | OPERATING | E072 | SNR0-2M0 | F40300002 |  | SNR0
SNR-H02PAG20AT001KA02 | Valve for Pressure Gauge Outlet |  | OPERATING | OPERATING | E072 | SNR0-2M0 | F40300002 |  | SNR0
SNR-H02PAG20AT001KT01 | Strainer |  | OPERATING | OPERATING | E072 | SNR0-2M0 | F40300002 |  | SNR0
SNR-H02PAG20AT001QP01 | Pressure Gauge Inlet |  | OPERATING | OPERATING | E072 | SNR0-2E0 | F40300002 |  | SNR0
SNR-H02PAG20AT001QP02 | Pressure Gauge Outlet |  | OPERATING | OPERATING | E072 | SNR0-2E0 | F40300002 |  | SNR0
SNR-H02PAG20BR001 | Pipe Line |  | OPERATING | OPERATING | E072 | SNR0-2M0 | F40300002 |  | SNR0
SNR-H02PAG20CT001 | Temperature Gauge (SNR-H02PAC30CT501) |  | OPERATING | OPERATING | E072 | SNR0-2E0 | F40300002 |  | SNR0
SNR-H02PAG21 | Aux. Cooling Water to Gov. Sump Tank (SNR-H02PAC60) |  | OPERATING | OPERATING | E072 | SNR0-2M0 | F40300002 |  | SNR0
SNR-H02PAG21AA001 | Valve Inlet (SNR-H02PAC60AA501) |  | OPERATING | OPERATING | E072 | SNR0-2M0 | F40300002 |  | SNR0
SNR-H02PAG21AA002 | Valve Chemical Inlet (SNR-H02PAC60AA601) |  | OPERATING | OPERATING | E072 | SNR0-2M0 | F40300002 |  | SNR0
SNR-H02PAG21AA003 | Motorize Valve Outlet (SNR-H02PAC60AA101) |  | OPERATING | OPERATING | E072 | SNR0-2M0 | F40300002 |  | SNR0
SNR-H02PAG21AA004 | Valve Chemical Outlet (SNR-H02PAC60AA602) |  | OPERATING | OPERATING | E072 | SNR0-2M0 | F40300002 |  | SNR0
SNR-H02PAG21BR001 | Pipe |  | OPERATING | OPERATING | E072 | SNR0-2M0 | F40300002 |  | SNR0
SNR-H02PAG22 | Aux. Cooling Water to I/V Sump Tank (SNR-H02PAC70) |  | OPERATING | OPERATING | E072 | SNR0-2M0 | F40300002 |  | SNR0
SNR-H02PAG22AA001 | Valve Inlet (SNR-H02PAC70AA501) |  | OPERATING | OPERATING | E072 | SNR0-2M0 | F40300002 |  | SNR0
SNR-H02PAG22AA002 | Valve Chemical Inlet (SNR-H02PAC70AA601) |  | OPERATING | OPERATING | E072 | SNR0-2M0 | F40300002 |  | SNR0
SNR-H02PAG22AA003 | Motorize Valve Outlet (SNR-H02PAC70AA101) |  | OPERATING | OPERATING | E072 | SNR0-2M0 | F40300002 |  | SNR0
SNR-H02PAG22AA004 | Valve Chemical Outlet (SNR-H02PAC70AA602) |  | OPERATING | OPERATING | E072 | SNR0-2M0 | F40300002 |  | SNR0
SNR-H02PAG22BR001 | Pipe |  | OPERATING | OPERATING | E072 | SNR0-2M0 | F40300002 |  | SNR0
SNR-H02PAG26 | Aux. Cooling Water to Diesel Engine (SNR-H02PAC50) |  | OPERATING | OPERATING | E072 | SNR0-2M0 | F40300002 |  | SNR0
SNR-H02PAG26AA001 | Valve Inlet (SNR-H02PAC50AA501) |  | OPERATING | OPERATING | E072 | SNR0-2M0 | F40300002 |  | SNR0
SNR-H02PAG26BR001 | Pipe Line |  | OPERATING | OPERATING | E072 | SNR0-2M0 | F40300002 |  | SNR0
SNR-H02Q | Air Supply System |  | OPERATING | OPERATING | E072 | SNR0-2M0 | F40300002 |  | SNR0
SNR-H02QE | Air Supply System |  | OPERATING | OPERATING | E072 | SNR0-2M0 | F40300002 |  | SNR0
SNR-H02QEA | Central Compressed Air and Carrier Air Generator System |  | OPERATING | OPERATING | E072 | SNR0-2M0 | F40300002 |  | SNR0
SNR-H02QEA10 | Brake Air Tank (SNR-H02MKA91) |  | OPERATING | OPERATING | E072 | SNR0-2M0 | F40300002 |  | SNR0
SNR-H02QEA10AA001 | Valve Inlet Before Reducing Valve (SNR-H02MKA91AA507) |  | OPERATING | OPERATING | E072 | SNR0-2M0 | F40300002 |  | SNR0
SNR-H02QEA10AA002 | Reducing Valve (SNR-H02MKA91AA007) |  | OPERATING | OPERATING | E072 | SNR0-2M0 | F40300002 |  | SNR0
SNR-H02QEA10AA003 | Drain Valve for Brake Air Tank (SNR-H02MKA91AA607) |  | OPERATING | OPERATING | E072 | SNR0-2M0 | F40300002 |  | SNR0
SNR-H02QEA10AA004 | Valve for Instrument Line (SNR-H02MKA91AA907) |  | OPERATING | OPERATING | E072 | SNR0-2M0 | F40300002 |  | SNR0
SNR-H02QEA10AA005 | Safty Valve (SNR-H02MKA91AA301) |  | OPERATING | OPERATING | E072 | SNR0-2M0 | F40300002 |  | SNR0
SNR-H02QEA10BB001 | Brake air Tank (SNR-H02MKA91BB007) |  | OPERATING | OPERATING | E072 | SNR0-2M0 | F40300002 |  | SNR0
SNR-H02QEA10CP001 | Pressure Air Inlet to Air Tank - Braking Plant (SNR-H02MKA91CP509) |  | OPERATING | OPERATING | E072 | SNR0-2E0 | F40300002 |  | SNR0
SNR-H02QEA10CP002 | Pressure Air Inlet to Air Tank (SNR-H02MKA91CP008) |  | OPERATING | OPERATING | E072 | SNR0-2E0 | F40300002 |  | SNR0
SNR-H02QEA10CP003 | Pressure Air Inlet to Braking Plant (Before Air Tank) (SNR-H02MKA91CP007) |  | OPERATING | OPERATING | E072 | SNR0-2E0 | F40300002 |  | SNR0
SNR-H02QEA20 | Air Sup. Aux. Air Tank to Gov. Press Tank (SNR-H02QEA31) |  | OPERATING | OPERATING | E072 | SNR0-2M0 | F40300002 |  | SNR0
SNR-H02QEA20AA001 | Valve Inlet Before Valve 22 (SNR-H02QEA31AA502) |  | OPERATING | OPERATING | E072 | SNR0-2M0 | F40300002 |  | SNR0
SNR-H02QEA20AA002 | Valve 22 (SNR-H02QEA31AA101) |  | OPERATING | OPERATING | E072 | SNR0-2M0 | F40300002 |  | SNR0
SNR-H02QEA20AA003 | Valve Outlet After Valve 22 (SNR-H02QEA31AA503) |  | OPERATING | OPERATING | E072 | SNR0-2M0 | F40300002 |  | SNR0
SNR-H02QEA20AA004 | Valve By Pass for Valve 22 (SNR-H02QEA31AA511) |  | OPERATING | OPERATING | E072 | SNR0-2M0 | F40300002 |  | SNR0
SNR-H02QEA20AA005 | Check Valve (SNR-H02QEA31AA701) |  | OPERATING | OPERATING | E072 | SNR0-2M0 | F40300002 |  | SNR0
SNR-H02QEA20AA006 | Flow Control Valve (960) (SNR-H02QEA31AA061) |  | OPERATING | OPERATING | E072 | SNR0-2M0 | F40300002 |  | SNR0
SNR-H02QEA20AA007 | Soleniod Valve 20AVS (SNR-H02QEA31AA101-Y01) |  | OPERATING | OPERATING | E072 | SNR0-2M0 | F40300002 |  | SNR0
SNR-H02QEA20AT001 | Strainer (SNR-H02QEA31AT001) |  | OPERATING | OPERATING | E072 | SNR0-2M0 | F40300002 |  | SNR0
SNR-H02QEA20BR001 | Pipe Line |  | OPERATING | OPERATING | E072 | SNR0-2M0 | F40300002 |  | SNR0
SNR-H02QEB | Air Supply System (SNR-H02QEA) |  | OPERATING | OPERATING | E072 | SNR0-2M0 | F40300002 |  | SNR0
SNR-H02QEB10 | Main Air Tank(951) (SNR-H02QEA20) |  | OPERATING | OPERATING | E072 | SNR0-2M0 | F40300002 |  | SNR0
SNR-H02QEB10AA001 | Drain Valve of Pressure Switch Line (SNR-H02QEA20AA902) |  | OPERATING | OPERATING | E072 | SNR0-2M0 | F40300002 |  | SNR0
SNR-H02QEB10AA002 | Valve Inlet (SNR-H02QEA20AA501) |  | OPERATING | OPERATING | E072 | SNR0-2M0 | F40300002 |  | SNR0
SNR-H02QEB10AA003 | Valve Outlet to Synsronous System (SNR-H02QEA23AA501) |  | OPERATING | OPERATING | E072 | SNR0-2M0 | F40300002 |  | SNR0
SNR-H02QEB10AA004 | Valve Outlet to Limit Switch (SNR-H02QEA20AA901) |  | OPERATING | OPERATING | E072 | SNR0-2M0 | F40300002 |  | SNR0
SNR-H02QEB10AA005 | Valve Outlet to Aux. Air Tank (SNR-H02QEA22AA501) |  | OPERATING | OPERATING | E072 | SNR0-2M0 | F40300002 |  | SNR0
SNR-H02QEB10AA006 | Valve Outlet to Pressure Tank (SNR-H02QEA21AA501) |  | OPERATING | OPERATING | E072 | SNR0-2M0 | F40300002 |  | SNR0
SNR-H02QEB10AA007 | Valve Drain (SNR-H02QEA20AA601) |  | OPERATING | OPERATING | E072 | SNR0-2M0 | F40300002 |  | SNR0
SNR-H02QEB10AA008 | Safety Valve (952) (SNR-H02QEA20AA301) |  | OPERATING | OPERATING | E072 | SNR0-2M0 | F40300002 |  | SNR0
SNR-H02QEB10BB001 | Tank |  | OPERATING | OPERATING | E072 | SNR0-2M0 | F40300002 |  | SNR0
SNR-H02QEB10CE001 | Main Air Tank Pressure Switch (SNR-H02QEA20CP001-U01) |  | OPERATING | OPERATING | E072 | SNR0-2E0 | F40300002 |  | SNR0
SNR-H02QEB10CP001 | Main Air Tank Pressure (SNR-H02QEA20CP002-B01) |  | OPERATING | OPERATING | E072 | SNR0-2E0 | F40300002 |  | SNR0
SNR-H02QEB10CP006 | Pressure Gauge |  | OPERATING | OPERATING | E072 | SNR0-2E0 | F40300002 |  | SNR0
SNR-H02QEB11 | Aux. Air Tank (641) (SNR-H02QEA30) |  | OPERATING | OPERATING | E072 | SNR0-2M0 | F40300002 |  | SNR0
SNR-H02QEB11AA001 | Valve Inlet (SNR-H02QEA30AA501) |  | OPERATING | OPERATING | E072 | SNR0-2M0 | F40300002 |  | SNR0
SNR-H02QEB11AA002 | Valve Outlet to Pressure Tank (SNR-H02QEA31AA501) |  | OPERATING | OPERATING | E072 | SNR0-2M0 | F40300002 |  | SNR0
SNR-H02QEB11AA003 | Valve Outlet to Gen. Brake (SNR-H02QEA34AA501) |  | OPERATING | OPERATING | E072 | SNR0-2M0 | F40300002 |  | SNR0
SNR-H02QEB11AA004 | Valve Outlet to Limit Switch (SNR-H02QEA30AA901) |  | OPERATING | OPERATING | E072 | SNR0-2M0 | F40300002 |  | SNR0
SNR-H02QEB11AA005 | Valve Outlet to General Use (SNR-H02QEA33AA501) |  | OPERATING | OPERATING | E072 | SNR0-2M0 | F40300002 |  | SNR0
SNR-H02QEB11AA006 | Valve Outlet to Disconnecting SW.of Gen. (SNR-H02QEA32AA501) |  | OPERATING | OPERATING | E072 | SNR0-2M0 | F40300002 |  | SNR0
SNR-H02QEB11AA007 | Valve Drain (SNR-H02QEA30AA601) |  | OPERATING | OPERATING | E072 | SNR0-2M0 | F40300002 |  | SNR0
SNR-H02QEB11AA008 | Safety Valve (643) (SNR-H02QEA30AA301) |  | OPERATING | OPERATING | E072 | SNR0-2M0 | F40300002 |  | SNR0
SNR-H02QEB11AA009 | Reducing Valve(959) (SNR-H02QEA22AA051) |  | OPERATING | OPERATING | E072 | SNR0-2M0 | F40300002 |  | SNR0
SNR-H02QEB11AA010 | Check Valve After Reducing Valve 958 (SNR-H02QEA30AA701) |  | OPERATING | OPERATING | E072 | SNR0-2M0 | F40300002 |  | SNR0
SNR-H02QEB11AA011 | Drain Valve of Pressure Switch Line (SNR-H02QEA30AA902) |  | OPERATING | OPERATING | E072 | SNR0-2M0 | F40300002 |  | SNR0
SNR-H02QEB11BB001 | Tank |  | OPERATING | OPERATING | E072 | SNR0-2M0 | F40300002 |  | SNR0
SNR-H02QEB11CE001 | Aux Air Tank Pressure Switch (SNR-H02QEA30CP001-U01) |  | OPERATING | OPERATING | E072 | SNR0-2E0 | F40300002 |  | SNR0
SNR-H02QEB11CP001 | Aux Air Tank Pressure (SNR-H02QEA30CP002-B01) |  | OPERATING | OPERATING | E072 | SNR0-2E0 | F40300002 |  | SNR0
SNR-H02QEB11CP004 | Pressure Gauge |  | OPERATING | OPERATING | E072 | SNR0-2E0 | F40300002 |  | SNR0
SNR-H02QEB20 | Air Supply to Main Air Tank (SNR-H02QEA10) |  | OPERATING | OPERATING | E072 | SNR0-2M0 | F40300002 |  | SNR0
SNR-H02QEB20AA001 | Valve Inlet Before Strainer (SNR-H02QEA10AA501) |  | OPERATING | OPERATING | E072 | SNR0-2M0 | F40300002 |  | SNR0
SNR-H02QEB20AA002 | Valve Outlet After Strainer (SNR-H02QEA10AA502) |  | OPERATING | OPERATING | E072 | SNR0-2M0 | F40300002 |  | SNR0
SNR-H02QEB20AA003 | Valve Inlet Before Valve 22 (SNR-H02QEA10AA511) |  | OPERATING | OPERATING | E072 | SNR0-2M0 | F40300002 |  | SNR0
SNR-H02QEB20AA004 | Valve 22 to Fill Air of Main Air Tank (SNR-H02QEA10AA101) |  | OPERATING | OPERATING | E072 | SNR0-2M0 | F40300002 |  | SNR0
SNR-H02QEB20AA005 | Valve Outlet After Valve 22 (SNR-H02QEA10AA512) |  | OPERATING | OPERATING | E072 | SNR0-2M0 | F40300002 |  | SNR0
SNR-H02QEB20AA006 | Valve By Pass for Valve 22 (SNR-H02QEA10AA521) |  | OPERATING | OPERATING | E072 | SNR0-2M0 | F40300002 |  | SNR0
SNR-H02QEB20AA007 | Check Valve for Valve 22 (SNR-H02QEA10AA701) |  | OPERATING | OPERATING | E072 | SNR0-2M0 | F40300002 |  | SNR0
SNR-H02QEB20AA008 | Soleniod Valve 20ABS (SNR-H02QEA10AA101-S01) |  | OPERATING | OPERATING | E072 | SNR0-2M0 | F40300002 |  | SNR0
SNR-H02QEB20BR001 | Pipe Line |  | OPERATING | OPERATING | E072 | SNR0-2M0 | F40300002 |  | SNR0
SNR-H02QEB20KT001 | Strainer (SNR-H02QEA10AT001) |  | OPERATING | OPERATING | E072 | SNR0-2M0 | F40300002 |  | SNR0
SNR-H02QEB21 | Air Sup. Main Air Tank to Aux. Air Tank (SNR-H02QEA22) |  | OPERATING | OPERATING | E072 | SNR0-2M0 | F40300002 |  | SNR0
SNR-H02QEB21AA001 | Valve Inlet Before Valve 22 (SNR-H02QEA22AA502) |  | OPERATING | OPERATING | E072 | SNR0-2M0 | F40300002 |  | SNR0
SNR-H02QEB21AA002 | Valve 22 (SNR-H02QEA22AA101) |  | OPERATING | OPERATING | E072 | SNR0-2M0 | F40300002 |  | SNR0
SNR-H02QEB21AA003 | Valve Outlet After Valve 22 (SNR-H02QEA22AA601) |  | OPERATING | OPERATING | E072 | SNR0-2M0 | F40300002 |  | SNR0
SNR-H02QEB21AA004 | Valve By Pass for Valve 22 (SNR-H02QEA22AA511) |  | OPERATING | OPERATING | E072 | SNR0-2M0 | F40300002 |  | SNR0
SNR-H02QEB21AA005 | Reducing Valve 958 (SNR-H02QEA22AA051) |  | OPERATING | OPERATING | E072 | SNR0-2M0 | F40300002 |  | SNR0
SNR-H02QEB21AA006 | Soleniod Valve 20AAS (SNR-H02QEA22AA101-Y01) |  | OPERATING | OPERATING | E072 | SNR0-2M0 | F40300002 |  | SNR0
SNR-H02QEB21BR001 | Pipe Line |  | OPERATING | OPERATING | E072 | SNR0-2M0 | F40300002 |  | SNR0
SNR-H02QEB21KT001 | Strainer (SNR-H02QEA22AT001) |  | OPERATING | OPERATING | E072 | SNR0-2M0 | F40300002 |  | SNR0
SNR-H02QEB22 | Air Sup. Main Air Tank to I/V Press Tank (SNR-H02QEA21) |  | OPERATING | OPERATING | E072 | SNR0-2M0 | F40300002 |  | SNR0
SNR-H02QEB22AA001 | Valve Inlet Before Valve 22 (SNR-H02QEA21AA502) |  | OPERATING | OPERATING | E072 | SNR0-2M0 | F40300002 |  | SNR0
SNR-H02QEB22AA002 | Valve 22 (SNR-H02QEA21AA101) |  | OPERATING | OPERATING | E072 | SNR0-2M0 | F40300002 |  | SNR0
SNR-H02QEB22AA003 | Valve Outlet After Valve 22 (SNR-H02QEA21AA503) |  | OPERATING | OPERATING | E072 | SNR0-2M0 | F40300002 |  | SNR0
SNR-H02QEB22AA004 | Valve By Pass for Valve 22 (SNR-H02QEA21AA511) |  | OPERATING | OPERATING | E072 | SNR0-2M0 | F40300002 |  | SNR0
SNR-H02QEB22AA005 | Check Valve (SNR-H02QEA21AA701) |  | OPERATING | OPERATING | E072 | SNR0-2M0 | F40300002 |  | SNR0
SNR-H02QEB22AA006 | Flow Control Valve (960) (SNR-H02QEA21AA061) |  | OPERATING | OPERATING | E072 | SNR0-2M0 | F40300002 |  | SNR0
SNR-H02QEB22AA007 | Soleniod Valve 20AVS (SNR-H02QEA21AA101-Y01) |  | OPERATING | OPERATING | E072 | SNR0-2M0 | F40300002 |  | SNR0
SNR-H02QEB22AT001 | Strainer (SNR-H02QEA21AT001) |  | OPERATING | OPERATING | E072 | SNR0-2M0 | F40300002 |  | SNR0
SNR-H02QEB22BR001 | Pipe Line |  | OPERATING | OPERATING | E072 | SNR0-2M0 | F40300002 |  | SNR0
SNR-H02QEB31 | Air Supply Syn. Control by Depression Water Control Valve (SNR-H02MEA15) |  | OPERATING | OPERATING | E072 | SNR0-2M0 | F40300002 |  | SNR0
SNR-H02QEB31AA001 | Valve 22 (SNR-H02MEA15AA101) |  | OPERATING | OPERATING | E072 | SNR0-2M0 | F40300002 |  | SNR0
SNR-H02QEB31AA002 | Solenoid By pass Valve for Valve 22 (SNR-H02MEA15AA111) |  | OPERATING | OPERATING | E072 | SNR0-2M0 | F40300002 |  | SNR0
SNR-H02QEB31AA003 | Valve By Pass for Valve 22 (SNR-H02MEA15AA511) |  | OPERATING | OPERATING | E072 | SNR0-2M0 | F40300002 |  | SNR0
SNR-H02QEB31AA004 | Check Valve (SNR-H02MEA15AA701) |  | OPERATING | OPERATING | E072 | SNR0-2M0 | F40300002 |  | SNR0
SNR-H02QEB31AA005 | Valve Outlet (SNR-H02MEA15AA501) |  | OPERATING | OPERATING | E072 | SNR0-2M0 | F40300002 |  | SNR0
SNR-H02QEB31AA006 | Solenoid Valve Control (SNR-H02MEA15AA101-Y01) |  | OPERATING | OPERATING | E072 | SNR0-2M0 | F40300002 |  | SNR0
SNR-H02QEB31AA006KA01 | Flow Control Valve (SNR-H02MEG15AA051) |  | OPERATING | OPERATING | E072 | SNR0-2M0 | F40300002 |  | SNR0
SNR-H02QEB31AA006KA02 | Flow Control Valve Before Diffuser (SNR-H02MEG15AA052) |  | OPERATING | OPERATING | E072 | SNR0-2M0 | F40300002 |  | SNR0
SNR-H02QEB31AA007 | Valve Inlet Head Cover (SNR-H02MEA15AA502) |  | OPERATING | OPERATING | E072 | SNR0-2M0 | F40300002 |  | SNR0
SNR-H02QEB31BP001 | Orifice for By Pass line (SNR-H02MEA15BP011) |  | OPERATING | OPERATING | E072 | SNR0-2M0 | F40300002 |  | SNR0
SNR-H02QEB31BP002 | Orifice for Main Line (SNR-H02MEA15BP001) |  | OPERATING | OPERATING | E072 | SNR0-2M0 | F40300002 |  | SNR0
SNR-H02QEB31BR001 | Pipe Line |  | OPERATING | OPERATING | E072 | SNR0-2M0 | F40300002 |  | SNR0
SNR-H02QEB40 | Control Air Supply to Gen.Friction Brake (SNR-H02MKA91) |  | OPERATING | OPERATING | E072 | SNR0-2M0 | F40300002 |  | SNR0
SNR-H02QEB40AA001 | Valve Inlet Before Reducing Valve (SNR-H02MKA91AA502) |  | OPERATING | OPERATING | E072 | SNR0-2M0 | F40300002 |  | SNR0
SNR-H02QEB40AA002 | Reducing Valve (SNR-H02MKA91AA001) |  | OPERATING | OPERATING | E072 | SNR0-2M0 | F40300002 |  | SNR0
SNR-H02QEB40AA003 | Valve for Pressure Guage Before Valve 32 (SNR-H02MKA91AA905) |  | OPERATING | OPERATING | E072 | SNR0-2M0 | F40300002 |  | SNR0
SNR-H02QEB40AA004 | Valve for Pressure Transmitter Before Valve 32 (SNR-H02MKA91AA901) |  | OPERATING | OPERATING | E072 | SNR0-2M0 | F40300002 |  | SNR0
SNR-H02QEB40AA005 | Valve for Pressure Switch Before Valve 32 (SNR-H02MKA91AA903) |  | OPERATING | OPERATING | E072 | SNR0-2M0 | F40300002 |  | SNR0
SNR-H02QEB40AA006 | Valve for Pressure Transmitter After Valve 32 (SNR-H02MKA91AA902) |  | OPERATING | OPERATING | E072 | SNR0-2M0 | F40300002 |  | SNR0
SNR-H02QEB40AA007 | Valve 32 (642) (SNR-H02MKA91AA101) |  | OPERATING | OPERATING | E072 | SNR0-2M0 | F40300002 |  | SNR0
SNR-H02QEB40AA008 | Valve for Pressure Guage After Valve 32 (SNR-H02MKA91AA906) |  | OPERATING | OPERATING | E072 | SNR0-2M0 | F40300002 |  | SNR0
SNR-H02QEB40AA009 | Valve for Pressure Switch After Valve 32 (SNR-H02MKA91AA904) |  | OPERATING | OPERATING | E072 | SNR0-2M0 | F40300002 |  | SNR0
SNR-H02QEB40AA010 | 3 Way Valve (SNR-H02MKA91AA501) |  | OPERATING | OPERATING | E072 | SNR0-2M0 | F40300002 |  | SNR0
SNR-H02QEB40AA011 | Drain Valve for Oil Tank (SNR-H02MKA91AA601) |  | OPERATING | OPERATING | E072 | SNR0-2M0 | F40300002 |  | SNR0
SNR-H02QEB40AA012 | Valve for Return Oil (SNR-H02MKA91AA503) |  | OPERATING | OPERATING | E072 | SNR0-2M0 | F40300002 |  | SNR0
SNR-H02QEB40AT001 | Strainer (SNR-H02MKA91AT001) |  | OPERATING | OPERATING | E072 | SNR0-2M0 | F40300002 |  | SNR0
SNR-H02QEB40AT002 | Air Lubricator (SNR-H02MKA91AT002) |  | OPERATING | OPERATING | E072 | SNR0-2M0 | F40300002 |  | SNR0
SNR-H02QEB40BB001 | Oil Tank |  | OPERATING | OPERATING | E072 | SNR0-2M0 | F40300002 |  | SNR0
SNR-H02QEB40BR001 | Pipe Line |  | OPERATING | OPERATING | E072 | SNR0-2M0 | F40300002 |  | SNR0
SNR-H02QEB40BS001 | Silencer (SNR-H02MKA91BS001) |  | OPERATING | OPERATING | E072 | SNR0-2M0 | F40300002 |  | SNR0
SNR-H02QEB40CG001 | Limit Switch of 3 Way Valve (SNR-H02MKA91CG001) |  | OPERATING | OPERATING | E072 | SNR0-2E0 | F40300002 |  | SNR0
SNR-H02QEB40CG002 | Limit Switch of Valve for Return Oil (SNR-H02MKA91CG002) |  | OPERATING | OPERATING | E072 | SNR0-2E0 | F40300002 |  | SNR0
SNR-H02QEB40CL001 | Oil Level Indicator (SNR-H02MKA91CL001) |  | OPERATING | OPERATING | E072 | SNR0-2E0 | F40300002 |  | SNR0
SNR-H02QEB40CP001 | Pressure Breaking Air (Before Solenoid) (SNR-H02MKA91CP001) |  | OPERATING | OPERATING | E072 | SNR0-2E0 | F40300002 |  | SNR0
SNR-H02QEB40CP002 | Pressure Air Inlet to Braking Plant (Before 3/2 Way Solenoid Valve) (SNR-H02MKA91CP003) |  | OPERATING | OPERATING | E072 | SNR0-2E0 | F40300002 |  | SNR0
SNR-H02QEB40CP003 | Pressure Breaking Air (After Solenoid) (SNR-H02MKA91CP002) |  | OPERATING | OPERATING | E072 | SNR0-2E0 | F40300002 |  | SNR0
SNR-H02QEB40CP004 | Pressure Air Inlet to Brake Jacks (After 3/2 Way Solenoid Valve) Braking Plant (SNR-H02MKA91CP004) |  | OPERATING | OPERATING | E072 | SNR0-2E0 | F40300002 |  | SNR0
SNR-H02QEB40CP005 | Pressure Air Inlet to Braking Plant (Before Solenoid Valve) (SNR-H02MKA91CP505) |  | OPERATING | OPERATING | E072 | SNR0-2E0 | F40300002 |  | SNR0
SNR-H02QEB40CP006 | Pressure Air Inlet to Brake jacks - Braking Plant (After Solenoid Valve) (SNR-H02MKA91CP506) |  | OPERATING | OPERATING | E072 | SNR0-2E0 | F40300002 |  | SNR0
SNR-H02QEB60 | Control Air Supply to Air Admission Control Valve (SNR-H02MEG10) |  | OPERATING | OPERATING | E072 | SNR0-2M0 | F40300002 |  | SNR0
SNR-H02QEB60AA001 | Valve 22 (SNR-H02MEG10AA101) |  | OPERATING | OPERATING | E072 | SNR0-2M0 | F40300002 |  | SNR0
SNR-H02QEB60AA002 | Solenoid Valve Control (SNR-H02MEA10AA101-Y01) |  | OPERATING | OPERATING | E072 | SNR0-2M0 | F40300002 |  | SNR0
SNR-H02QEB60AA002KA01 | Flow Control Valve (SNR-H02MEG10AA051) |  | OPERATING | OPERATING | E072 | SNR0-2M0 | F40300002 |  | SNR0
SNR-H02QEB60AA002KA02 | Flow Control Valve Before Diffuser (SNR-H02MEG10AA052) |  | OPERATING | OPERATING | E072 | SNR0-2M0 | F40300002 |  | SNR0
SNR-H02QEB60AA003 | Flow Control Valve (SNR-H02MEG10BP001) |  | OPERATING | OPERATING | E072 | SNR0-2M0 | F40300002 |  | SNR0
SNR-H02QEB60BR001 | Pipe Line |  | OPERATING | OPERATING | E072 | SNR0-2M0 | F40300002 |  | SNR0
SNR-H02QEB60CF001 | Flow Meter (SNR-H02MEG10CF501) |  | OPERATING | OPERATING | E072 | SNR0-2E0 | F40300002 |  | SNR0
SNR-H02QEB60CL001 | Air Admission Level High Level (SNR-H02MEG10CL301-S01) |  | OPERATING | OPERATING | E072 | SNR0-2E0 | F40300002 |  | SNR0
SNR-H02QEB70 | Control Air Supply to De-aeration Control Valve |  | OPERATING | OPERATING | E072 | SNR0-2M0 | F40300002 |  | SNR0
SNR-H02QEB70AA001 | Automatic Exhaust Valve |  | OPERATING | OPERATING | E072 | SNR0-2M0 | F40300002 |  | SNR0
SNR-H02QEB70AA002 | Solenoid Valve Control |  | OPERATING | OPERATING | E072 | SNR0-2M0 | F40300002 |  | SNR0
SNR-H02QEB70AA002KA01 | Flow Control Valve |  | OPERATING | OPERATING | E072 | SNR0-2M0 | F40300002 |  | SNR0
SNR-H02QEB70AA002KA02 | Flow Control Valve Before Diffuser |  | OPERATING | OPERATING | E072 | SNR0-2M0 | F40300002 |  | SNR0
SNR-H02QEB70AA003 | Flow Control Valve |  | OPERATING | OPERATING | E072 | SNR0-2M0 | F40300002 |  | SNR0
SNR-H02QEB70BR001 | Pipe Line |  | OPERATING | OPERATING | E072 | SNR0-2M0 | F40300002 |  | SNR0
SNR-H02S | Stationary Fire Protection System |  | OPERATING | OPERATING | E072 | SNR0-2E0 | F40300002 |  | SNR0
SNR-H02SG | Fire Protection |  | OPERATING | OPERATING | E072 | SNR0-2E0 | F40300002 |  | SNR0
SNR-H02SGJ | Fire Protection |  | OPERATING | OPERATING | E072 | SNR0-2E0 | F40300002 |  | SNR0
SNR-H02SGJ10 | Fighting System |  | OPERATING | OPERATING | E072 | SNR0-2E0 | F40300002 |  | SNR0
SNR-H02SGJ10EG001 | Smoke Detector No.1 |  | OPERATING | OPERATING | E072 | SNR0-2E0 | F40300002 |  | SNR0
SNR-H02SGJ10EG002 | Smoke Detector No.2 |  | OPERATING | OPERATING | E072 | SNR0-2E0 | F40300002 |  | SNR0
SNR-H02SGJ10EG003 | Smoke Detector No.3 |  | OPERATING | OPERATING | E072 | SNR0-2E0 | F40300002 |  | SNR0
SNR-H02SGJ10EG004 | Smoke Detector No.4 |  | OPERATING | OPERATING | E072 | SNR0-2E0 | F40300002 |  | SNR0
SNR-H02SGJ10EG005 | Temp Heat Dectector No.1 |  | OPERATING | OPERATING | E072 | SNR0-2E0 | F40300002 |  | SNR0
SNR-H02SGJ10EG006 | Temp Heat Dectector No.2 |  | OPERATING | OPERATING | E072 | SNR0-2E0 | F40300002 |  | SNR0
SNR-H02SGJ10EG007 | Temp Heat Dectector No.3 |  | OPERATING | OPERATING | E072 | SNR0-2E0 | F40300002 |  | SNR0
SNR-H02SGJ10EG008 | Temp Heat Dectector No.4 |  | OPERATING | OPERATING | E072 | SNR0-2E0 | F40300002 |  | SNR0
SNR-H02SGJ10EG009 | Temp Heat Dectector No.5 |  | OPERATING | OPERATING | E072 | SNR0-2E0 | F40300002 |  | SNR0
SNR-H02SGJ10EG010 | Temp Heat Dectector No.6 |  | OPERATING | OPERATING | E072 | SNR0-2E0 | F40300002 |  | SNR0
SNR-H02SGJ10EZ001 | Nozzle No.1 |  | OPERATING | OPERATING | E072 | SNR0-2M0 | F40300002 |  | SNR0
SNR-H02SGJ10EZ002 | Nozzle No.2 |  | OPERATING | OPERATING | E072 | SNR0-2M0 | F40300002 |  | SNR0
SNR-H02SGJ10EZ003 | Nozzle No.3 |  | OPERATING | OPERATING | E072 | SNR0-2M0 | F40300002 |  | SNR0
SNR-H02SGJ10EZ004 | Nozzle No.4 |  | OPERATING | OPERATING | E072 | SNR0-2M0 | F40300002 |  | SNR0
SNR-H02SGJ10EZ005 | Nozzle No.5 |  | OPERATING | OPERATING | E072 | SNR0-2M0 | F40300002 |  | SNR0
SNR-H02SGJ10EZ006 | Nozzle No.6 |  | OPERATING | OPERATING | E072 | SNR0-2M0 | F40300002 |  | SNR0
SNR-H02SGJ20 | Water Fire Protection For Sump Tank |  | OPERATING | OPERATING | E072 | SNR0-2M0 | F40300002 |  | SNR0
SNR-H02SGJ20AA001 | Fire Hydrants Nozzle No.1 |  | OPERATING | OPERATING | E072 | SNR0-2M0 | F40300002 |  | SNR0
SNR-H02SGJ20AA002 | Fire Hydrants Nozzle No.2 |  | OPERATING | OPERATING | E072 | SNR0-2M0 | F40300002 |  | SNR0
SNR-H02SGJ20AA003 | Fire Hydrants Nozzle No.3 |  | OPERATING | OPERATING | E072 | SNR0-2M0 | F40300002 |  | SNR0
SNR-H02SGJ20AA004 | Fire Hydrants Nozzle No.4 |  | OPERATING | OPERATING | E072 | SNR0-2M0 | F40300002 |  | SNR0
SNR-H02SGJ20AA005 | Fire Hydrants Nozzle No.5 |  | OPERATING | OPERATING | E072 | SNR0-2M0 | F40300002 |  | SNR0
SNR-H02SGJ20AA006 | Fire Hydrants Nozzle No.6 |  | OPERATING | OPERATING | E072 | SNR0-2M0 | F40300002 |  | SNR0
SNR-H02SGJ20AA007 | Fire Hydrants Nozzle No.7 |  | OPERATING | OPERATING | E072 | SNR0-2M0 | F40300002 |  | SNR0
SNR-H02SGJ20AA008 | Fire Hydrants Nozzle No.8 |  | OPERATING | OPERATING | E072 | SNR0-2M0 | F40300002 |  | SNR0
SNR-H02SGJ20EG001 | Smoke Detector No.1 |  | OPERATING | OPERATING | E072 | SNR0-2E0 | F40300002 |  | SNR0
SNR-H02SGJ20EG002 | Smoke Detector No.2 |  | OPERATING | OPERATING | E072 | SNR0-2E0 | F40300002 |  | SNR0
SNR-H02SGJ20EG003 | Temp Heat Dectector No.1 |  | OPERATING | OPERATING | E072 | SNR0-2E0 | F40300002 |  | SNR0
SNR-H02SGJ30 | Water Fire Protection For M.Tranformer |  | OPERATING | OPERATING | E072 | SNR0-2M0 | F40300002 |  | SNR0
SNR-H02SGJ30AA001 | Fire Hydrants Nozzle No.1 |  | OPERATING | OPERATING | E072 | SNR0-2M0 | F40300002 |  | SNR0
SNR-H02SGJ30AA002 | Fire Hydrants Nozzle No.2 |  | OPERATING | OPERATING | E072 | SNR0-2M0 | F40300002 |  | SNR0
SNR-H02SGJ30AA003 | Fire Hydrants Nozzle No.3 |  | OPERATING | OPERATING | E072 | SNR0-2M0 | F40300002 |  | SNR0
SNR-H02SGJ30AA004 | Fire Hydrants Nozzle No.4 |  | OPERATING | OPERATING | E072 | SNR0-2M0 | F40300002 |  | SNR0
SNR-H02SGJ30AA005 | Fire Hydrants Nozzle No.5 |  | OPERATING | OPERATING | E072 | SNR0-2M0 | F40300002 |  | SNR0
SNR-H02SGJ30AA006 | Fire Hydrants Nozzle No.6 |  | OPERATING | OPERATING | E072 | SNR0-2M0 | F40300002 |  | SNR0
SNR-H02SGJ30AA007 | Fire Hydrants Nozzle No.7 |  | OPERATING | OPERATING | E072 | SNR0-2M0 | F40300002 |  | SNR0
SNR-H02SGJ30AA008 | Fire Hydrants Nozzle No.8 |  | OPERATING | OPERATING | E072 | SNR0-2M0 | F40300002 |  | SNR0
SNR-H02SGJ30AA009 | Fire Hydrants Nozzle No.9 |  | OPERATING | OPERATING | E072 | SNR0-2M0 | F40300002 |  | SNR0
SNR-H02SGJ30AA010 | Fire Hydrants Nozzle No.10 |  | OPERATING | OPERATING | E072 | SNR0-2M0 | F40300002 |  | SNR0
SNR-H02SGJ30AA011 | Fire Hydrants Nozzle No.11 |  | OPERATING | OPERATING | E072 | SNR0-2M0 | F40300002 |  | SNR0
SNR-H02SGJ30AA012 | Fire Hydrants Nozzle No.12 |  | OPERATING | OPERATING | E072 | SNR0-2M0 | F40300002 |  | SNR0
SNR-H02SGJ30AA013 | Fire Hydrants Nozzle No.13 |  | OPERATING | OPERATING | E072 | SNR0-2M0 | F40300002 |  | SNR0
SNR-H02SGJ30AA014 | Fire Hydrants Nozzle No.14 |  | OPERATING | OPERATING | E072 | SNR0-2M0 | F40300002 |  | SNR0
SNR-H02SGJ30AA015 | Fire Hydrants Nozzle No.15 |  | OPERATING | OPERATING | E072 | SNR0-2M0 | F40300002 |  | SNR0
SNR-H02SGJ30AA016 | Fire Hydrants Nozzle No.16 |  | OPERATING | OPERATING | E072 | SNR0-2M0 | F40300002 |  | SNR0
SNR-H02SGJ30AA017 | Fire Hydrants Nozzle No.17 |  | OPERATING | OPERATING | E072 | SNR0-2M0 | F40300002 |  | SNR0
SNR-H02SGJ30AA018 | Fire Hydrants Nozzle No.18 |  | OPERATING | OPERATING | E072 | SNR0-2M0 | F40300002 |  | SNR0
SNR-H02SGJ30AA019 | Fire Hydrants Nozzle No.19 |  | OPERATING | OPERATING | E072 | SNR0-2M0 | F40300002 |  | SNR0
SNR-H02SGJ30AA020 | Fire Hydrants Nozzle No.20 |  | OPERATING | OPERATING | E072 | SNR0-2M0 | F40300002 |  | SNR0
SNR-H02SGJ30AA021 | Fire Hydrants Nozzle No.21 |  | OPERATING | OPERATING | E072 | SNR0-2M0 | F40300002 |  | SNR0
SNR-H02SGJ30AA022 | Fire Hydrants Nozzle No.22 |  | OPERATING | OPERATING | E072 | SNR0-2M0 | F40300002 |  | SNR0
SNR-H02SGJ30AA023 | Fire Hydrants Nozzle No.23 |  | OPERATING | OPERATING | E072 | SNR0-2M0 | F40300002 |  | SNR0
SNR-H02SGJ30AA024 | Fire Hydrants Nozzle No.24 |  | OPERATING | OPERATING | E072 | SNR0-2M0 | F40300002 |  | SNR0
SNR-H02SGJ30AA025 | Fire Hydrants Nozzle No.25 |  | OPERATING | OPERATING | E072 | SNR0-2M0 | F40300002 |  | SNR0
SNR-H02SGJ30AA026 | Fire Hydrants Nozzle No.26 |  | OPERATING | OPERATING | E072 | SNR0-2M0 | F40300002 |  | SNR0
SNR-H02SGJ30AA027 | Fire Hydrants Nozzle No.27 |  | OPERATING | OPERATING | E072 | SNR0-2M0 | F40300002 |  | SNR0
SNR-H02SGJ30AA028 | Fire Hydrants Nozzle No.28 |  | OPERATING | OPERATING | E072 | SNR0-2M0 | F40300002 |  | SNR0
SNR-H02SGJ30AA029 | Fire Hydrants Nozzle No.29 |  | OPERATING | OPERATING | E072 | SNR0-2M0 | F40300002 |  | SNR0
SNR-H02SGJ30AA030 | Fire Hydrants Nozzle No.30 |  | OPERATING | OPERATING | E072 | SNR0-2M0 | F40300002 |  | SNR0
SNR-H02SGJ30BR001 | Piping for Fire Hydrants Nozzle |  | OPERATING | OPERATING | E072 | SNR0-2M0 | F40300002 |  | SNR0
SNR-H02SGJ30EG001 | Temp Heat Dectector No.1 |  | OPERATING | OPERATING | E072 | SNR0-2E0 | F40300002 |  | SNR0
SNR-H02SGJ30EG002 | Temp Heat Dectector No.2 |  | OPERATING | OPERATING | E072 | SNR0-2E0 | F40300002 |  | SNR0
SNR-H02SGJ30EG003 | Temp Heat Dectector No.3 |  | OPERATING | OPERATING | E072 | SNR0-2E0 | F40300002 |  | SNR0
SNR-H02SGJ30EG004 | Temp Heat Dectector No.4 |  | OPERATING | OPERATING | E072 | SNR0-2E0 | F40300002 |  | SNR0
SNR-H02SGJ30EG005 | Temp Heat Dectector No.5 |  | OPERATING | OPERATING | E072 | SNR0-2E0 | F40300002 |  | SNR0
SNR-H02SGJ30EG006 | Temp Heat Dectector No.6 |  | OPERATING | OPERATING | E072 | SNR0-2E0 | F40300002 |  | SNR0
SNR-H03 | Srinagarind Hydro Unit 3 |  | OPERATING | OPERATING | E073 |  | F40300003 |  | SNR0
SNR-H03A | Grid & Distribution System |  | OPERATING | OPERATING | E073 | SNR0-2E0 | F40300003 |  | SNR0
SNR-H03AD | 230kV System |  | OPERATING | OPERATING | E073 | SNR0-2E0 | F40300003 |  | SNR0
SNR-H03ADA | 230kV Bay |  | OPERATING | OPERATING | E073 | SNR0-2E0 | F40300003 |  | SNR0
SNR-H03ADA23 | 230KV. Bay Generator Unit 3 |  | OPERATING | OPERATING | E073 | SNR0-2E0 | F40300003 |  | SNR0
SNR-H03ADA23GS100 | Breaker 80032 (SNR-H03ADA21GS100) |  | OPERATING | OPERATING | E073 | SNR0-2E0 | F40300003 |  | SNR0
SNR-H03ADA23GS200 | DS 80035 (SNR-H03BAY01GS130) |  | OPERATING | OPERATING | E073 | SNR0-2E0 | F40300003 |  | SNR0
SNR-H03ADA23GS201 | DS 80036 (SNR-H03BAY01GS140) |  | OPERATING | OPERATING | E073 | SNR0-2E0 | F40300003 |  | SNR0
SNR-H03ADA23GS202 | DS 80037 (SNR-H03BAY01GS150) |  | OPERATING | OPERATING | E073 | SNR0-2E0 | F40300003 |  | SNR0
SNR-H03B | Power Transmission and Auxiliary Power Supply |  | OPERATING | OPERATING | E073 | SNR0-2E0 | F40300003 |  | SNR0
SNR-H03BA | Power Transmission |  | OPERATING | OPERATING | E073 | SNR0-2E0 | F40300003 |  | SNR0
SNR-H03BAA | Generator Leads |  | OPERATING | OPERATING | E073 | SNR0-2E0 | F40300003 |  | SNR0
SNR-H03BAA10 | 13.8 KV. BUS & Accessories |  | OPERATING | OPERATING | E073 | SNR0-2E0 | F40300003 |  | SNR0
SNR-H03BAA10GA100 | IPB 13.8 kV |  | OPERATING | OPERATING | E073 | SNR0-2E0 | F40300003 |  | SNR0
SNR-H03BAA10GS200 | DS.1311 Cubicle |  | OPERATING | OPERATING | E073 | SNR0-2E0 | F40300003 |  | SNR0
SNR-H03BAA10GS200-F01 | SC U-Phase (SNR-H03BAC01GV002A) |  | OPERATING | OPERATING | E073 | SNR0-2E0 | F40300003 |  | SNR0
SNR-H03BAA10GS200-F02 | SC V-Phase (SNR-H03BAC01GV002B) |  | OPERATING | OPERATING | E073 | SNR0-2E0 | F40300003 |  | SNR0
SNR-H03BAA10GS200-F03 | SC W-Phase (SNR-H03BAC01GV002C) |  | OPERATING | OPERATING | E073 | SNR0-2E0 | F40300003 |  | SNR0
SNR-H03BAA10GS200-F04 | LA U-Phase (SNR-H03BAC01GV001A) |  | OPERATING | OPERATING | E073 | SNR0-2E0 | F40300003 |  | SNR0
SNR-H03BAA10GS200-F05 | LA V-Phase (SNR-H03BAC01GV001B) |  | OPERATING | OPERATING | E073 | SNR0-2E0 | F40300003 |  | SNR0
SNR-H03BAA10GS200-F06 | LA W-Phase (SNR-H03BAC01GV001C) |  | OPERATING | OPERATING | E073 | SNR0-2E0 | F40300003 |  | SNR0
SNR-H03BAA10GS200-G01 | 230V AC Supply (MCC-4) (SNR-H00BHA50GH001+00BHA50) |  | OPERATING | OPERATING | E073 | SNR0-2E0 | F40300003 |  | SNR0
SNR-H03BAA10GS200-G02 | 230 AC Safe AC Board (Inverter) (SNR-H00BRA20GH001+00BRA20) |  | OPERATING | OPERATING | E073 | SNR0-2E0 | F40300003 |  | SNR0
SNR-H03BAA10GS200-Q01 | DS.1331 Gen DS Switch Gear (SNR-H03BAC01GS110) |  | OPERATING | OPERATING | E073 | SNR0-2E0 | F40300003 |  | SNR0
SNR-H03BAA10GS200-T01 | DS.1331 CT1 (SNR-H03BAC01CE111) |  | OPERATING | OPERATING | E073 | SNR0-2E0 | F40300003 |  | SNR0
SNR-H03BAA10GS200-T02 | DS.1331 CT2 (SNR-H03BAC01CE121) |  | OPERATING | OPERATING | E073 | SNR0-2E0 | F40300003 |  | SNR0
SNR-H03BAA10GS200-T03 | DS.1331 PT1 (SNR-H03BAC01CE210A,B,C) |  | OPERATING | OPERATING | E073 | SNR0-2E0 | F40300003 |  | SNR0
SNR-H03BAA10GS200-T04 | DS.1331 PT2 (SNR-H03BAC01CE220A,B,C) |  | OPERATING | OPERATING | E073 | SNR0-2E0 | F40300003 |  | SNR0
SNR-H03BAA11 | Generator Neutral System |  | OPERATING | OPERATING | E073 | SNR0-2E0 | F40300003 |  | SNR0
SNR-H03BAA11FE100 | NGR Cubicle (SNR-H03MKY01GH001) |  | OPERATING | OPERATING | E073 | SNR0-2E0 | F40300003 |  | SNR0
SNR-H03BAA11FE100-P01 | NGR Resistance (SNR-H03MKY01CE300) |  | OPERATING | OPERATING | E073 | SNR0-2E0 | F40300003 |  | SNR0
SNR-H03BAA11GT100 | NGT Cubicle (SNR-H03MKY01GH001) |  | OPERATING | OPERATING | E073 | SNR0-2E0 | F40300003 |  | SNR0
SNR-H03BAA11GT100-Q01 | NGT DS (SNR-H03MKY01GS110) |  | OPERATING | OPERATING | E073 | SNR0-2E0 | F40300003 |  | SNR0
SNR-H03BAA11GT100-T01 | NGT Transformer (SNR-H03MKY01CE210) |  | OPERATING | OPERATING | E073 | SNR0-2E0 | F40300003 |  | SNR0
SNR-H03BAA11GV100 | Star Point BUS Cubicle |  | OPERATING | OPERATING | E073 | SNR0-2E0 | F40300003 |  | SNR0
SNR-H03BAA11GV100-T01 | Star Point BUS CT1 (SNR-H03MKY01CE111) |  | OPERATING | OPERATING | E073 | SNR0-2E0 | F40300003 |  | SNR0
SNR-H03BAA11GV100-T02 | Star Point BUS CT2 (SNR-H03MKY01CE121) |  | OPERATING | OPERATING | E073 | SNR0-2E0 | F40300003 |  | SNR0
SNR-H03BAA11GV100-T03 | Star Point BUS CT3 (SNR-H03MKY01CE131) |  | OPERATING | OPERATING | E073 | SNR0-2E0 | F40300003 |  | SNR0
SNR-H03BAA11GV100-T04 | Star Point BUS CT4 (SNR-H03MKY01CE141) |  | OPERATING | OPERATING | E073 | SNR0-2E0 | F40300003 |  | SNR0
SNR-H03BAA11GV100-T05 | Star Point BUS CT5 (SNR-H03MKY01CE151) |  | OPERATING | OPERATING | E073 | SNR0-2E0 | F40300003 |  | SNR0
SNR-H03BAA12 | 24kV Dynamic Brake Isolator (SNR-H03BAC02) |  | OPERATING | OPERATING | E073 | SNR0-2E0 | F40300003 |  | SNR0
SNR-H03BAA12GH100 | 24kV Dynamic Brake Isolator Panel (SNR-H03BAC02GH001) |  | OPERATING | OPERATING | E073 | SNR0-2E0 | F40300003 |  | SNR0
SNR-H03BAA12GH100-B01 | Thermostate (SNR-H03BAC02GH001-S105) |  | OPERATING | OPERATING | E073 | SNR0-2E0 | F40300003 |  | SNR0
SNR-H03BAA12GH100-E01 | Tubelight (SNR-H03BAC02GH001-E101,102,103) |  | OPERATING | OPERATING | E073 | SNR0-2E0 | F40300003 |  | SNR0
SNR-H03BAA12GH100-E02 | Panel Heater (SNR-H03BAC02GH001-E201,202) |  | OPERATING | OPERATING | E073 | SNR0-2E0 | F40300003 |  | SNR0
SNR-H03BAA12GH100-E03 | LED (SNR-H03BAC02GH001-S111,112) |  | OPERATING | OPERATING | E073 | SNR0-2E0 | F40300003 |  | SNR0
SNR-H03BAA12GH100-F01 | Miniature Circuit Breaker (SNR-H03BAC02GH001-F141) |  | OPERATING | OPERATING | E073 | SNR0-2E0 | F40300003 |  | SNR0
SNR-H03BAA12GH100-Q01 | Breaker with Motor Gear Box (SNR-H03BAC02GH001-M101) |  | OPERATING | OPERATING | E073 | SNR0-2E0 | F40300003 |  | SNR0
SNR-H03BAA12GH100-S01 | Door Limit Switch (SNR-H03BAC02GH001-S101,102,103) |  | OPERATING | OPERATING | E073 | SNR0-2E0 | F40300003 |  | SNR0
SNR-H03BAA12GH100-S02 | Selector Switch (SNR-H03BAC02GH001-S104) |  | OPERATING | OPERATING | E073 | SNR0-2E0 | F40300003 |  | SNR0
SNR-H03BAA12GH100-T01 | CT1 (SNR-H03BAC02CE111) |  | OPERATING | OPERATING | E073 | SNR0-2E0 | F40300003 |  | SNR0
SNR-H03BAA12GH100-T02 | CT2 (SNR-H03BAC02CE121) |  | OPERATING | OPERATING | E073 | SNR0-2E0 | F40300003 |  | SNR0
SNR-H03BAT | 13.8/230kV Generator Transformer |  | OPERATING | OPERATING | E073 | SNR0-2E0 | F40300003 |  | SNR0
SNR-H03BAT10 | Generator Transformer |  | OPERATING | OPERATING | E073 | SNR0-2E0 | F40300003 |  | SNR0
SNR-H03BAT10GT100 | 13.8/230KV.Generator Transformer KG3A (SNR-H03BAT01GH001) |  | OPERATING | OPERATING | E073 | SNR0-2E0 | F40300003 |  | SNR0
SNR-H03BAT10GT100-B01 | Main Transformer HV Side Winding Teperature (SNR-H03BAT01CT001) |  | OPERATING | OPERATING | E073 | SNR0-2E0 | F40300003 |  | SNR0
SNR-H03BAT10GT100-B02 | Main Transformer LV Side Winding Teperature (SNR-H03BAT01CT002) |  | OPERATING | OPERATING | E073 | SNR0-2E0 | F40300003 |  | SNR0
SNR-H03BAT10GT100-B03 | Main Transformer Oil Temperature (SNR-H03BAT01CT003) |  | OPERATING | OPERATING | E073 | SNR0-2E0 | F40300003 |  | SNR0
SNR-H03BAT10GT100-F01 | Surge Arrester (SNR-H03BAU01GV001) |  | OPERATING | OPERATING | E073 | SNR0-2E0 | F40300003 |  | SNR0
SNR-H03BAT10GT100-F02 | Main Transformer Buchholz Relay (SNR-H03BAT01CP001) |  | OPERATING | OPERATING | E073 | SNR0-2E0 | F40300003 |  | SNR0
SNR-H03BAT10GT100-S01 | Main Transformer Conservator Oil Level Switch (SNR-H03BAT01CL001 |  | OPERATING | OPERATING | E073 | SNR0-2E0 | F40300003 |  | SNR0
SNR-H03BAT10GT100-S02 | Main Transformer Oil Level Switch (SNR-H03BAT01CL001) |  | OPERATING | OPERATING | E073 | SNR0-2E0 | F40300003 |  | SNR0
SNR-H03BAT10GT100-T01 | Gen. Trans. CT1 (SNR-H03BAY01CE111) |  | OPERATING | OPERATING | E073 | SNR0-2E0 | F40300003 |  | SNR0
SNR-H03BAT10GT100-T02 | Gen. Trans. CT2 (SNR-H03BAY01CE121) |  | OPERATING | OPERATING | E073 | SNR0-2E0 | F40300003 |  | SNR0
SNR-H03BAT10GT100-T03 | Gen. Trans. CT3 (SNR-H03BAY01CE131) |  | OPERATING | OPERATING | E073 | SNR0-2E0 | F40300003 |  | SNR0
SNR-H03BAT10GT100-T04 | Gen. Trans. CT4 (SNR-H03BAY01CE141) |  | OPERATING | OPERATING | E073 | SNR0-2E0 | F40300003 |  | SNR0
SNR-H03BAT10GT100-T05 | Gen. Trans. CT5 (SNR-H03BAY01CE151) |  | OPERATING | OPERATING | E073 | SNR0-2E0 | F40300003 |  | SNR0
SNR-H03BAT10GT100QP01 | Main Transformer Pressure Relief Device (SNR-H03BAT01CP002) |  | OPERATING | OPERATING | E073 | SNR0-2E0 | F40300003 |  | SNR0
SNR-H03BH | LV.Distribution Board (SNR-H03BH) |  | OPERATING | OPERATING | E073 | SNR0-2E0 | F40300003 |  | SNR0
SNR-H03BHA | Low Voltage Main Distribution Board (SNR-H03BHA) |  | OPERATING | OPERATING | E073 | SNR0-2E0 | F40300003 |  | SNR0
SNR-H03BHA10 | Motor Control Center MCC-3 |  | OPERATING | OPERATING | E073 | SNR0-2E0 | F40300003 |  | SNR0
SNR-H03BHA10GH100 | Motor Control Center Cubicle (SNR-H03BHA40GH001) |  | OPERATING | OPERATING | E073 | SNR0-2E0 | F40300003 |  | SNR0
SNR-H03BHA10GS100 | ACB-6 Incomer From 416 VAC Station Service Switchgear (SNR-H03BHA11GS100) |  | OPERATING | OPERATING | E073 | SNR0-2E0 | F40300003 |  | SNR0
SNR-H03BHA10GS101 | Circuit Breaker for Motor Oil Pump-Jacking Plant (SNR-H03BHA12GS100) |  | OPERATING | OPERATING | E073 | SNR0-2E0 | F40300003 |  | SNR0
SNR-H03BHA10GS102 | Circuit Breaker for Brake Dust Collection Plant Plant (SNR-H03BHA13GS100) |  | OPERATING | OPERATING | E073 | SNR0-2E0 | F40300003 |  | SNR0
SNR-H03BHA10GS103 | Circuit Breaker for Carbon Dust Collection Plant Plant (SNR-H03BHA14GS100) |  | OPERATING | OPERATING | E073 | SNR0-2E0 | F40300003 |  | SNR0
SNR-H03BHA10GS104 | Circuit Breaker for Motor High Pressure Oil Pump A (SNR-H03BHA15GS100) |  | OPERATING | OPERATING | E073 | SNR0-2E0 | F40300003 |  | SNR0
SNR-H03BHA10GS105 | Circuit Breaker for Motor Turbine (Governor) Oil Pump A (SNR-H03BHA16GS100) |  | OPERATING | OPERATING | E073 | SNR0-2E0 | F40300003 |  | SNR0
SNR-H03BHA10GS106 | Circuit Breaker for Motor Jockey Pump (SNR-H03BHA17GS100) |  | OPERATING | OPERATING | E073 | SNR0-2E0 | F40300003 |  | SNR0
SNR-H03BHA10GS107 | Circuit Breaker for Motor Turbine Offline Circulation Pump (SNR-H03BHA18GS100) |  | OPERATING | OPERATING | E073 | SNR0-2E0 | F40300003 |  | SNR0
SNR-H03BHA10GS108 | Circuit Breaker for Motor MIV Oil Pump (SNR-H03BHA19GS100) |  | OPERATING | OPERATING | E073 | SNR0-2E0 | F40300003 |  | SNR0
SNR-H03BHA10GS109 | Circuit Breaker for Motor MIV Oil Leakage Pump (SNR-H03BHA21GS100) |  | OPERATING | OPERATING | E073 | SNR0-2E0 | F40300003 |  | SNR0
SNR-H03BHA10GS110 | Circuit Breaker for Generator Space Heater (SNR-H03BHA22GS100) |  | OPERATING | OPERATING | E073 | SNR0-2E0 | F40300003 |  | SNR0
SNR-H03BHA10GS111 | Circuit Breaker for Generator Motorize Valve (SNR-H03BHA23GS100) |  | OPERATING | OPERATING | E073 | SNR0-2E0 | F40300003 |  | SNR0
SNR-H03BHA10GS112 | Circuit Breaker for Excitation System Cubicle (SNR-H03BHA24GS100) |  | OPERATING | OPERATING | E073 | SNR0-2E0 | F40300003 |  | SNR0
SNR-H03BHA10GS113 | Circuit Breaker for Dynamic Brake Control Cubicle (SNR-H03BHA25GS100) |  | OPERATING | OPERATING | E073 | SNR0-2E0 | F40300003 |  | SNR0
SNR-H03BHA10GS114 | Circuit Breaker for Dynamic Brake Transformer (SNR-H03BHA26GS100) |  | OPERATING | OPERATING | E073 | SNR0-2E0 | F40300003 |  | SNR0
SNR-H03BHA10GS115 | Circuit Breaker for Main Transformer Cubicle (SNR-H03BHA27GS100) |  | OPERATING | OPERATING | E073 | SNR0-2E0 | F40300003 |  | SNR0
SNR-H03BHA10GS116 | Circuit Breaker for Air Compressor A (SNR-H03BHA28GS100) |  | OPERATING | OPERATING | E073 | SNR0-2E0 | F40300003 |  | SNR0
SNR-H03BHA10GS117 | Circuit Breaker for Main Water Pump (SNR-H03BHA29GS100) |  | OPERATING | OPERATING | E073 | SNR0-2E0 | F40300003 |  | SNR0
SNR-H03BHA10GS118 | Circuit Breaker for Motor Turbine Guide Bearing Oil Circulation A (SNR-H03BHA31GS100) |  | OPERATING | OPERATING | E073 | SNR0-2E0 | F40300003 |  | SNR0
SNR-H03BHA10GS119 | Circuit Breaker for Motor MIV Offline Circulation Oil Pump (SNR-H03BHA32GS100) |  | OPERATING | OPERATING | E073 | SNR0-2E0 | F40300003 |  | SNR0
SNR-H03BHA10GS120 | Circuit Breaker for Feeder for 3-Phase & Unit Auxiliary Supplies (SNR-H03BHA33GS100) |  | OPERATING | OPERATING | E073 | SNR0-2E0 | F40300003 |  | SNR0
SNR-H03BHA10GS121 | Circuit Breaker for Outgoing Feeder for MCC 3.1 (SNR-H03BHA34GS100) |  | OPERATING | OPERATING | E073 | SNR0-2E0 | F40300003 |  | SNR0
SNR-H03BHA10GS122 | Circuit Breaker for Washing Strainer A (SNR-H03BHA35GS100) |  | OPERATING | OPERATING | E073 | SNR0-2E0 | F40300003 |  | SNR0
SNR-H03BHA10GS123 | Circuit Breaker for Auto. Backwash Gen. Oil Cooler Cubicle (SNR-H03BHA36GS100) |  | OPERATING | OPERATING | E073 | SNR0-2E0 | F40300003 |  | SNR0
SNR-H03BHA10GS124 | Circuit Breaker for Auto. Backwash Gen. Air Cooler Cubicle (SNR-H03BHA37GS100) |  | OPERATING | OPERATING | E073 | SNR0-2E0 | F40300003 |  | SNR0
SNR-H03BHA20 | Motor Control Center MCC-1.1 |  | OPERATING | OPERATING | E073 | SNR0-2E0 | F40300003 |  | SNR0
SNR-H03BHA20GS100 | MCCB Circuit Breaker for Incomer From MCC1 (SNR-H01BHA39GS100) |  | OPERATING | OPERATING | E073 | SNR0-2E0 | F40300003 |  | SNR0
SNR-H03BHA20GS101 | Circuit Breaker for Motor HP Oil Injection System (B) (SNR-H01BHA41GS100) |  | OPERATING | OPERATING | E073 | SNR0-2E0 | F40300003 |  | SNR0
SNR-H03BHA20GS102 | Circuit Breaker for Turbine Oil Pressure Unit3 (SNR-H01BHA42GS100) |  | OPERATING | OPERATING | E073 | SNR0-2E0 | F40300003 |  | SNR0
SNR-H03BHA20GS103 | Circuit Breaker for Motor Turbine Guide Bearing Oil Circulation Motor2 Unit3 (SNR-H01BHA43GS100) |  | OPERATING | OPERATING | E073 | SNR0-2E0 | F40300003 |  | SNR0
SNR-H03BHA20GS104 | Circuit Breaker for Washing Strainer B (Sand Seperator Spiral Case Valve) (SNR-H01BHA44GS100) |  | OPERATING | OPERATING | E073 | SNR0-2E0 | F40300003 |  | SNR0
SNR-H03C | Instrumentation and Control Equipment |  | OPERATING | OPERATING | E073 | SNR0-2E0 | F40300003 |  | SNR0
SNR-H03CH | Protection |  | OPERATING | OPERATING | E073 | SNR0-2E0 | F40300003 |  | SNR0
SNR-H03CHA | Cabinets for Gen and Trans Protection |  | OPERATING | OPERATING | E073 | SNR0-2E0 | F40300003 |  | SNR0
SNR-H03CHA10 | Protection Relay (SNR-H03CHA01) |  | OPERATING | OPERATING | E073 | SNR0-2E0 | F40300003 |  | SNR0
SNR-H03CHA10GH100 | Generator and Main Transformer Protection Panel System A (SNR-H03CHA01EW010+01CHA01) |  | OPERATING | OPERATING | E073 | SNR0-2E0 | F40300003 |  | SNR0
SNR-H03CHA10GH100-B01 | S90 Enclosure Internal Thermostat |  | OPERATING | OPERATING | E073 | SNR0-2E0 | F40300003 |  | SNR0
SNR-H03CHA10GH100-D01 | F111,112,113 HIPASE-CS-320 |  | OPERATING | OPERATING | E073 | SNR0-2E0 | F40300003 |  | SNR0
SNR-H03CHA10GH100-E01 | E90 Heater |  | OPERATING | OPERATING | E073 | SNR0-2E0 | F40300003 |  | SNR0
SNR-H03CHA10GH100-F01 | F01,02 Miniature Circuit Breaker 500VDC 10A |  | OPERATING | OPERATING | E073 | SNR0-2E0 | F40300003 |  | SNR0
SNR-H03CHA10GH100-F02 | F03,04,05,06,07 Miniature Circuit Breaker 500VDC 6A |  | OPERATING | OPERATING | E073 | SNR0-2E0 | F40300003 |  | SNR0
SNR-H03CHA10GH100-F03 | F90 Miniature Circuit Breaker 415VAC |  | OPERATING | OPERATING | E073 | SNR0-2E0 | F40300003 |  | SNR0
SNR-H03CHA10GH100-F04 | F101 Trip Circuit Supervision VDF-10 |  | OPERATING | OPERATING | E073 | SNR0-2E0 | F40300003 |  | SNR0
SNR-H03CHA10GH100-F05 | K101 Trip Relay |  | OPERATING | OPERATING | E073 | SNR0-2E0 | F40300003 |  | SNR0
SNR-H03CHA10GH100-F06 | K151,152,153,154 Lockout Relay |  | OPERATING | OPERATING | E073 | SNR0-2E0 | F40300003 |  | SNR0
SNR-H03CHA10GH100-F07 | K152A Lockout Relay (86-2) Trip Gen. Breaker |  | OPERATING | OPERATING | E073 | SNR0-2E0 | F40300003 |  | SNR0
SNR-H03CHA10GH100-G01 | A230 Power Supply Module |  | OPERATING | OPERATING | E073 | SNR0-2E0 | F40300003 |  | SNR0
SNR-H03CHA10GH100-K01 | K01,11,12,51,52,53 Auxiliary Contactor 125VDC With Varistor |  | OPERATING | OPERATING | E073 | SNR0-2E0 | F40300003 |  | SNR0
SNR-H03CHA10GH100-S01 | S01 Push Button |  | OPERATING | OPERATING | E073 | SNR0-2E0 | F40300003 |  | SNR0
SNR-H03CHA10GH100-S02 | S10,11 Switch |  | OPERATING | OPERATING | E073 | SNR0-2E0 | F40300003 |  | SNR0
SNR-H03CHA10GH100-V01 | V11,12,13,14 Rectifier Diode Module |  | OPERATING | OPERATING | E073 | SNR0-2E0 | F40300003 |  | SNR0
SNR-H03CHA10GH100-W01 | A231,232,233 Fieldbus Interface Star |  | OPERATING | OPERATING | E073 | SNR0-2E0 | F40300003 |  | SNR0
SNR-H03CHA10GH100-X01 | X111,112,113,114,115,116,117 Test Block |  | OPERATING | OPERATING | E073 | SNR0-2E0 | F40300003 |  | SNR0
SNR-H03CHA10GH200 | Generator and Main Transformer Protection Panel System B (SNR-H03CHA01EW010+01CHA02) |  | OPERATING | OPERATING | E073 | SNR0-2E0 | F40300003 |  | SNR0
SNR-H03CHA10GH200-B01 | S90 Enclosure Internal Thermostat |  | OPERATING | OPERATING | E073 | SNR0-2E0 | F40300003 |  | SNR0
SNR-H03CHA10GH200-D01 | F211,212,213 HIPASE-CS-320 |  | OPERATING | OPERATING | E073 | SNR0-2E0 | F40300003 |  | SNR0
SNR-H03CHA10GH200-E01 | E90 Heater |  | OPERATING | OPERATING | E073 | SNR0-2E0 | F40300003 |  | SNR0
SNR-H03CHA10GH200-F01 | F08,09 Miniature Circuit Breaker 500VDC 10A |  | OPERATING | OPERATING | E073 | SNR0-2E0 | F40300003 |  | SNR0
SNR-H03CHA10GH200-F02 | F10,11,12,13,14 Miniature Circuit Breaker 500VDC 6A |  | OPERATING | OPERATING | E073 | SNR0-2E0 | F40300003 |  | SNR0
SNR-H03CHA10GH200-F03 | F91 Miniature Circuit Breaker 415VAC |  | OPERATING | OPERATING | E073 | SNR0-2E0 | F40300003 |  | SNR0
SNR-H03CHA10GH200-F04 | F201 Trip Circuit Supervision VDF-10 |  | OPERATING | OPERATING | E073 | SNR0-2E0 | F40300003 |  | SNR0
SNR-H03CHA10GH200-F05 | K201 Trip Relay |  | OPERATING | OPERATING | E073 | SNR0-2E0 | F40300003 |  | SNR0
SNR-H03CHA10GH200-F06 | K251,252,253,254 Lockout Relay |  | OPERATING | OPERATING | E073 | SNR0-2E0 | F40300003 |  | SNR0
SNR-H03CHA10GH200-F07 | K252A Lockout Relay (86-2) Trip Gen. Breaker |  | OPERATING | OPERATING | E073 | SNR0-2E0 | F40300003 |  | SNR0
SNR-H03CHA10GH200-G01 | A10 AC/DC-DC Converter |  | OPERATING | OPERATING | E073 | SNR0-2E0 | F40300003 |  | SNR0
SNR-H03CHA10GH200-K01 | K02,21,22 Auxiliary Contactor 125VDC with Varistor |  | OPERATING | OPERATING | E073 | SNR0-2E0 | F40300003 |  | SNR0
SNR-H03CHA10GH200-S01 | A11 Ethernet Rail Switch |  | OPERATING | OPERATING | E073 | SNR0-2E0 | F40300003 |  | SNR0
SNR-H03CHA10GH200-S02 | S02 Push Button |  | OPERATING | OPERATING | E073 | SNR0-2E0 | F40300003 |  | SNR0
SNR-H03CHA10GH200-S03 | S20,21 Switch |  | OPERATING | OPERATING | E073 | SNR0-2E0 | F40300003 |  | SNR0
SNR-H03CHA10GH200-V01 | V21,22,23,24 Rectifier Diode Module |  | OPERATING | OPERATING | E073 | SNR0-2E0 | F40300003 |  | SNR0
SNR-H03CHA10GH200-X01 | X211,212,213,214,215,216,217 Test Block |  | OPERATING | OPERATING | E073 | SNR0-2E0 | F40300003 |  | SNR0
SNR-H03CJ | Unit Coordination Level |  | OPERATING | OPERATING | E073 | SNR0-2E0 | F40300003 |  | SNR0
SNR-H03CJA | Unit Control System |  | OPERATING | OPERATING | E073 | SNR0-2E0 | F40300003 |  | SNR0
SNR-H03CJA10 | Unit Control Board |  | OPERATING | OPERATING | E073 | SNR0-2E0 | F40300003 |  | SNR0
SNR-H03CJA10GH001 | Unit Control Cubicle |  | OPERATING | OPERATING | E073 | SNR0-2E0 | F40300003 |  | SNR0
SNR-H03CJA10GH001-A01 | Housing CM-2844 (SNR-H03CJA01GH001+03CJA01-A210) |  | OPERATING | OPERATING | E073 | SNR0-2E0 | F40300003 |  | SNR0
SNR-H03CJA10GH001-A02 | Touch Panel TPC-1771H (SNR-H03CJA01GH001+03CJA01-P01) |  | OPERATING | OPERATING | E073 | SNR0-2E0 | F40300003 |  | SNR0
SNR-H03CJA10GH001-A03 | Redundancy Module QUINT-ORING/24DC/2X20/1X40 (SNR-H03CJA01GH001+03CJA01-V03) |  | OPERATING | OPERATING | E073 | SNR0-2E0 | F40300003 |  | SNR0
SNR-H03CJA10GH001-B01 | Enclosure Internal Thermostat SK 3110.000 No.1 (SNR-H03CJA01GH001+03CJA01-B100) |  | OPERATING | OPERATING | E073 | SNR0-2E0 | F40300003 |  | SNR0
SNR-H03CJA10GH001-B02 | Enclosure Internal Thermostat SK 3110.000 No.2 (SNR-H03CJA01GH001+03CJA01-B200) |  | OPERATING | OPERATING | E073 | SNR0-2E0 | F40300003 |  | SNR0
SNR-H03CJA10GH001-D01 | Peripheral Control Module PE-6410 No.1-15 (SNR-H03CJA01GH001+03CJA01-A01-141) |  | OPERATING | OPERATING | E073 | SNR0-2E0 | F40300003 |  | SNR0
SNR-H03CJA10GH001-D02 | Digital Input Module DI-6103 No.1-50 (SNR-H03CJA01GH001+03CJA01-A06-145) |  | OPERATING | OPERATING | E073 | SNR0-2E0 | F40300003 |  | SNR0
SNR-H03CJA10GH001-D03 | Digital Input Module DO-6212 No.1-25 (SNR-H03CJA01GH001+03CJA01-A09-149) |  | OPERATING | OPERATING | E073 | SNR0-2E0 | F40300003 |  | SNR0
SNR-H03CJA10GH001-D04 | Digital Output Module DO-6200 (SNR-H03CJA01GH001+03CJA01-A129) |  | OPERATING | OPERATING | E073 | SNR0-2E0 | F40300003 |  | SNR0
SNR-H03CJA10GH001-D05 | Control Element CP-2016 (SNR-H03CJA01GH001+03CJA01-A210.01) |  | OPERATING | OPERATING | E073 | SNR0-2E0 | F40300003 |  | SNR0
SNR-H03CJA10GH001-D06 | Control Element CP-2019 No.1 (SNR-H03CJA01GH001+03CJA01-A210.04) |  | OPERATING | OPERATING | E073 | SNR0-2E0 | F40300003 |  | SNR0
SNR-H03CJA10GH001-D07 | Control Element CP-2019 No.2 (SNR-H03CJA01GH001+03CJA01-A210.05) |  | OPERATING | OPERATING | E073 | SNR0-2E0 | F40300003 |  | SNR0
SNR-H03CJA10GH001-D08 | Automation PC 910 (SNR-H03CJA01GH001+03CJA01-A401) |  | OPERATING | OPERATING | E073 | SNR0-2E0 | F40300003 |  | SNR0
SNR-H03CJA10GH001-D09 | Optocoupler PLC-OSC-24DC/300DC/1 (SNR-H03CJA01GH001+03CJA01-K204) |  | OPERATING | OPERATING | E073 | SNR0-2E0 | F40300003 |  | SNR0
SNR-H03CJA10GH001-E01 | Heater SK 3116.000 No.1 (SNR-H03CJA01GH001+03CJA01-E01) |  | OPERATING | OPERATING | E073 | SNR0-2E0 | F40300003 |  | SNR0
SNR-H03CJA10GH001-E02 | Heater SK 3116.000 No.2 (SNR-H03CJA01GH001+03CJA01-E02) |  | OPERATING | OPERATING | E073 | SNR0-2E0 | F40300003 |  | SNR0
SNR-H03CJA10GH001-E03 | Heater SK 3116.000 No.3 (SNR-H03CJA01GH001+03CJA01-E03) |  | OPERATING | OPERATING | E073 | SNR0-2E0 | F40300003 |  | SNR0
SNR-H03CJA10GH001-E04 | Heater SK 3116.000 No.4 (SNR-H03CJA01GH001+03CJA01-E04) |  | OPERATING | OPERATING | E073 | SNR0-2E0 | F40300003 |  | SNR0
SNR-H03CJA10GH001-E05 | LED 3SB5285-6HL01 (SNR-H03CJA01GH001+03CJA01-H01) |  | OPERATING | OPERATING | E073 | SNR0-2E0 | F40300003 |  | SNR0
SNR-H03CJA10GH001-E06 | LED 3SB5285-6HC01 (SNR-H03CJA01GH001+03CJA01-H02) |  | OPERATING | OPERATING | E073 | SNR0-2E0 | F40300003 |  | SNR0
SNR-H03CJA10GH001-E07 | Cubicle Light T5 No.1-8 (SNR-H03CJA01GH001+03CJA01-H91-98) |  | OPERATING | OPERATING | E073 | SNR0-2E0 | F40300003 |  | SNR0
SNR-H03CJA10GH001-F01 | Miniature Circuit Breaker C60H-C-6A 2pol (SNR-H03CJA01GH001+03CJA01-F01) |  | OPERATING | OPERATING | E073 | SNR0-2E0 | F40300003 |  | SNR0
SNR-H03CJA10GH001-F02 | Miniature Circuit Breaker C60H-DC 16A No.1 (SNR-H03CJA01GH001+03CJA01-F02) |  | OPERATING | OPERATING | E073 | SNR0-2E0 | F40300003 |  | SNR0
SNR-H03CJA10GH001-F03 | Miniature Circuit Breaker C60H-DC 16A No.2 (SNR-H03CJA01GH001+03CJA01-F03) |  | OPERATING | OPERATING | E073 | SNR0-2E0 | F40300003 |  | SNR0
SNR-H03CJA10GH001-F04 | Miniature Circuit Breaker C60H-DC 2A No.1-54 (SNR-H03CJA01GH001+03CJA01-F04-63) |  | OPERATING | OPERATING | E073 | SNR0-2E0 | F40300003 |  | SNR0
SNR-H03CJA10GH001-F05 | Miniature Circuit Breaker C60H-DC 6A No.1 (SNR-H03CJA01GH001+03CJA01-F35) |  | OPERATING | OPERATING | E073 | SNR0-2E0 | F40300003 |  | SNR0
SNR-H03CJA10GH001-F06 | Miniature Circuit Breaker C60H-DC 6A No.2 (SNR-H03CJA01GH001+03CJA01-F36) |  | OPERATING | OPERATING | E073 | SNR0-2E0 | F40300003 |  | SNR0
SNR-H03CJA10GH001-F07 | Miniature Circuit Breaker C60H-DC 6A No.3 (SNR-H03CJA01GH001+03CJA01-F37) |  | OPERATING | OPERATING | E073 | SNR0-2E0 | F40300003 |  | SNR0
SNR-H03CJA10GH001-F08 | Miniature Circuit Breaker C60H-DC 10A No.1 (SNR-H03CJA01GH001+03CJA01-F42) |  | OPERATING | OPERATING | E073 | SNR0-2E0 | F40300003 |  | SNR0
SNR-H03CJA10GH001-F09 | Miniature Circuit Breaker C60H-DC 10A No.2 (SNR-H03CJA01GH001+03CJA01-F43) |  | OPERATING | OPERATING | E073 | SNR0-2E0 | F40300003 |  | SNR0
SNR-H03CJA10GH001-F10 | Miniature Circuit Breaker C60H-DC 10A No.3 (SNR-H03CJA01GH001+03CJA01-F44) |  | OPERATING | OPERATING | E073 | SNR0-2E0 | F40300003 |  | SNR0
SNR-H03CJA10GH001-F11 | Trip Relay RF-4R (SNR-H03CJA01GH001+03CJA01-K19) |  | OPERATING | OPERATING | E073 | SNR0-2E0 | F40300003 |  | SNR0
SNR-H03CJA10GH001-F12 | Trip Relay RJ-8R No.1 (SNR-H03CJA01GH001+03CJA01-K20) |  | OPERATING | OPERATING | E073 | SNR0-2E0 | F40300003 |  | SNR0
SNR-H03CJA10GH001-F13 | Trip Relay RJ-8R No.2 (SNR-H03CJA01GH001+03CJA01-K201) |  | OPERATING | OPERATING | E073 | SNR0-2E0 | F40300003 |  | SNR0
SNR-H03CJA10GH001-F14 | Trip Relay RJ-8R No.3 (SNR-H03CJA01GH001+03CJA01-K201A) |  | OPERATING | OPERATING | E073 | SNR0-2E0 | F40300003 |  | SNR0
SNR-H03CJA10GH001-F15 | Trip Relay RJ-8R No.4 (SNR-H03CJA01GH001+03CJA01-K202) |  | OPERATING | OPERATING | E073 | SNR0-2E0 | F40300003 |  | SNR0
SNR-H03CJA10GH001-F16 | Trip Relay RJ-8R No.5 (SNR-H03CJA01GH001+03CJA01-K202A) |  | OPERATING | OPERATING | E073 | SNR0-2E0 | F40300003 |  | SNR0
SNR-H03CJA10GH001-F17 | MCB for 230 VAC Power Supply Circuit |  | OPERATING | OPERATING | E073 | SNR0-2E0 | F40300003 |  | SNR0
SNR-H03CJA10GH001-F18 | MCB for DC Main-I |  | OPERATING | OPERATING | E073 | SNR0-2E0 | F40300003 |  | SNR0
SNR-H03CJA10GH001-F19 | MCB for DC Main-II |  | OPERATING | OPERATING | E073 | SNR0-2E0 | F40300003 |  | SNR0
SNR-H03CJA10GH001-F20 | MCB for AK3 ACP DC Main-I (PS-2632) |  | OPERATING | OPERATING | E073 | SNR0-2E0 | F40300003 |  | SNR0
SNR-H03CJA10GH001-F21 | MCB for AK3 ACP DC Main-II (PS-2632) |  | OPERATING | OPERATING | E073 | SNR0-2E0 | F40300003 |  | SNR0
SNR-H03CJA10GH001-F22 | MCB for PS-6632 Row-00 |  | OPERATING | OPERATING | E073 | SNR0-2E0 | F40300003 |  | SNR0
SNR-H03CJA10GH001-F23 | MCB for DI-A06 Row-00 |  | OPERATING | OPERATING | E073 | SNR0-2E0 | F40300003 |  | SNR0
SNR-H03CJA10GH001-F24 | MCB for D0-A09 Row-00 |  | OPERATING | OPERATING | E073 | SNR0-2E0 | F40300003 |  | SNR0
SNR-H03CJA10GH001-F25 | MCB for PS-6632 Row-1 |  | OPERATING | OPERATING | E073 | SNR0-2E0 | F40300003 |  | SNR0
SNR-H03CJA10GH001-F26 | MCB for DI-A16 Row-1 |  | OPERATING | OPERATING | E073 | SNR0-2E0 | F40300003 |  | SNR0
SNR-H03CJA10GH001-F27 | MCB for PS-6632 Row-2 |  | OPERATING | OPERATING | E073 | SNR0-2E0 | F40300003 |  | SNR0
SNR-H03CJA10GH001-F28 | MCB for DI-A26 Row-2 |  | OPERATING | OPERATING | E073 | SNR0-2E0 | F40300003 |  | SNR0
SNR-H03CJA10GH001-F29 | MCB for PS-6632 Row-3 |  | OPERATING | OPERATING | E073 | SNR0-2E0 | F40300003 |  | SNR0
SNR-H03CJA10GH001-F30 | MCB for DI-A36 Row-3 |  | OPERATING | OPERATING | E073 | SNR0-2E0 | F40300003 |  | SNR0
SNR-H03CJA10GH001-F31 | MCB for PS-6632 Row-4 |  | OPERATING | OPERATING | E073 | SNR0-2E0 | F40300003 |  | SNR0
SNR-H03CJA10GH001-F32 | MCB for DI-A46 Row-4 |  | OPERATING | OPERATING | E073 | SNR0-2E0 | F40300003 |  | SNR0
SNR-H03CJA10GH001-F33 | MCB for PS-6632 Row-5 |  | OPERATING | OPERATING | E073 | SNR0-2E0 | F40300003 |  | SNR0
SNR-H03CJA10GH001-F34 | MCB for DI-A56 Row-5 |  | OPERATING | OPERATING | E073 | SNR0-2E0 | F40300003 |  | SNR0
SNR-H03CJA10GH001-F35 | MCB for PS-6632 Row-6 |  | OPERATING | OPERATING | E073 | SNR0-2E0 | F40300003 |  | SNR0
SNR-H03CJA10GH001-F36 | MCB for DI-A66 Row-6 |  | OPERATING | OPERATING | E073 | SNR0-2E0 | F40300003 |  | SNR0
SNR-H03CJA10GH001-F37 | MCB for PS-6632 Row-7 |  | OPERATING | OPERATING | E073 | SNR0-2E0 | F40300003 |  | SNR0
SNR-H03CJA10GH001-F38 | MCB for DI-A76 Row-7 |  | OPERATING | OPERATING | E073 | SNR0-2E0 | F40300003 |  | SNR0
SNR-H03CJA10GH001-F39 | MCB for PS-6632 Row-8 |  | OPERATING | OPERATING | E073 | SNR0-2E0 | F40300003 |  | SNR0
SNR-H03CJA10GH001-F40 | MCB for DI-A86 Row-8 |  | OPERATING | OPERATING | E073 | SNR0-2E0 | F40300003 |  | SNR0
SNR-H03CJA10GH001-F41 | MCB for PS-6632 Row-9 |  | OPERATING | OPERATING | E073 | SNR0-2E0 | F40300003 |  | SNR0
SNR-H03CJA10GH001-F42 | MCB for DI-A96 Row-9 |  | OPERATING | OPERATING | E073 | SNR0-2E0 | F40300003 |  | SNR0
SNR-H03CJA10GH001-F43 | MCB for PS-6632 Row-10 |  | OPERATING | OPERATING | E073 | SNR0-2E0 | F40300003 |  | SNR0
SNR-H03CJA10GH001-F44 | MCB for DI-A106 Row-10 |  | OPERATING | OPERATING | E073 | SNR0-2E0 | F40300003 |  | SNR0
SNR-H03CJA10GH001-F45 | MCB for PS-6632 Row-11 |  | OPERATING | OPERATING | E073 | SNR0-2E0 | F40300003 |  | SNR0
SNR-H03CJA10GH001-F46 | MCB for DI-A112 Row-11 |  | OPERATING | OPERATING | E073 | SNR0-2E0 | F40300003 |  | SNR0
SNR-H03CJA10GH001-F47 | MCB for PS-6632 Row-12 |  | OPERATING | OPERATING | E073 | SNR0-2E0 | F40300003 |  | SNR0
SNR-H03CJA10GH001-F48 | MCB for DI-A122 Row-12 |  | OPERATING | OPERATING | E073 | SNR0-2E0 | F40300003 |  | SNR0
SNR-H03CJA10GH001-F49 | MCB for Trip Circuit |  | OPERATING | OPERATING | E073 | SNR0-2E0 | F40300003 |  | SNR0
SNR-H03CJA10GH001-F50 | MCB for Synchronisation Circuit |  | OPERATING | OPERATING | E073 | SNR0-2E0 | F40300003 |  | SNR0
SNR-H03CJA10GH001-F51 | Spare |  | OPERATING | OPERATING | E073 | SNR0-2E0 | F40300003 |  | SNR0
SNR-H03CJA10GH001-F52 | MCB for Multifunction Meter |  | OPERATING | OPERATING | E073 | SNR0-2E0 | F40300003 |  | SNR0
SNR-H03CJA10GH001-F53 | MCB for Shutdown Circuit |  | OPERATING | OPERATING | E073 | SNR0-2E0 | F40300003 |  | SNR0
SNR-H03CJA10GH001-F54 | MCB for Relay Supply |  | OPERATING | OPERATING | E073 | SNR0-2E0 | F40300003 |  | SNR0
SNR-H03CJA10GH001-F55 | MCB for Control Supply to Control Desk Board |  | OPERATING | OPERATING | E073 | SNR0-2E0 | F40300003 |  | SNR0
SNR-H03CJA10GH001-F56 | MCB for PS-6632 A230 |  | OPERATING | OPERATING | E073 | SNR0-2E0 | F40300003 |  | SNR0
SNR-H03CJA10GH001-F57 | Spare |  | OPERATING | OPERATING | E073 | SNR0-2E0 | F40300003 |  | SNR0
SNR-H03CJA10GH001-F58 | MCB for Convertor1 Supply |  | OPERATING | OPERATING | E073 | SNR0-2E0 | F40300003 |  | SNR0
SNR-H03CJA10GH001-F59 | MCB for Convertor2 Supply |  | OPERATING | OPERATING | E073 | SNR0-2E0 | F40300003 |  | SNR0
SNR-H03CJA10GH001-F60 | MCB for 24VDC Power Supply Circuit |  | OPERATING | OPERATING | E073 | SNR0-2E0 | F40300003 |  | SNR0
SNR-H03CJA10GH001-F61 | MCB for PW-A Ethernet Switch-I |  | OPERATING | OPERATING | E073 | SNR0-2E0 | F40300003 |  | SNR0
SNR-H03CJA10GH001-F62 | MCB for PW-B Ethernet Switch-I |  | OPERATING | OPERATING | E073 | SNR0-2E0 | F40300003 |  | SNR0
SNR-H03CJA10GH001-F63 | MCB for PW-A Ethernet Switch-II |  | OPERATING | OPERATING | E073 | SNR0-2E0 | F40300003 |  | SNR0
SNR-H03CJA10GH001-F64 | MCB for PW-B Ethernet Switch-II |  | OPERATING | OPERATING | E073 | SNR0-2E0 | F40300003 |  | SNR0
SNR-H03CJA10GH001-F65 | MCB for Touch Panel |  | OPERATING | OPERATING | E073 | SNR0-2E0 | F40300003 |  | SNR0
SNR-H03CJA10GH001-F66 | MCB for AI-A84 Row-8 |  | OPERATING | OPERATING | E073 | SNR0-2E0 | F40300003 |  | SNR0
SNR-H03CJA10GH001-F67 | MCB for AI-A92 Row-9 |  | OPERATING | OPERATING | E073 | SNR0-2E0 | F40300003 |  | SNR0
SNR-H03CJA10GH001-F68 | MCB for AI-A102 Row-10 |  | OPERATING | OPERATING | E073 | SNR0-2E0 | F40300003 |  | SNR0
SNR-H03CJA10GH001-F69 | MCB for HW Watchdog |  | OPERATING | OPERATING | E073 | SNR0-2E0 | F40300003 |  | SNR0
SNR-H03CJA10GH001-F70 | MCB for Power Supply to HART Master Panel |  | OPERATING | OPERATING | E073 | SNR0-2E0 | F40300003 |  | SNR0
SNR-H03CJA10GH001-F71 | MCB for Control Desk |  | OPERATING | OPERATING | E073 | SNR0-2E0 | F40300003 |  | SNR0
SNR-H03CJA10GH001-F72 | MCB for PS-6632 Row-13 |  | OPERATING | OPERATING | E073 | SNR0-2E0 | F40300003 |  | SNR0
SNR-H03CJA10GH001-F73 | MCB for DI-A132 Row-13 |  | OPERATING | OPERATING | E073 | SNR0-2E0 | F40300003 |  | SNR0
SNR-H03CJA10GH001-F74 | MCB for PS-6632 Row-14 |  | OPERATING | OPERATING | E073 | SNR0-2E0 | F40300003 |  | SNR0
SNR-H03CJA10GH001-F75 | MCB for DI-A142 Row-14 |  | OPERATING | OPERATING | E073 | SNR0-2E0 | F40300003 |  | SNR0
SNR-H03CJA10GH001-F76 | MCB for PS-6632 Row-15 |  | OPERATING | OPERATING | E073 | SNR0-2E0 | F40300003 |  | SNR0
SNR-H03CJA10GH001-F77 | MCB for AI-A72 Row-9 |  | OPERATING | OPERATING | E073 | SNR0-2E0 | F40300003 |  | SNR0
SNR-H03CJA10GH001-F78 | MCB for PC Connection |  | OPERATING | OPERATING | E073 | SNR0-2E0 | F40300003 |  | SNR0
SNR-H03CJA10GH001-F79 | Spare |  | OPERATING | OPERATING | E073 | SNR0-2E0 | F40300003 |  | SNR0
SNR-H03CJA10GH001-G01 | Power Supply Module PS-6632 No.1-17 (SNR-H03CJA01GH001+03CJA01-A00-160) |  | OPERATING | OPERATING | E073 | SNR0-2E0 | F40300003 |  | SNR0
SNR-H03CJA10GH001-G02 | Power Supply Module PS-2632 No.1 (SNR-H03CJA01GH001+03CJA01-A210.00) |  | OPERATING | OPERATING | E073 | SNR0-2E0 | F40300003 |  | SNR0
SNR-H03CJA10GH001-G03 | Power Supply Module PS-2632 No.2 (SNR-H03CJA01GH001+03CJA01-A210.10) |  | OPERATING | OPERATING | E073 | SNR0-2E0 | F40300003 |  | SNR0
SNR-H03CJA10GH001-G04 | AC/DC-DC Converter QUINT-PS/1AC/24DC/10 No.1 (SNR-H03CJA01GH001+03CJA01-G01) |  | OPERATING | OPERATING | E073 | SNR0-2E0 | F40300003 |  | SNR0
SNR-H03CJA10GH001-G05 | AC/DC-DC Converter QUINT-PS/1AC/24DC/10 No.2 (SNR-H03CJA01GH001+03CJA01-G02) |  | OPERATING | OPERATING | E073 | SNR0-2E0 | F40300003 |  | SNR0
SNR-H03CJA10GH001-H01 | Signal Horn AUH-2448 (SNR-H03CJA01GH001+03CJA01-E92) |  | OPERATING | OPERATING | E073 | SNR0-2E0 | F40300003 |  | SNR0
SNR-H03CJA10GH001-K01 | Auxiliary Contact OF 26924 No.1-61 (SNR-H03CJA01GH001+03CJA01-F01-63) |  | OPERATING | OPERATING | E073 | SNR0-2E0 | F40300003 |  | SNR0
SNR-H03CJA10GH001-K02 | Voltage Monitoring Relay EMD-FL-V-300 No.1 (SNR-H03CJA01GH001+03CJA01-K01) |  | OPERATING | OPERATING | E073 | SNR0-2E0 | F40300003 |  | SNR0
SNR-H03CJA10GH001-K03 | Voltage Monitoring Relay EMD-FL-V-300 No.2 (SNR-H03CJA01GH001+03CJA01-K02) |  | OPERATING | OPERATING | E073 | SNR0-2E0 | F40300003 |  | SNR0
SNR-H03CJA10GH001-K04 | Contactor 3RH21 22-1BB40 (SNR-H03CJA01GH001+03CJA01-K03) |  | OPERATING | OPERATING | E073 | SNR0-2E0 | F40300003 |  | SNR0
SNR-H03CJA10GH001-K05 | Varistor 3RT2 916-1JK00 (SNR-H03CJA01GH001+03CJA01-K03) |  | OPERATING | OPERATING | E073 | SNR0-2E0 | F40300003 |  | SNR0
SNR-H03CJA10GH001-K06 | Auxiliary Contactor 3RH21 22-1BF40 No.1-57 (SNR-H03CJA01GH001+03CJA01-K04-) |  | OPERATING | OPERATING | E073 | SNR0-2E0 | F40300003 |  | SNR0
SNR-H03CJA10GH001-K07 | Varistor 3RT2 916-1JL00 No.1-63 (SNR-H03CJA01GH001+03CJA01-K04-KM19) |  | OPERATING | OPERATING | E073 | SNR0-2E0 | F40300003 |  | SNR0
SNR-H03CJA10GH001-K08 | Auxiliary Contactor 3RH21 40-1BF40 No.1-6 (SNR-H03CJA01GH001+03CJA01-K11-K403) |  | OPERATING | OPERATING | E073 | SNR0-2E0 | F40300003 |  | SNR0
SNR-H03CJA10GH001-K09 | Auxiliary Contactor 3RH29 11-1HA22 No.1-25 (SNR-H03CJA01GH001+03CJA01-K11-KM03) |  | OPERATING | OPERATING | E073 | SNR0-2E0 | F40300003 |  | SNR0
SNR-H03CJA10GH001-K10 | Terminal Relay PLC-RSC-24DC/21-21 No.1 (SNR-H03CJA01GH001+03CJA01-KM201) |  | OPERATING | OPERATING | E073 | SNR0-2E0 | F40300003 |  | SNR0
SNR-H03CJA10GH001-K11 | Terminal Relay PLC-RSC-24DC/21-21 No.2 (SNR-H03CJA01GH001+03CJA01-KM202) |  | OPERATING | OPERATING | E073 | SNR0-2E0 | F40300003 |  | SNR0
SNR-H03CJA10GH001-N01 | Analog Input Module AI-6310 No.1-28 (SNR-H03CJA01GH001+03CJA01-A02-65) |  | OPERATING | OPERATING | E073 | SNR0-2E0 | F40300003 |  | SNR0
SNR-H03CJA10GH001-N02 | Analog Input Module AI-6300 No.1-16 (SNR-H03CJA01GH001+03CJA01-A72-105) |  | OPERATING | OPERATING | E073 | SNR0-2E0 | F40300003 |  | SNR0
SNR-H03CJA10GH001-N03 | Analog Ouput Module AI-6303 (SNR-H03CJA01GH001+03CJA01-A151) |  | OPERATING | OPERATING | E073 | SNR0-2E0 | F40300003 |  | SNR0
SNR-H03CJA10GH001-N04 | RS232/RS422; RS485-Converter CM-0829 (SNR-H03CJA01GH001+03CJA01-A221) |  | OPERATING | OPERATING | E073 | SNR0-2E0 | F40300003 |  | SNR0
SNR-H03CJA10GH001-P01 | Multi Function Digital Meter RIS_3430 No.1 (SNR-H03CJA01GH001+03CJA01-P05) |  | OPERATING | OPERATING | E073 | SNR0-2E0 | F40300003 |  | SNR0
SNR-H03CJA10GH001-P02 | Multi Function Digital Meter RIS_3430 No.2 (SNR-H03CJA01GH001+03CJA01-P06) |  | OPERATING | OPERATING | E073 | SNR0-2E0 | F40300003 |  | SNR0
SNR-H03CJA10GH001-S01 | Ethernet Rail Switch IE-3000-8TC-E No.1 (SNR-H03CJA01GH001+03CJA01-A301) |  | OPERATING | OPERATING | E073 | SNR0-2E0 | F40300003 |  | SNR0
SNR-H03CJA10GH001-S02 | Ethernet Rail Switch IE-3000-8TC-E No.2 (SNR-H03CJA01GH001+03CJA01-A302) |  | OPERATING | OPERATING | E073 | SNR0-2E0 | F40300003 |  | SNR0
SNR-H03CJA10GH001-S03 | Mishroom Actuator P2AMLKB4 (SNR-H03CJA01GH001+03CJA01-S01) |  | OPERATING | OPERATING | E073 | SNR0-2E0 | F40300003 |  | SNR0
SNR-H03CJA10GH001-S04 | ILPB (AMBER) 2LHLR (SNR-H03CJA01GH001+03CJA01-S02) |  | OPERATING | OPERATING | E073 | SNR0-2E0 | F40300003 |  | SNR0
SNR-H03CJA10GH001-S05 | ILPB (Red) 2LHLR (SNR-H03CJA01GH001+03CJA01-S03) |  | OPERATING | OPERATING | E073 | SNR0-2E0 | F40300003 |  | SNR0
SNR-H03CJA10GH001-S06 | Selector Switch P2AS2-2P (SNR-H03CJA01GH001+03CJA01-S08) |  | OPERATING | OPERATING | E073 | SNR0-2E0 | F40300003 |  | SNR0
SNR-H03CJA10GH001-S07 | Push Button P2AF8 (SNR-H03CJA01GH001+03CJA01-S09) |  | OPERATING | OPERATING | E073 | SNR0-2E0 | F40300003 |  | SNR0
SNR-H03CJA10GH001-S08 | Door Limit Switch SZ 4127.000 No.1-8 (SNR-H03CJA01GH001+03CJA01-S91-98) |  | OPERATING | OPERATING | E073 | SNR0-2E0 | F40300003 |  | SNR0
SNR-H03CJA10GH001-V01 | Diode ST-1N4007+UDK-RELG 2 No.1 (SNR-H03CJA01GH001+03CJA01-D01) |  | OPERATING | OPERATING | E073 | SNR0-2E0 | F40300003 |  | SNR0
SNR-H03CJA10GH001-V02 | Diode ST-1N4007+UDK-RELG 2 No.2 (SNR-H03CJA01GH001+03CJA01-D02) |  | OPERATING | OPERATING | E073 | SNR0-2E0 | F40300003 |  | SNR0
SNR-H03CJA10GH001-V03 | Power Bridge Rectifier SKB 60/16 No.1 (SNR-H03CJA01GH001+03CJA01-V01) |  | OPERATING | OPERATING | E073 | SNR0-2E0 | F40300003 |  | SNR0
SNR-H03CJA10GH001-V04 | Power Bridge Rectifier SKB 60/16 No.2 (SNR-H03CJA01GH001+03CJA01-V02) |  | OPERATING | OPERATING | E073 | SNR0-2E0 | F40300003 |  | SNR0
SNR-H03CJA10GH001-W01 | CAT6 No.1-13 (SNR-H03CJA01GH001+03CJA01-W0001-0013) |  | OPERATING | OPERATING | E073 | SNR0-2E0 | F40300003 |  | SNR0
SNR-H03CJA10GH001-W02 | USB Cable TC6-203 No.1-16 (SNR-H03CJA01GH001+03CJA01-W0021-0036) |  | OPERATING | OPERATING | E073 | SNR0-2E0 | F40300003 |  | SNR0
SNR-H03CJA10GH001-W03 | Patch Cable CAT5(4*2) AWG26/7 No.1-7 (SNR-H03CJA01GH001+03CJA01-W1018-2130) |  | OPERATING | OPERATING | E073 | SNR0-2E0 | F40300003 |  | SNR0
SNR-H03CJA10GH001-X01 | Single Socket (SNR-H03CJA01GH001+03CJA01-X91) |  | OPERATING | OPERATING | E073 | SNR0-2E0 | F40300003 |  | SNR0
SNR-H03CJA10GH001AX01 | Standstill Monitor KFD2-SR2-2.W.SM (SNR-H03CJA01GH001+03CJA01-KW01) |  | OPERATING | OPERATING | E073 | SNR0-2E0 | F40300003 |  | SNR0
SNR-H03CJA10GH001KT01 | Filter Fan SK 3322.107 No.1 (SNR-H03CJA01GH001+03CJA01-M101) |  | OPERATING | OPERATING | E073 | SNR0-2E0 | F40300003 |  | SNR0
SNR-H03CJA10GH001KT02 | Filter Fan SK 3322.107 No.2 (SNR-H03CJA01GH001+03CJA01-M102) |  | OPERATING | OPERATING | E073 | SNR0-2E0 | F40300003 |  | SNR0
SNR-H03CJA10GH001KT03 | Filter Fan SK 3322.107 No.3 (SNR-H03CJA01GH001+03CJA01-M103) |  | OPERATING | OPERATING | E073 | SNR0-2E0 | F40300003 |  | SNR0
SNR-H03CJA10GH001KT04 | Filter Fan SK 3322.107 No.4 (SNR-H03CJA01GH001+03CJA01-M104) |  | OPERATING | OPERATING | E073 | SNR0-2E0 | F40300003 |  | SNR0
SNR-H03CJA10GH001XB01 | BUS Interface Ax-PE CM-0843 No.1 (SNR-H03CJA01GH001+03CJA01-A201) |  | OPERATING | OPERATING | E073 | SNR0-2E0 | F40300003 |  | SNR0
SNR-H03CJA10GH001XB02 | BUS Interface Ax-PE CM-0843 No.2 (SNR-H03CJA01GH001+03CJA01-A202) |  | OPERATING | OPERATING | E073 | SNR0-2E0 | F40300003 |  | SNR0
SNR-H03CJA10GH001XB03 | BUS Interface Ax-PE CM-0843 No.3 (SNR-H03CJA01GH001+03CJA01-A203) |  | OPERATING | OPERATING | E073 | SNR0-2E0 | F40300003 |  | SNR0
SNR-H03CJA10GH001XB04 | BUS Interface Ax-PE CM-0843 No.4 (SNR-H03CJA01GH001+03CJA01-A204) |  | OPERATING | OPERATING | E073 | SNR0-2E0 | F40300003 |  | SNR0
SNR-H03CJA10GH001XB05 | Fiber Optic Interface CM-0847 No.1 (SNR-H03CJA01GH001+03CJA01-A222) |  | OPERATING | OPERATING | E073 | SNR0-2E0 | F40300003 |  | SNR0
SNR-H03CJA10GH001XB06 | Fiber Optic Interface CM-0847 No.2 (SNR-H03CJA01GH001+03CJA01-A223) |  | OPERATING | OPERATING | E073 | SNR0-2E0 | F40300003 |  | SNR0
SNR-H03CJA10GH001XB07 | Fieldbus Interface Star CM-0822 No.1 (SNR-H03CJA01GH001+03CJA01-A231) |  | OPERATING | OPERATING | E073 | SNR0-2E0 | F40300003 |  | SNR0
SNR-H03CJA10GH001XB08 | Fieldbus Interface Star CM-0822 No.2 (SNR-H03CJA01GH001+03CJA01-A232) |  | OPERATING | OPERATING | E073 | SNR0-2E0 | F40300003 |  | SNR0
SNR-H03CJA10GH001XB09 | Fieldbus Interface Star CM-0822 No.3 (SNR-H03CJA01GH001+03CJA01-A233) |  | OPERATING | OPERATING | E073 | SNR0-2E0 | F40300003 |  | SNR0
SNR-H03CJA10GH001XB10 | Small Factor Pluggable Module GLC-SX-MM-RGD No.1 (SNR-H03CJA01GH001+03CJA01-A301.1) |  | OPERATING | OPERATING | E073 | SNR0-2E0 | F40300003 |  | SNR0
SNR-H03CJA10GH001XB11 | Small Factor Pluggable Module GLC-SX-MM-RGD No.2 (SNR-H03CJA01GH001+03CJA01-A301.2) |  | OPERATING | OPERATING | E073 | SNR0-2E0 | F40300003 |  | SNR0
SNR-H03CJA10GH001XB12 | Small Factor Pluggable Module GLC-SX-MM-RGD No.3 (SNR-H03CJA01GH001+03CJA01-A302.1) |  | OPERATING | OPERATING | E073 | SNR0-2E0 | F40300003 |  | SNR0
SNR-H03CJA10GH001XB13 | Small Factor Pluggable Module GLC-SX-MM-RGD No.4 (SNR-H03CJA01GH001+03CJA01-A302.2) |  | OPERATING | OPERATING | E073 | SNR0-2E0 | F40300003 |  | SNR0
SNR-H03CJA10GH001XB14 | Backplane HMM64 No.1 (SNR-H03CJA01GH001+03CJA01-B101) |  | OPERATING | OPERATING | E073 | SNR0-2E0 | F40300003 |  | SNR0
SNR-H03CJA10GH001XB15 | Backplane HMM64 No.2 (SNR-H03CJA01GH001+03CJA01-B102) |  | OPERATING | OPERATING | E073 | SNR0-2E0 | F40300003 |  | SNR0
SNR-H03CJA10GH001XB16 | Backplane HMM64 No.3 (SNR-H03CJA01GH001+03CJA01-B103) |  | OPERATING | OPERATING | E073 | SNR0-2E0 | F40300003 |  | SNR0
SNR-H03CJA10GH001XB17 | Backplane HMM64 No.4 (SNR-H03CJA01GH001+03CJA01-B104) |  | OPERATING | OPERATING | E073 | SNR0-2E0 | F40300003 |  | SNR0
SNR-H03CJA10GH001XD01 | Interface Processor Module SM-2551 No.1 (SNR-H03CJA01GH001+03CJA01-A210.04) |  | OPERATING | OPERATING | E073 | SNR0-2E0 | F40300003 |  | SNR0
SNR-H03CJA10GH001XD02 | Interface Processor Module SM-2551 No.2 (SNR-H03CJA01GH001+03CJA01-A210.05) |  | OPERATING | OPERATING | E073 | SNR0-2E0 | F40300003 |  | SNR0
SNR-H03CJA10GH001XQ01 | HART Multiplexer MTL4851 No.1 (SNR-H03CJA01GH001+03CJA01-A601) |  | OPERATING | OPERATING | E073 | SNR0-2E0 | F40300003 |  | SNR0
SNR-H03CJA10GH001XQ02 | HART Multiplexer MTL4851 No.2 (SNR-H03CJA01GH001+03CJA01-A603) |  | OPERATING | OPERATING | E073 | SNR0-2E0 | F40300003 |  | SNR0
SNR-H03CJA10GH001XQ03 | HART Multiplexer MTL4851 No.3 (SNR-H03CJA01GH001+03CJA01-A605) |  | OPERATING | OPERATING | E073 | SNR0-2E0 | F40300003 |  | SNR0
SNR-H03CJA10GH001XQ04 | HART Multiplexer MTL4851 No.4 (SNR-H03CJA01GH001+03CJA01-A607) |  | OPERATING | OPERATING | E073 | SNR0-2E0 | F40300003 |  | SNR0
SNR-H03CJA10GH001XQ05 | HART Multiplexer MTL4852 No.1 (SNR-H03CJA01GH001+03CJA01-A602) |  | OPERATING | OPERATING | E073 | SNR0-2E0 | F40300003 |  | SNR0
SNR-H03CJA10GH001XQ06 | HART Multiplexer MTL4852 No.2 (SNR-H03CJA01GH001+03CJA01-A604) |  | OPERATING | OPERATING | E073 | SNR0-2E0 | F40300003 |  | SNR0
SNR-H03CJA10GH001XQ07 | HART Multiplexer MTL4852 No.3 (SNR-H03CJA01GH001+03CJA01-A606) |  | OPERATING | OPERATING | E073 | SNR0-2E0 | F40300003 |  | SNR0
SNR-H03CJA10GH001XQ08 | HART Multiplexer MTL4852 No.4 (SNR-H03CJA01GH001+03CJA01-A608) |  | OPERATING | OPERATING | E073 | SNR0-2E0 | F40300003 |  | SNR0
SNR-H03CJA10GH001XQ09 | HART Module HCU16B No.1 (SNR-H03CJA01GH001+03CJA01-A701) |  | OPERATING | OPERATING | E073 | SNR0-2E0 | F40300003 |  | SNR0
SNR-H03CJA10GH001XQ10 | HART Module HCU16B No.2 (SNR-H03CJA01GH001+03CJA01-A702) |  | OPERATING | OPERATING | E073 | SNR0-2E0 | F40300003 |  | SNR0
SNR-H03CJA10GH001XQ11 | HART Module HCU16B No.3 (SNR-H03CJA01GH001+03CJA01-A703) |  | OPERATING | OPERATING | E073 | SNR0-2E0 | F40300003 |  | SNR0
SNR-H03CJA10GH001XQ12 | HART Module HCU16B No.4 (SNR-H03CJA01GH001+03CJA01-A704) |  | OPERATING | OPERATING | E073 | SNR0-2E0 | F40300003 |  | SNR0
SNR-H03CWF | Main Control Panel |  | OPERATING | OPERATING | E073 | SNR0-2E0 | F40300003 |  | SNR0
SNR-H03CWF10 | Master SW. Control |  | OPERATING | OPERATING | E073 | SNR0-2E0 | F40300003 |  | SNR0
SNR-H03CWF10GK100 | Control Desk Board (SNR-H03APA01GH001) |  | OPERATING | OPERATING | E073 | SNR0-2E0 | F40300003 |  | SNR0
SNR-H03CWF10GK100-B01 | Enclosure Internal Thermostat SK 3110.000 (SNR-H00APA01GH001+0APA01-B100) |  | OPERATING | OPERATING | E073 | SNR0-2E0 | F40300003 |  | SNR0
SNR-H03CWF10GK100-E01 | Heater SK3116.000 (SNR-H00APA01GH001+0APA01-E01) |  | OPERATING | OPERATING | E073 | SNR0-2E0 | F40300003 |  | SNR0
SNR-H03CWF10GK100-E02 | LED Lamp (RED) 3SB 5285-6HC01 No.1-13 (SNR-H00APA01GH001+0APA01-H01-22) |  | OPERATING | OPERATING | E073 | SNR0-2E0 | F40300003 |  | SNR0
SNR-H03CWF10GK100-E03 | LED Lamp (Green) 3SB 5285-6HE01 No.1-6 (SNR-H00APA01GH001+0APA01-H04-18) |  | OPERATING | OPERATING | E073 | SNR0-2E0 | F40300003 |  | SNR0
SNR-H03CWF10GK100-E04 | Cubicle Light with Socket SZ 4138.140 (SNR-H00APA01GH001+0APA01-H91) |  | OPERATING | OPERATING | E073 | SNR0-2E0 | F40300003 |  | SNR0
SNR-H03CWF10GK100-F01 | Digital Synchronizer SYN 3000/3221en (SNR-H00APA01GH001+0APA01-A500) |  | OPERATING | OPERATING | E073 | SNR0-2E0 | F40300003 |  | SNR0
SNR-H03CWF10GK100-F02 | Miniature Circuit Breaker C60H-C-6A 2pol (CDB) (SNR-H00APA01GH001+0APA01-F01) |  | OPERATING | OPERATING | E073 | SNR0-2E0 | F40300003 |  | SNR0
SNR-H03CWF10GK100-F03 | Synchronoscope with Sync Check Contact Accuracy +/-2 (SNR-H00APA01GH001+0APA01-P03) |  | OPERATING | OPERATING | E073 | SNR0-2E0 | F40300003 |  | SNR0
SNR-H03CWF10GK100-K01 | Contactor 3RH21 22-1AP00 (SNR-H00APA01GH001+0APA01-K01) |  | OPERATING | OPERATING | E073 | SNR0-2E0 | F40300003 |  | SNR0
SNR-H03CWF10GK100-K02 | Varistor 3RT29 16-1JP00 No.1 (SNR-H00APA01GH001+0APA01-K01) |  | OPERATING | OPERATING | E073 | SNR0-2E0 | F40300003 |  | SNR0
SNR-H03CWF10GK100-K03 | Varistor 3RT29 16-1JP00 No.2 (SNR-H00APA01GH001+0APA01-K09A) |  | OPERATING | OPERATING | E073 | SNR0-2E0 | F40300003 |  | SNR0
SNR-H03CWF10GK100-K04 | Auxiliary Contactor 3RH21 22-1BG40 No.1-14 (SNR-H00APA01GH001+0APA01-K06-18) |  | OPERATING | OPERATING | E073 | SNR0-2E0 | F40300003 |  | SNR0
SNR-H03CWF10GK100-K05 | Varistor 3RT29 16-1JL00 No.1-13 (SNR-H00APA01GH001+0APA01-K06-18) |  | OPERATING | OPERATING | E073 | SNR0-2E0 | F40300003 |  | SNR0
SNR-H03CWF10GK100-K06 | Auxiliary Contact 3RH29 11-1HA22 No.1 (SNR-H00APA01GH001+0APA01-K08) |  | OPERATING | OPERATING | E073 | SNR0-2E0 | F40300003 |  | SNR0
SNR-H03CWF10GK100-K07 | Auxiliary Contact 3RH29 11-1HA22 No.2 (SNR-H00APA01GH001+0APA01-K09) |  | OPERATING | OPERATING | E073 | SNR0-2E0 | F40300003 |  | SNR0
SNR-H03CWF10GK100-K08 | Auxiliary Contact 3RH29 11-1HA22 No.3 (SNR-H00APA01GH001+0APA01-K10) |  | OPERATING | OPERATING | E073 | SNR0-2E0 | F40300003 |  | SNR0
SNR-H03CWF10GK100-K09 | Auxiliary Contact 3RH29 11-1GA40 No.1 (SNR-H00APA01GH001+0APA01-K11) |  | OPERATING | OPERATING | E073 | SNR0-2E0 | F40300003 |  | SNR0
SNR-H03CWF10GK100-K10 | Auxiliary Contact 3RH29 11-1GA40 No.2 (SNR-H00APA01GH001+0APA01-K12) |  | OPERATING | OPERATING | E073 | SNR0-2E0 | F40300003 |  | SNR0
SNR-H03CWF10GK100-K11 | Auxiliary Contact 3RH29 11-1GA40 No.3 (SNR-H00APA01GH001+0APA01-K13) |  | OPERATING | OPERATING | E073 | SNR0-2E0 | F40300003 |  | SNR0
SNR-H03CWF10GK100-K12 | Auxiliary Contact 3RH29 11-1GA40 No.4 (SNR-H00APA01GH001+0APA01-K14) |  | OPERATING | OPERATING | E073 | SNR0-2E0 | F40300003 |  | SNR0
SNR-H03CWF10GK100-P01 | MW Meter WL96 V3B (SNR-H00APA01GH001+0APA01-M01) |  | OPERATING | OPERATING | E073 | SNR0-2E0 | F40300003 |  | SNR0
SNR-H03CWF10GK100-P02 | MVAr Meter WL96 V3B (SNR-H00APA01GH001+0APA01-M02) |  | OPERATING | OPERATING | E073 | SNR0-2E0 | F40300003 |  | SNR0
SNR-H03CWF10GK100-P03 | MVA Meter WL96 V3B (SNR-H00APA01GH001+0APA01-M03) |  | OPERATING | OPERATING | E073 | SNR0-2E0 | F40300003 |  | SNR0
SNR-H03CWF10GK100-P04 | Double Frequency Meter ELFD 96 (SNR-H00APA01GH001+0APA01-P02) |  | OPERATING | OPERATING | E073 | SNR0-2E0 | F40300003 |  | SNR0
SNR-H03CWF10GK100-P05 | Double Scale Voltmeter SIF 96 (SNR-H00APA01GH001+0APA01-P04) |  | OPERATING | OPERATING | E073 | SNR0-2E0 | F40300003 |  | SNR0
SNR-H03CWF10GK100-P06 | Double Frequency Meter ZQ96 (SNR-H00APA01GH001+0APA01-P05) |  | OPERATING | OPERATING | E073 | SNR0-2E0 | F40300003 |  | SNR0
SNR-H03CWF10GK100-P07 | AmpereMeter V-PQS96 (SNR-H00APA01GH001+0APA01-P06) |  | OPERATING | OPERATING | E073 | SNR0-2E0 | F40300003 |  | SNR0
SNR-H03CWF10GK100-P08 | Voltmeter V-VL96 (SNR-H00APA01GH001+0APA01-P07) |  | OPERATING | OPERATING | E073 | SNR0-2E0 | F40300003 |  | SNR0
SNR-H03CWF10GK100-S01 | Selector Switch P2AS2-2P 1NO+1NC No.1 (SNR-H00APA01GH001+0APA01-S04) |  | OPERATING | OPERATING | E073 | SNR0-2E0 | F40300003 |  | SNR0
SNR-H03CWF10GK100-S02 | Selector Switch P2AS2-2P 1NO+1NC No.2 (SNR-H00APA01GH001+0APA01-S11) |  | OPERATING | OPERATING | E073 | SNR0-2E0 | F40300003 |  | SNR0
SNR-H03CWF10GK100-S03 | Selector Switch P2AS2-2P 1NO+1NC No.3 (SNR-H00APA01GH001+0APA01-S13) |  | OPERATING | OPERATING | E073 | SNR0-2E0 | F40300003 |  | SNR0
SNR-H03CWF10GK100-S04 | Selector Switch P2AS2-2P 1NC No.1 (SNR-H00APA01GH001+0APA01-S05) |  | OPERATING | OPERATING | E073 | SNR0-2E0 | F40300003 |  | SNR0
SNR-H03CWF10GK100-S05 | Selector Switch P2AS2-E3PSR 2NO No.1 (SNR-H00APA01GH001+0APA01-S06) |  | OPERATING | OPERATING | E073 | SNR0-2E0 | F40300003 |  | SNR0
SNR-H03CWF10GK100-S06 | Selector Switch P2AS2-E3PSR 2NO No.2 (SNR-H00APA01GH001+0APA01-S07) |  | OPERATING | OPERATING | E073 | SNR0-2E0 | F40300003 |  | SNR0
SNR-H03CWF10GK100-S07 | Selector Switch P2AS2-E3PSR 2NO No.3 (SNR-H00APA01GH001+0APA01-S21) |  | OPERATING | OPERATING | E073 | SNR0-2E0 | F40300003 |  | SNR0
SNR-H03CWF10GK100-S08 | Selector Switch P2AS2-E3PSR 2NO No.4 (SNR-H00APA01GH001+0APA01-S22) |  | OPERATING | OPERATING | E073 | SNR0-2E0 | F40300003 |  | SNR0
SNR-H03CWF10GK100-S09 | Selector Switch P2AS2-E3PSR 2NO No.5 (SNR-H00APA01GH001+0APA01-S23) |  | OPERATING | OPERATING | E073 | SNR0-2E0 | F40300003 |  | SNR0
SNR-H03CWF10GK100-S10 | Selector Switch P2AS2-E3PSR 2NO No.6 (SNR-H00APA01GH001+0APA01-S24) |  | OPERATING | OPERATING | E073 | SNR0-2E0 | F40300003 |  | SNR0
SNR-H03CWF10GK100-S11 | Push Button P2AF8 No.1 (SNR-H00APA01GH001+0APA01-S09) |  | OPERATING | OPERATING | E073 | SNR0-2E0 | F40300003 |  | SNR0
SNR-H03CWF10GK100-S12 | Push Button P2AF8 No.2 (SNR-H00APA01GH001+0APA01-S12) |  | OPERATING | OPERATING | E073 | SNR0-2E0 | F40300003 |  | SNR0
SNR-H03CWF10GK100-S13 | Selector Switch P2AS2-E3PSR 1NO+1NC (SNR-H00APA01GH001+0APA01-S10) |  | OPERATING | OPERATING | E073 | SNR0-2E0 | F40300003 |  | SNR0
SNR-H03CWF10GK100-S14 | Mushroom Actuator P2AMLKB4 No.1 (SNR-H00APA01GH001+0APA01-S14) |  | OPERATING | OPERATING | E073 | SNR0-2E0 | F40300003 |  | SNR0
SNR-H03CWF10GK100-S15 | Mushroom Actuator P2AMLKB4 No.2 (SNR-H00APA01GH001+0APA01-S15) |  | OPERATING | OPERATING | E073 | SNR0-2E0 | F40300003 |  | SNR0
SNR-H03CWF10GK100-S16 | Door Limit Switch SZ4127.000 (SNR-H00APA01GH001+0APA01-S91) |  | OPERATING | OPERATING | E073 | SNR0-2E0 | F40300003 |  | SNR0
SNR-H03CWF10GK100-T01 | Voltage Transformer TJP6.1 (SNR-H00APA01GH001+0APA01-T01) |  | OPERATING | OPERATING | E073 | SNR0-2E0 | F40300003 |  | SNR0
SNR-H03CWF10GK100-V01 | Diode ST-1N4007+UDK-RELG2 (CDB) No.1-19 (SNR-H00APA01GH001+0APA01-D01-19) |  | OPERATING | OPERATING | E073 | SNR0-2E0 | F40300003 |  | SNR0
SNR-H03CWF10GK100-W01 | Patch Cable CAT5(4x2) AWG26/7 (SNR-H00CMA01GH001+00CMA01-W1018) |  | OPERATING | OPERATING | E073 | SNR0-2E0 | F40300003 |  | SNR0
SNR-H03CWF20 | HMI |  | OPERATING | OPERATING | E073 | SNR0-2E0 | F40300003 |  | SNR0
SNR-H03L | Intake System |  | OPERATING | OPERATING | E073 | SNR0-2M0 | F40300003 |  | SNR0
SNR-H03LP | Intake System |  | OPERATING | OPERATING | E073 | SNR0-2M0 | F40300003 |  | SNR0
SNR-H03LPA | Intake Trash Rack |  | OPERATING | OPERATING | E073 | SNR0-2M0 | F40300003 |  | SNR0
SNR-H03LPA10 | Trash Rask Row.01 |  | OPERATING | OPERATING | E073 | SNR0-2M0 | F40300003 |  | SNR0
SNR-H03LPA10AT001 | Trash Rask Row.01 No.1-4 |  | OPERATING | OPERATING | E073 | SNR0-2M0 | F40300003 |  | SNR0
SNR-H03LPA10AT001KT01 | Rack No.1 |  | OPERATING | OPERATING | E073 | SNR0-2M0 | F40300003 |  | SNR0
SNR-H03LPA10AT001KT02 | Rack No.2 |  | OPERATING | OPERATING | E073 | SNR0-2M0 | F40300003 |  | SNR0
SNR-H03LPA10AT001KT03 | Rack No.3 |  | OPERATING | OPERATING | E073 | SNR0-2M0 | F40300003 |  | SNR0
SNR-H03LPA10AT001KT04 | Rack No.4 |  | OPERATING | OPERATING | E073 | SNR0-2M0 | F40300003 |  | SNR0
SNR-H03LPA20 | Trash Rask Row.02 |  | OPERATING | OPERATING | E073 | SNR0-2M0 | F40300003 |  | SNR0
SNR-H03LPA20AT001 | Trash Rask Row.02 No.1-4 |  | OPERATING | OPERATING | E073 | SNR0-2M0 | F40300003 |  | SNR0
SNR-H03LPA20AT001KT01 | Rack No.1 |  | OPERATING | OPERATING | E073 | SNR0-2M0 | F40300003 |  | SNR0
SNR-H03LPA20AT001KT02 | Rack No.2 |  | OPERATING | OPERATING | E073 | SNR0-2M0 | F40300003 |  | SNR0
SNR-H03LPA20AT001KT03 | Rack No.3 |  | OPERATING | OPERATING | E073 | SNR0-2M0 | F40300003 |  | SNR0
SNR-H03LPA20AT001KT04 | Rack No.4 |  | OPERATING | OPERATING | E073 | SNR0-2M0 | F40300003 |  | SNR0
SNR-H03LPB | Gate&Servomotor |  | OPERATING | OPERATING | E073 | SNR0-2M0 | F40300003 |  | SNR0
SNR-H03LPB10 | Intake Gate |  | OPERATING | OPERATING | E073 | SNR0-2M0 | F40300003 |  | SNR0
SNR-H03LPB10AB001 | Gate & Servomotor |  | OPERATING | OPERATING | E073 | SNR0-2M0 | F40300003 |  | SNR0
SNR-H03LPB10AB001KA01 | Filling Valve |  | OPERATING | OPERATING | E073 | SNR0-2M0 | F40300003 |  | SNR0
SNR-H03LPB10AB001KB01 | Gate |  | OPERATING | OPERATING | E073 | SNR0-2M0 | F40300003 |  | SNR0
SNR-H03LPB10AB001KE01 | Servomotor |  | OPERATING | OPERATING | E073 | SNR0-2M0 | F40300003 |  | SNR0
SNR-H03LPB10BR001 | Head Tank |  | OPERATING | OPERATING | E073 | SNR0-2M0 | F40300003 |  | SNR0
SNR-H03LPC | Penstock |  | OPERATING | OPERATING | E073 | SNR0-2M0 | F40300003 |  | SNR0
SNR-H03LPC10 | Penstock Pipe |  | OPERATING | OPERATING | E073 | SNR0-2M0 | F40300003 |  | SNR0
SNR-H03LPC10AA001 | Valve Drain Penstock |  | OPERATING | OPERATING | E073 | SNR0-2M0 | F40300003 |  | SNR0
SNR-H03LPC10BQ001 | Expention Joint Unit 3 |  | OPERATING | OPERATING | E073 | SNR0-2M0 | F40300003 |  | SNR0
SNR-H03LPC10BR001 | Pipe |  | OPERATING | OPERATING | E073 | SNR0-2M0 | F40300003 |  | SNR0
SNR-H03LPC10CF001 | Penstock Water Flow Transmitter (SNR-H03MEA11CF001) |  | OPERATING | OPERATING | E073 | SNR0-2E0 | F40300003 |  | SNR0
SNR-H03LPY | Hydraulic Control |  | OPERATING | OPERATING | E073 | SNR0-2M0 | F40300003 |  | SNR0
SNR-H03LPY10 | Hydraulic Control Device |  | OPERATING | OPERATING | E073 | SNR0-2M0 | F40300003 |  | SNR0
SNR-H03LPY10AA001 | Check Valve (PC1-1-I) |  | OPERATING | OPERATING | E073 | SNR0-2M0 | F40300003 |  | SNR0
SNR-H03LPY10AA002 | Check Valve (PC2-1-I) |  | OPERATING | OPERATING | E073 | SNR0-2M0 | F40300003 |  | SNR0
SNR-H03LPY10AA003 | Check Valve (PC3-1-I) |  | OPERATING | OPERATING | E073 | SNR0-2M0 | F40300003 |  | SNR0
SNR-H03LPY10AA004 | Check Valve (CA3-1-I) |  | OPERATING | OPERATING | E073 | SNR0-2M0 | F40300003 |  | SNR0
SNR-H03LPY10AA005 | Check Valve (CA4-1-I) |  | OPERATING | OPERATING | E073 | SNR0-2M0 | F40300003 |  | SNR0
SNR-H03LPY10AA006 | Check Valve (CA5-1-I) |  | OPERATING | OPERATING | E073 | SNR0-2M0 | F40300003 |  | SNR0
SNR-H03LPY10AA007 | Check Valve (CA6-1-I) |  | OPERATING | OPERATING | E073 | SNR0-2M0 | F40300003 |  | SNR0
SNR-H03LPY10AA008 | Solenoid Valve (S2-1-I) |  | OPERATING | OPERATING | E073 | SNR0-2M0 | F40300003 |  | SNR0
SNR-H03LPY10AA009 | Solenoid Valve (S3-1-I) |  | OPERATING | OPERATING | E073 | SNR0-2M0 | F40300003 |  | SNR0
SNR-H03LPY10AA010 | Solenoid Valve (S4-1-I) |  | OPERATING | OPERATING | E073 | SNR0-2M0 | F40300003 |  | SNR0
SNR-H03LPY10AA011 | Solenoid Valve (S5-1-I) |  | OPERATING | OPERATING | E073 | SNR0-2M0 | F40300003 |  | SNR0
SNR-H03LPY10AA012 | Solenoid Valve (S6-1-I) |  | OPERATING | OPERATING | E073 | SNR0-2M0 | F40300003 |  | SNR0
SNR-H03LPY10AA013 | Solenoid Valve (S7-1-I) |  | OPERATING | OPERATING | E073 | SNR0-2M0 | F40300003 |  | SNR0
SNR-H03LPY10AA014 | Solenoid Valve (S8-1-I) |  | OPERATING | OPERATING | E073 | SNR0-2M0 | F40300003 |  | SNR0
SNR-H03LPY10AA015 | Manual Valve (MV1-1-I) |  | OPERATING | OPERATING | E073 | SNR0-2M0 | F40300003 |  | SNR0
SNR-H03LPY10AA016 | Flow Control Valve (MC1-1-I) |  | OPERATING | OPERATING | E073 | SNR0-2M0 | F40300003 |  | SNR0
SNR-H03LPY10AA017 | Flow Control Valve (MC2-1-I) |  | OPERATING | OPERATING | E073 | SNR0-2M0 | F40300003 |  | SNR0
SNR-H03LPY10AA018 | Flow Control Valve (CF1-1-I) |  | OPERATING | OPERATING | E073 | SNR0-2M0 | F40300003 |  | SNR0
SNR-H03LPY10AA019 | Flow Control Valve (CG1-1-I) |  | OPERATING | OPERATING | E073 | SNR0-2M0 | F40300003 |  | SNR0
SNR-H03LPY10AA020 | Valve (ST1-1-I)-NC |  | OPERATING | OPERATING | E073 | SNR0-2M0 | F40300003 |  | SNR0
SNR-H03LPY10AA021 | Valve (ST2-1-I)-NC |  | OPERATING | OPERATING | E073 | SNR0-2M0 | F40300003 |  | SNR0
SNR-H03LPY10AA022 | Valve (ST3-1-I)-NO |  | OPERATING | OPERATING | E073 | SNR0-2M0 | F40300003 |  | SNR0
SNR-H03LPY10AA023 | Valve (ST4-1-I)-NO |  | OPERATING | OPERATING | E073 | SNR0-2M0 | F40300003 |  | SNR0
SNR-H03LPY10AA024 | Valve (ST5-1-I)-NC |  | OPERATING | OPERATING | E073 | SNR0-2M0 | F40300003 |  | SNR0
SNR-H03LPY10AA025 | Valve (ST6-1-I)-NC |  | OPERATING | OPERATING | E073 | SNR0-2M0 | F40300003 |  | SNR0
SNR-H03LPY10AA026 | Valve (ST7-1)-NO |  | OPERATING | OPERATING | E073 | SNR0-2M0 | F40300003 |  | SNR0
SNR-H03LPY10AA027 | Valve (ST8-1)-NO |  | OPERATING | OPERATING | E073 | SNR0-2M0 | F40300003 |  | SNR0
SNR-H03LPY10AA028 | Valve (ST9-1)-NC |  | OPERATING | OPERATING | E073 | SNR0-2M0 | F40300003 |  | SNR0
SNR-H03LPY10AA029 | Relief Valve (SE1-1) |  | OPERATING | OPERATING | E073 | SNR0-2M0 | F40300003 |  | SNR0
SNR-H03LPY10AE001 | Aux. Hoist |  | OPERATING | OPERATING | E073 | SNR0-2M0 | F40300003 |  | SNR0
SNR-H03LPY10CE001 | Limit Switch Set |  | OPERATING | OPERATING | E073 | SNR0-2E0 | F40300003 |  | SNR0
SNR-H03LPY10CP001 | Pressure Switch (PS2-1-I) |  | OPERATING | OPERATING | E073 | SNR0-2E0 | F40300003 |  | SNR0
SNR-H03LPY10CP002 | Pressure Switch (PS4-1-I) |  | OPERATING | OPERATING | E073 | SNR0-2E0 | F40300003 |  | SNR0
SNR-H03LPY10CP003 | Pressure Switch (PS5-1-I) |  | OPERATING | OPERATING | E073 | SNR0-2E0 | F40300003 |  | SNR0
SNR-H03LPY10CP004 | Pressure Gauge (PG4-1-I) |  | OPERATING | OPERATING | E073 | SNR0-2E0 | F40300003 |  | SNR0
SNR-H03LPY10CP005 | Pressure Gauge (PG5-1-I) |  | OPERATING | OPERATING | E073 | SNR0-2E0 | F40300003 |  | SNR0
SNR-H03M | Mechanical (Turbine and Generator) |  | OPERATING | OPERATING | E073 | SNR0-2M0 | F40300003 |  | SNR0
SNR-H03ME | Hydraulic Turbine Plant |  | OPERATING | OPERATING | E073 | SNR0-2M0 | F40300003 |  | SNR0
SNR-H03MEA | Hydraulic Turbine |  | OPERATING | OPERATING | E073 | SNR0-2M0 | F40300003 |  | SNR0
SNR-H03MEA10 | Spiral Case |  | OPERATING | OPERATING | E073 | SNR0-2M0 | F40300003 |  | SNR0
SNR-H03MEA10CL001 | Turbine Pit Level |  | OPERATING | OPERATING | E073 | SNR0-2E0 | F40300003 |  | SNR0
SNR-H03MEA10CL001-S01 | Turbine Pit Flooded Alarm 1,2 Level Switch (SNE-H03MEA11CL301-S01) |  | OPERATING | OPERATING | E073 | SNR0-2E0 | F40300003 |  | SNR0
SNR-H03MEA10CL001-S02 | Turbine Pit Flooded Trip Level Switch (SNR-H03MEA11CL302-S01) |  | OPERATING | OPERATING | E073 | SNR0-2E0 | F40300003 |  | SNR0
SNR-H03MEA10CP001 | Turbine Core Pressure Transmitter (Spiral Case) (SNR-H03MEA11CP001) |  | OPERATING | OPERATING | E073 | SNR0-2E0 | F40300003 |  | SNR0
SNR-H03MEA10CP002 | Spiral case Pressure Gauge (SNR-H03MEA11CP501) |  | OPERATING | OPERATING | E073 | SNR0-2E0 | F40300003 |  | SNR0
SNR-H03MEA10HA001 | Spiral Case |  | OPERATING | OPERATING | E073 | SNR0-2M0 | F40300003 |  | SNR0
SNR-H03MEA10HA001KB01 | Manhole Spiral Case |  | OPERATING | OPERATING | E073 | SNR0-2M0 | F40300003 |  | SNR0
SNR-H03MEA20 | Guide Vane Mechanism & Servomotor |  | OPERATING | OPERATING | E073 | SNR0-2M0 | F40300003 |  | SNR0
SNR-H03MEA20HA001 | Operating Ring |  | OPERATING | OPERATING | E073 | SNR0-2M0 | F40300003 |  | SNR0
SNR-H03MEA20HA002 | Servomotor Link L |  | OPERATING | OPERATING | E073 | SNR0-2M0 | F40300003 |  | SNR0
SNR-H03MEA20HA003 | Servomotor Link R |  | OPERATING | OPERATING | E073 | SNR0-2M0 | F40300003 |  | SNR0
SNR-H03MEA20HA101 | Guide Vane Set No.01 |  | OPERATING | OPERATING | E073 | SNR0-2M0 | F40300003 |  | SNR0
SNR-H03MEA20HA101KB01 | Guide Vane No.01 |  | OPERATING | OPERATING | E073 | SNR0-2M0 | F40300003 |  | SNR0
SNR-H03MEA20HA101KE01 | Arm Lever Guide Vane No.01 |  | OPERATING | OPERATING | E073 | SNR0-2M0 | F40300003 |  | SNR0
SNR-H03MEA20HA101KE02 | Pin No.01 |  | OPERATING | OPERATING | E073 | SNR0-2M0 | F40300003 |  | SNR0
SNR-H03MEA20HA101KE03 | Eccentric Pin No.01 |  | OPERATING | OPERATING | E073 | SNR0-2M0 | F40300003 |  | SNR0
SNR-H03MEA20HA101MU01 | Guide Vane Link No.01 |  | OPERATING | OPERATING | E073 | SNR0-2M0 | F40300003 |  | SNR0
SNR-H03MEA20HA102 | Guide Vane Set No.02 |  | OPERATING | OPERATING | E073 | SNR0-2M0 | F40300003 |  | SNR0
SNR-H03MEA20HA102KB01 | Guide Vane No.02 |  | OPERATING | OPERATING | E073 | SNR0-2M0 | F40300003 |  | SNR0
SNR-H03MEA20HA102KE01 | Arm Lever Guide Vane No.02 |  | OPERATING | OPERATING | E073 | SNR0-2M0 | F40300003 |  | SNR0
SNR-H03MEA20HA102KE02 | Pin No.02 |  | OPERATING | OPERATING | E073 | SNR0-2M0 | F40300003 |  | SNR0
SNR-H03MEA20HA102KE03 | Eccentric Pin No.02 |  | OPERATING | OPERATING | E073 | SNR0-2M0 | F40300003 |  | SNR0
SNR-H03MEA20HA102MU01 | Guide Vane Link No.02 Bending Link |  | OPERATING | OPERATING | E073 | SNR0-2M0 | F40300003 |  | SNR0
SNR-H03MEA20HA103 | Guide Vane Set No.03 |  | OPERATING | OPERATING | E073 | SNR0-2M0 | F40300003 |  | SNR0
SNR-H03MEA20HA103KB01 | Guide Vane No.03 |  | OPERATING | OPERATING | E073 | SNR0-2M0 | F40300003 |  | SNR0
SNR-H03MEA20HA103KE01 | Arm Lever Guide Vane No.03 |  | OPERATING | OPERATING | E073 | SNR0-2M0 | F40300003 |  | SNR0
SNR-H03MEA20HA103KE02 | Pin No.03 |  | OPERATING | OPERATING | E073 | SNR0-2M0 | F40300003 |  | SNR0
SNR-H03MEA20HA103KE03 | Eccentric Pin No.03 |  | OPERATING | OPERATING | E073 | SNR0-2M0 | F40300003 |  | SNR0
SNR-H03MEA20HA103MU01 | Guide Vane Link No.03 |  | OPERATING | OPERATING | E073 | SNR0-2M0 | F40300003 |  | SNR0
SNR-H03MEA20HA104 | Guide Vane Set No.04 |  | OPERATING | OPERATING | E073 | SNR0-2M0 | F40300003 |  | SNR0
SNR-H03MEA20HA104KB01 | Guide Vane No.04 |  | OPERATING | OPERATING | E073 | SNR0-2M0 | F40300003 |  | SNR0
SNR-H03MEA20HA104KE01 | Arm Lever Guide Vane No.04 |  | OPERATING | OPERATING | E073 | SNR0-2M0 | F40300003 |  | SNR0
SNR-H03MEA20HA104KE02 | Pin No.04 |  | OPERATING | OPERATING | E073 | SNR0-2M0 | F40300003 |  | SNR0
SNR-H03MEA20HA104KE03 | Eccentric Pin No.04 |  | OPERATING | OPERATING | E073 | SNR0-2M0 | F40300003 |  | SNR0
SNR-H03MEA20HA104MU01 | Guide Vane Link No.04 Bending Link |  | OPERATING | OPERATING | E073 | SNR0-2M0 | F40300003 |  | SNR0
SNR-H03MEA20HA105 | Guide Vane Set No.05 |  | OPERATING | OPERATING | E073 | SNR0-2M0 | F40300003 |  | SNR0
SNR-H03MEA20HA105KB01 | Guide Vane No.05 |  | OPERATING | OPERATING | E073 | SNR0-2M0 | F40300003 |  | SNR0
SNR-H03MEA20HA105KE01 | Arm Lever Guide Vane No.05 |  | OPERATING | OPERATING | E073 | SNR0-2M0 | F40300003 |  | SNR0
SNR-H03MEA20HA105KE02 | Pin No.05 |  | OPERATING | OPERATING | E073 | SNR0-2M0 | F40300003 |  | SNR0
SNR-H03MEA20HA105KE03 | Eccentric Pin No.05 |  | OPERATING | OPERATING | E073 | SNR0-2M0 | F40300003 |  | SNR0
SNR-H03MEA20HA105MU01 | Guide Vane Link No.05 |  | OPERATING | OPERATING | E073 | SNR0-2M0 | F40300003 |  | SNR0
SNR-H03MEA20HA106 | Guide Vane Set No.06 |  | OPERATING | OPERATING | E073 | SNR0-2M0 | F40300003 |  | SNR0
SNR-H03MEA20HA106KB01 | Guide Vane No.06 |  | OPERATING | OPERATING | E073 | SNR0-2M0 | F40300003 |  | SNR0
SNR-H03MEA20HA106KE01 | Arm Lever Guide Vane No.06 |  | OPERATING | OPERATING | E073 | SNR0-2M0 | F40300003 |  | SNR0
SNR-H03MEA20HA106KE02 | Pin No.06 |  | OPERATING | OPERATING | E073 | SNR0-2M0 | F40300003 |  | SNR0
SNR-H03MEA20HA106KE03 | Eccentric Pin No.06 |  | OPERATING | OPERATING | E073 | SNR0-2M0 | F40300003 |  | SNR0
SNR-H03MEA20HA106MU01 | Guide Vane Link No.06 Bending Link |  | OPERATING | OPERATING | E073 | SNR0-2M0 | F40300003 |  | SNR0
SNR-H03MEA20HA107 | Guide Vane Set No.07 |  | OPERATING | OPERATING | E073 | SNR0-2M0 | F40300003 |  | SNR0
SNR-H03MEA20HA107KB01 | Guide Vane No.07 |  | OPERATING | OPERATING | E073 | SNR0-2M0 | F40300003 |  | SNR0
SNR-H03MEA20HA107KE01 | Arm Lever Guide Vane No.07 |  | OPERATING | OPERATING | E073 | SNR0-2M0 | F40300003 |  | SNR0
SNR-H03MEA20HA107KE02 | Pin No.07 |  | OPERATING | OPERATING | E073 | SNR0-2M0 | F40300003 |  | SNR0
SNR-H03MEA20HA107KE03 | Eccentric Pin No.07 |  | OPERATING | OPERATING | E073 | SNR0-2M0 | F40300003 |  | SNR0
SNR-H03MEA20HA107MU01 | Guide Vane Link No.07 |  | OPERATING | OPERATING | E073 | SNR0-2M0 | F40300003 |  | SNR0
SNR-H03MEA20HA108 | Guide Vane Set No.08 |  | OPERATING | OPERATING | E073 | SNR0-2M0 | F40300003 |  | SNR0
SNR-H03MEA20HA108KB01 | Guide Vane No.08 |  | OPERATING | OPERATING | E073 | SNR0-2M0 | F40300003 |  | SNR0
SNR-H03MEA20HA108KE01 | Arm Lever Guide Vane No.08 |  | OPERATING | OPERATING | E073 | SNR0-2M0 | F40300003 |  | SNR0
SNR-H03MEA20HA108KE02 | Pin No.08 |  | OPERATING | OPERATING | E073 | SNR0-2M0 | F40300003 |  | SNR0
SNR-H03MEA20HA108KE03 | Eccentric Pin No.08 |  | OPERATING | OPERATING | E073 | SNR0-2M0 | F40300003 |  | SNR0
SNR-H03MEA20HA108MU01 | Guide Vane Link No.08 Bending Link |  | OPERATING | OPERATING | E073 | SNR0-2M0 | F40300003 |  | SNR0
SNR-H03MEA20HA109 | Guide Vane Set No.09 |  | OPERATING | OPERATING | E073 | SNR0-2M0 | F40300003 |  | SNR0
SNR-H03MEA20HA109KB01 | Guide Vane No.09 |  | OPERATING | OPERATING | E073 | SNR0-2M0 | F40300003 |  | SNR0
SNR-H03MEA20HA109KE01 | Arm Lever Guide Vane No.09 |  | OPERATING | OPERATING | E073 | SNR0-2M0 | F40300003 |  | SNR0
SNR-H03MEA20HA109KE02 | Pin No.09 |  | OPERATING | OPERATING | E073 | SNR0-2M0 | F40300003 |  | SNR0
SNR-H03MEA20HA109KE03 | Eccentric Pin No.09 |  | OPERATING | OPERATING | E073 | SNR0-2M0 | F40300003 |  | SNR0
SNR-H03MEA20HA109MU01 | Guide Vane Link No.09 |  | OPERATING | OPERATING | E073 | SNR0-2M0 | F40300003 |  | SNR0
SNR-H03MEA20HA110 | Guide Vane Set No.10 |  | OPERATING | OPERATING | E073 | SNR0-2M0 | F40300003 |  | SNR0
SNR-H03MEA20HA110KB01 | Guide Vane No.10 |  | OPERATING | OPERATING | E073 | SNR0-2M0 | F40300003 |  | SNR0
SNR-H03MEA20HA110KE01 | Arm Lever Guide Vane No.10 |  | OPERATING | OPERATING | E073 | SNR0-2M0 | F40300003 |  | SNR0
SNR-H03MEA20HA110KE02 | Pin No.10 |  | OPERATING | OPERATING | E073 | SNR0-2M0 | F40300003 |  | SNR0
SNR-H03MEA20HA110KE03 | Eccentric Pin No.10 |  | OPERATING | OPERATING | E073 | SNR0-2M0 | F40300003 |  | SNR0
SNR-H03MEA20HA110MU01 | Guide Vane Link No.10 Bending Link |  | OPERATING | OPERATING | E073 | SNR0-2M0 | F40300003 |  | SNR0
SNR-H03MEA20HA111 | Guide Vane Set No.11 |  | OPERATING | OPERATING | E073 | SNR0-2M0 | F40300003 |  | SNR0
SNR-H03MEA20HA111KB01 | Guide Vane No.11 |  | OPERATING | OPERATING | E073 | SNR0-2M0 | F40300003 |  | SNR0
SNR-H03MEA20HA111KE01 | Arm Lever Guide Vane No.11 |  | OPERATING | OPERATING | E073 | SNR0-2M0 | F40300003 |  | SNR0
SNR-H03MEA20HA111KE02 | Pin No.11 |  | OPERATING | OPERATING | E073 | SNR0-2M0 | F40300003 |  | SNR0
SNR-H03MEA20HA111KE03 | Eccentric Pin No.11 |  | OPERATING | OPERATING | E073 | SNR0-2M0 | F40300003 |  | SNR0
SNR-H03MEA20HA111MU01 | Guide Vane Link No.11 |  | OPERATING | OPERATING | E073 | SNR0-2M0 | F40300003 |  | SNR0
SNR-H03MEA20HA112 | Guide Vane Set No.12 |  | OPERATING | OPERATING | E073 | SNR0-2M0 | F40300003 |  | SNR0
SNR-H03MEA20HA112KB01 | Guide Vane No.12 |  | OPERATING | OPERATING | E073 | SNR0-2M0 | F40300003 |  | SNR0
SNR-H03MEA20HA112KE01 | Arm Lever Guide Vane No.12 |  | OPERATING | OPERATING | E073 | SNR0-2M0 | F40300003 |  | SNR0
SNR-H03MEA20HA112KE02 | Pin No.12 |  | OPERATING | OPERATING | E073 | SNR0-2M0 | F40300003 |  | SNR0
SNR-H03MEA20HA112KE03 | Eccentric Pin No.12 |  | OPERATING | OPERATING | E073 | SNR0-2M0 | F40300003 |  | SNR0
SNR-H03MEA20HA112MU01 | Guide Vane Link No.12 Bending Link |  | OPERATING | OPERATING | E073 | SNR0-2M0 | F40300003 |  | SNR0
SNR-H03MEA20HA113 | Guide Vane Set No.13 |  | OPERATING | OPERATING | E073 | SNR0-2M0 | F40300003 |  | SNR0
SNR-H03MEA20HA113KB01 | Guide Vane No.13 |  | OPERATING | OPERATING | E073 | SNR0-2M0 | F40300003 |  | SNR0
SNR-H03MEA20HA113KE01 | Arm Lever Guide Vane No.13 |  | OPERATING | OPERATING | E073 | SNR0-2M0 | F40300003 |  | SNR0
SNR-H03MEA20HA113KE02 | Pin No.13 |  | OPERATING | OPERATING | E073 | SNR0-2M0 | F40300003 |  | SNR0
SNR-H03MEA20HA113KE03 | Eccentric Pin No.13 |  | OPERATING | OPERATING | E073 | SNR0-2M0 | F40300003 |  | SNR0
SNR-H03MEA20HA113MU01 | Guide Vane Link No.13 |  | OPERATING | OPERATING | E073 | SNR0-2M0 | F40300003 |  | SNR0
SNR-H03MEA20HA114 | Guide Vane Set No.14 |  | OPERATING | OPERATING | E073 | SNR0-2M0 | F40300003 |  | SNR0
SNR-H03MEA20HA114KB01 | Guide Vane No.14 |  | OPERATING | OPERATING | E073 | SNR0-2M0 | F40300003 |  | SNR0
SNR-H03MEA20HA114KE01 | Arm Lever Guide Vane No.14 |  | OPERATING | OPERATING | E073 | SNR0-2M0 | F40300003 |  | SNR0
SNR-H03MEA20HA114KE02 | Pin No.14 |  | OPERATING | OPERATING | E073 | SNR0-2M0 | F40300003 |  | SNR0
SNR-H03MEA20HA114KE03 | Eccentric Pin No.14 |  | OPERATING | OPERATING | E073 | SNR0-2M0 | F40300003 |  | SNR0
SNR-H03MEA20HA114MU01 | Guide Vane Link No.14 Bending Link |  | OPERATING | OPERATING | E073 | SNR0-2M0 | F40300003 |  | SNR0
SNR-H03MEA20HA115 | Guide Vane Set No.15 |  | OPERATING | OPERATING | E073 | SNR0-2M0 | F40300003 |  | SNR0
SNR-H03MEA20HA115KB01 | Guide Vane No.15 |  | OPERATING | OPERATING | E073 | SNR0-2M0 | F40300003 |  | SNR0
SNR-H03MEA20HA115KE01 | Arm Lever Guide Vane No.15 |  | OPERATING | OPERATING | E073 | SNR0-2M0 | F40300003 |  | SNR0
SNR-H03MEA20HA115KE02 | Pin No.15 |  | OPERATING | OPERATING | E073 | SNR0-2M0 | F40300003 |  | SNR0
SNR-H03MEA20HA115KE03 | Eccentric Pin No.15 |  | OPERATING | OPERATING | E073 | SNR0-2M0 | F40300003 |  | SNR0
SNR-H03MEA20HA115MU01 | Guide Vane Link No.15 |  | OPERATING | OPERATING | E073 | SNR0-2M0 | F40300003 |  | SNR0
SNR-H03MEA20HA116 | Guide Vane Set No.16 |  | OPERATING | OPERATING | E073 | SNR0-2M0 | F40300003 |  | SNR0
SNR-H03MEA20HA116KB01 | Guide Vane No.16 |  | OPERATING | OPERATING | E073 | SNR0-2M0 | F40300003 |  | SNR0
SNR-H03MEA20HA116KE01 | Arm Lever Guide Vane No.16 |  | OPERATING | OPERATING | E073 | SNR0-2M0 | F40300003 |  | SNR0
SNR-H03MEA20HA116KE02 | Pin No.16 |  | OPERATING | OPERATING | E073 | SNR0-2M0 | F40300003 |  | SNR0
SNR-H03MEA20HA116KE03 | Eccentric Pin No.16 |  | OPERATING | OPERATING | E073 | SNR0-2M0 | F40300003 |  | SNR0
SNR-H03MEA20HA116MU01 | Guide Vane Link No.16 Bending Link |  | OPERATING | OPERATING | E073 | SNR0-2M0 | F40300003 |  | SNR0
SNR-H03MEA20HA117 | Guide Vane Set No.17 |  | OPERATING | OPERATING | E073 | SNR0-2M0 | F40300003 |  | SNR0
SNR-H03MEA20HA117KB01 | Guide Vane No.17 |  | OPERATING | OPERATING | E073 | SNR0-2M0 | F40300003 |  | SNR0
SNR-H03MEA20HA117KE01 | Arm Lever Guide Vane No.17 |  | OPERATING | OPERATING | E073 | SNR0-2M0 | F40300003 |  | SNR0
SNR-H03MEA20HA117KE02 | Pin No.17 |  | OPERATING | OPERATING | E073 | SNR0-2M0 | F40300003 |  | SNR0
SNR-H03MEA20HA117KE03 | Eccentric Pin No.17 |  | OPERATING | OPERATING | E073 | SNR0-2M0 | F40300003 |  | SNR0
SNR-H03MEA20HA117MU01 | Guide Vane Link No.17 |  | OPERATING | OPERATING | E073 | SNR0-2M0 | F40300003 |  | SNR0
SNR-H03MEA20HA118 | Guide Vane Set No.18 |  | OPERATING | OPERATING | E073 | SNR0-2M0 | F40300003 |  | SNR0
SNR-H03MEA20HA118KB01 | Guide Vane No.18 |  | OPERATING | OPERATING | E073 | SNR0-2M0 | F40300003 |  | SNR0
SNR-H03MEA20HA118KE01 | Arm Lever Guide Vane No.18 |  | OPERATING | OPERATING | E073 | SNR0-2M0 | F40300003 |  | SNR0
SNR-H03MEA20HA118KE02 | Pin No.18 |  | OPERATING | OPERATING | E073 | SNR0-2M0 | F40300003 |  | SNR0
SNR-H03MEA20HA118KE03 | Eccentric Pin No.18 |  | OPERATING | OPERATING | E073 | SNR0-2M0 | F40300003 |  | SNR0
SNR-H03MEA20HA118MU01 | Guide Vane Link No.18 Bending Link |  | OPERATING | OPERATING | E073 | SNR0-2M0 | F40300003 |  | SNR0
SNR-H03MEA20HA119 | Guide Vane Set No.19 |  | OPERATING | OPERATING | E073 | SNR0-2M0 | F40300003 |  | SNR0
SNR-H03MEA20HA119KB01 | Guide Vane No.19 |  | OPERATING | OPERATING | E073 | SNR0-2M0 | F40300003 |  | SNR0
SNR-H03MEA20HA119KE01 | Arm Lever Guide Vane No.19 |  | OPERATING | OPERATING | E073 | SNR0-2M0 | F40300003 |  | SNR0
SNR-H03MEA20HA119KE02 | Pin No.19 |  | OPERATING | OPERATING | E073 | SNR0-2M0 | F40300003 |  | SNR0
SNR-H03MEA20HA119KE03 | Eccentric Pin No.19 |  | OPERATING | OPERATING | E073 | SNR0-2M0 | F40300003 |  | SNR0
SNR-H03MEA20HA119MU01 | Guide Vane Link No.19 |  | OPERATING | OPERATING | E073 | SNR0-2M0 | F40300003 |  | SNR0
SNR-H03MEA20HA120 | Guide Vane Set No.20 |  | OPERATING | OPERATING | E073 | SNR0-2M0 | F40300003 |  | SNR0
SNR-H03MEA20HA120KB01 | Guide Vane No.20 |  | OPERATING | OPERATING | E073 | SNR0-2M0 | F40300003 |  | SNR0
SNR-H03MEA20HA120KE01 | Arm Lever Guide Vane No.20 |  | OPERATING | OPERATING | E073 | SNR0-2M0 | F40300003 |  | SNR0
SNR-H03MEA20HA120KE02 | Pin No.20 |  | OPERATING | OPERATING | E073 | SNR0-2M0 | F40300003 |  | SNR0
SNR-H03MEA20HA120KE03 | Eccentric Pin No.20 |  | OPERATING | OPERATING | E073 | SNR0-2M0 | F40300003 |  | SNR0
SNR-H03MEA20HA120MU01 | Guide Vane Link No.20 Bending Link |  | OPERATING | OPERATING | E073 | SNR0-2M0 | F40300003 |  | SNR0
SNR-H03MEA20HA121 | Guide Vane Set No.21 |  | OPERATING | OPERATING | E073 | SNR0-2M0 | F40300003 |  | SNR0
SNR-H03MEA20HA121KB01 | Guide Vane No.21 |  | OPERATING | OPERATING | E073 | SNR0-2M0 | F40300003 |  | SNR0
SNR-H03MEA20HA121KE01 | Arm Lever Guide Vane No.21 |  | OPERATING | OPERATING | E073 | SNR0-2M0 | F40300003 |  | SNR0
SNR-H03MEA20HA121KE02 | Pin No.21 |  | OPERATING | OPERATING | E073 | SNR0-2M0 | F40300003 |  | SNR0
SNR-H03MEA20HA121KE03 | Eccentric Pin No.21 |  | OPERATING | OPERATING | E073 | SNR0-2M0 | F40300003 |  | SNR0
SNR-H03MEA20HA121MU01 | Guide Vane Link No.21 |  | OPERATING | OPERATING | E073 | SNR0-2M0 | F40300003 |  | SNR0
SNR-H03MEA20HA122 | Guide Vane Set No.22 |  | OPERATING | OPERATING | E073 | SNR0-2M0 | F40300003 |  | SNR0
SNR-H03MEA20HA122KB01 | Guide Vane No.22 |  | OPERATING | OPERATING | E073 | SNR0-2M0 | F40300003 |  | SNR0
SNR-H03MEA20HA122KE01 | Arm Lever Guide Vane No.22 |  | OPERATING | OPERATING | E073 | SNR0-2M0 | F40300003 |  | SNR0
SNR-H03MEA20HA122KE02 | Pin No.22 |  | OPERATING | OPERATING | E073 | SNR0-2M0 | F40300003 |  | SNR0
SNR-H03MEA20HA122KE03 | Eccentric Pin No.22 |  | OPERATING | OPERATING | E073 | SNR0-2M0 | F40300003 |  | SNR0
SNR-H03MEA20HA122MU01 | Guide Vane Link No.22 Bending Link |  | OPERATING | OPERATING | E073 | SNR0-2M0 | F40300003 |  | SNR0
SNR-H03MEA20HA123 | Guide Vane Set No.23 |  | OPERATING | OPERATING | E073 | SNR0-2M0 | F40300003 |  | SNR0
SNR-H03MEA20HA123KB01 | Guide Vane No.23 |  | OPERATING | OPERATING | E073 | SNR0-2M0 | F40300003 |  | SNR0
SNR-H03MEA20HA123KE01 | Arm Lever Guide Vane No.23 |  | OPERATING | OPERATING | E073 | SNR0-2M0 | F40300003 |  | SNR0
SNR-H03MEA20HA123KE02 | Pin No.23 |  | OPERATING | OPERATING | E073 | SNR0-2M0 | F40300003 |  | SNR0
SNR-H03MEA20HA123KE03 | Eccentric Pin No.23 |  | OPERATING | OPERATING | E073 | SNR0-2M0 | F40300003 |  | SNR0
SNR-H03MEA20HA123MU01 | Guide Vane Link No.23 |  | OPERATING | OPERATING | E073 | SNR0-2M0 | F40300003 |  | SNR0
SNR-H03MEA20HA124 | Guide Vane Set No.24 |  | OPERATING | OPERATING | E073 | SNR0-2M0 | F40300003 |  | SNR0
SNR-H03MEA20HA124KB01 | Guide Vane No.24 |  | OPERATING | OPERATING | E073 | SNR0-2M0 | F40300003 |  | SNR0
SNR-H03MEA20HA124KE01 | Arm Lever Guide Vane No.24 |  | OPERATING | OPERATING | E073 | SNR0-2M0 | F40300003 |  | SNR0
SNR-H03MEA20HA124KE02 | Pin No.24 |  | OPERATING | OPERATING | E073 | SNR0-2M0 | F40300003 |  | SNR0
SNR-H03MEA20HA124KE03 | Eccentric Pin No.24 |  | OPERATING | OPERATING | E073 | SNR0-2M0 | F40300003 |  | SNR0
SNR-H03MEA20HA124MU01 | Guide Vane Link No.24 Bending Link |  | OPERATING | OPERATING | E073 | SNR0-2M0 | F40300003 |  | SNR0
SNR-H03MEA30 | Runner, Main Shaft |  | OPERATING | OPERATING | E073 | SNR0-2M0 | F40300003 |  | SNR0
SNR-H03MEA30AA001 | Check Valve for Air Admission |  | OPERATING | OPERATING | E073 | SNR0-2M0 | F40300003 |  | SNR0
SNR-H03MEA30CP001 | Runner Top Pressure Gauge (SNR-H03MEA30CP501) |  | OPERATING | OPERATING | E073 | SNR0-2E0 | F40300003 |  | SNR0
SNR-H03MEA30CP002 | Runner Side Pressure Gauge (SNR-H03MEA30CP511) |  | OPERATING | OPERATING | E073 | SNR0-2E0 | F40300003 |  | SNR0
SNR-H03MEA30HB100 | Runner |  | OPERATING | OPERATING | E073 | SNR0-2M0 | F40300003 |  | SNR0
SNR-H03MEA30HB101 | Runner Blade No.01 |  | OPERATING | OPERATING | E073 | SNR0-2M0 | F40300003 |  | SNR0
SNR-H03MEA30HB102 | Runner Blade No.02 |  | OPERATING | OPERATING | E073 | SNR0-2M0 | F40300003 |  | SNR0
SNR-H03MEA30HB103 | Runner Blade No.03 |  | OPERATING | OPERATING | E073 | SNR0-2M0 | F40300003 |  | SNR0
SNR-H03MEA30HB104 | Runner Blade No.04 |  | OPERATING | OPERATING | E073 | SNR0-2M0 | F40300003 |  | SNR0
SNR-H03MEA30HB105 | Runner Blade No.05 |  | OPERATING | OPERATING | E073 | SNR0-2M0 | F40300003 |  | SNR0
SNR-H03MEA30HB106 | Runner Blade No.06 |  | OPERATING | OPERATING | E073 | SNR0-2M0 | F40300003 |  | SNR0
SNR-H03MEA30HB107 | Runner Blade No.07 |  | OPERATING | OPERATING | E073 | SNR0-2M0 | F40300003 |  | SNR0
SNR-H03MEA30HB108 | Runner Blade No.08 |  | OPERATING | OPERATING | E073 | SNR0-2M0 | F40300003 |  | SNR0
SNR-H03MEA30HB109 | Runner Blade No.09 |  | OPERATING | OPERATING | E073 | SNR0-2M0 | F40300003 |  | SNR0
SNR-H03MEA30HB110 | Runner Blade No.10 |  | OPERATING | OPERATING | E073 | SNR0-2M0 | F40300003 |  | SNR0
SNR-H03MEA30HB111 | Runner Blade No.11 |  | OPERATING | OPERATING | E073 | SNR0-2M0 | F40300003 |  | SNR0
SNR-H03MEA30HB112 | Runner Blade No.12 |  | OPERATING | OPERATING | E073 | SNR0-2M0 | F40300003 |  | SNR0
SNR-H03MEA30HB113 | Runner Blade No.13 |  | OPERATING | OPERATING | E073 | SNR0-2M0 | F40300003 |  | SNR0
SNR-H03MEA30HB200 | Turbine Shaft |  | OPERATING | OPERATING | E073 | SNR0-2M0 | F40300003 |  | SNR0
SNR-H03MEA30HB300 | Turbine Shaft Sleeve |  | OPERATING | OPERATING | E073 | SNR0-2M0 | F40300003 |  | SNR0
SNR-H03MEA40 | Head Cover, Stay Ring, Draft Tube, Shaft |  | OPERATING | OPERATING | E073 | SNR0-2M0 | F40300003 |  | SNR0
SNR-H03MEA40CP001 | Draft Tube Pressure Transmitter (SNR-H03MEA15CP001) |  | OPERATING | OPERATING | E073 | SNR0-2E0 | F40300003 |  | SNR0
SNR-H03MEA40CP002 | Draft tube Pressure Gauge (SNR-H03MEA15CP501) |  | OPERATING | OPERATING | E073 | SNR0-2E0 | F40300003 |  | SNR0
SNR-H03MEA40HA001 | Bottom Ring |  | OPERATING | OPERATING | E073 | SNR0-2M0 | F40300003 |  | SNR0
SNR-H03MEA40HA002 | Upper Ring |  | OPERATING | OPERATING | E073 | SNR0-2M0 | F40300003 |  | SNR0
SNR-H03MEA40HA003 | Head Cover |  | OPERATING | OPERATING | E073 | SNR0-2M0 | F40300003 |  | SNR0
SNR-H03MEA40HA0031 | Baffle Plate |  | OPERATING | OPERATING | E073 | SNR0-2M0 | F40300003 |  | SNR0
SNR-H03MEA40HA004 | Draft Tube |  | OPERATING | OPERATING | E073 | SNR0-2M0 | F40300003 |  | SNR0
SNR-H03MEA40HA004KB01 | Manhole Draft Tube |  | OPERATING | OPERATING | E073 | SNR0-2M0 | F40300003 |  | SNR0
SNR-H03MEA40HA005 | Discharge Ring |  | OPERATING | OPERATING | E073 | SNR0-2M0 | F40300003 |  | SNR0
SNR-H03MEA40HA007 | Sealing Box |  | OPERATING | OPERATING | E073 | SNR0-2M0 | F40300003 |  | SNR0
SNR-H03MEA40HA007KK01 | Square Packing Seal |  | OPERATING | OPERATING | E073 | SNR0-2M0 | F40300003 |  | SNR0
SNR-H03MEA40HA007KK02 | Packing Gland |  | OPERATING | OPERATING | E073 | SNR0-2M0 | F40300003 |  | SNR0
SNR-H03MEA40HA007KK03 | Lantern Ring |  | OPERATING | OPERATING | E073 | SNR0-2M0 | F40300003 |  | SNR0
SNR-H03MEA40HA007QP01 | Sealing Box Pressure Gauge (SNR-H03MES10CP501) |  | OPERATING | OPERATING | E073 | SNR0-2E0 | F40300003 |  | SNR0
SNR-H03MEA40HA101 | Stay Vane No.1 |  | OPERATING | OPERATING | E073 | SNR0-2M0 | F40300003 |  | SNR0
SNR-H03MEA40HA102 | Stay Vane No.2 |  | OPERATING | OPERATING | E073 | SNR0-2M0 | F40300003 |  | SNR0
SNR-H03MEA40HA103 | Stay Vane No.3 |  | OPERATING | OPERATING | E073 | SNR0-2M0 | F40300003 |  | SNR0
SNR-H03MEA40HA104 | Stay Vane No.4 |  | OPERATING | OPERATING | E073 | SNR0-2M0 | F40300003 |  | SNR0
SNR-H03MEA40HA105 | Stay Vane No.5 |  | OPERATING | OPERATING | E073 | SNR0-2M0 | F40300003 |  | SNR0
SNR-H03MEA40HA106 | Stay Vane No.6 |  | OPERATING | OPERATING | E073 | SNR0-2M0 | F40300003 |  | SNR0
SNR-H03MEA40HA107 | Stay Vane No.7 |  | OPERATING | OPERATING | E073 | SNR0-2M0 | F40300003 |  | SNR0
SNR-H03MEA40HA108 | Stay Vane No.8 |  | OPERATING | OPERATING | E073 | SNR0-2M0 | F40300003 |  | SNR0
SNR-H03MEA40HA109 | Stay Vane No.9 |  | OPERATING | OPERATING | E073 | SNR0-2M0 | F40300003 |  | SNR0
SNR-H03MEA40HA110 | Stay Vane No.10 |  | OPERATING | OPERATING | E073 | SNR0-2M0 | F40300003 |  | SNR0
SNR-H03MEA40HA111 | Stay Vane No.11 |  | OPERATING | OPERATING | E073 | SNR0-2M0 | F40300003 |  | SNR0
SNR-H03MEA40HA112 | Stay Vane No.12 |  | OPERATING | OPERATING | E073 | SNR0-2M0 | F40300003 |  | SNR0
SNR-H03MEA50 | Spiral Case Drain |  | OPERATING | OPERATING | E073 | SNR0-2M0 | F40300003 |  | SNR0
SNR-H03MEA50AA001 | Valve Drain Spiral Case |  | OPERATING | OPERATING | E073 | SNR0-2M0 | F40300003 |  | SNR0
SNR-H03MEA50BR001 | Pipe Drain Spiral Case |  | OPERATING | OPERATING | E073 | SNR0-2M0 | F40300003 |  | SNR0
SNR-H03MEB | Inlet Valve |  | OPERATING | OPERATING | E073 | SNR0-2M0 | F40300003 |  | SNR0
SNR-H03MEB10 | Main Inlet Valve Set |  | OPERATING | OPERATING | E073 | SNR0-2M0 | F40300003 |  | SNR0
SNR-H03MEB10AA001 | Inlet Valve |  | OPERATING | OPERATING | E073 | SNR0-2M0 | F40300003 |  | SNR0
SNR-H03MEB10AA001-B01 | Absolute Inclination Transmitter |  | OPERATING | OPERATING | E073 | SNR0-2E0 | F40300003 |  | SNR0
SNR-H03MEB10AA001-B02 | Penstock Butterfly Valve (PBV.) Disk Position (SNR-H03MEX10CG001-B01) |  | OPERATING | OPERATING | E073 | SNR0-2E0 | F40300003 |  | SNR0
SNR-H03MEB10AA001-S01 | Limit Switch |  | OPERATING | OPERATING | E073 | SNR0-2E0 | F40300003 |  | SNR0
SNR-H03MEB10AA001-S02 | Differential Pressure Switch |  | OPERATING | OPERATING | E073 | SNR0-2E0 | F40300003 |  | SNR0
SNR-H03MEB10AA001KA01 | Disc |  | OPERATING | OPERATING | E073 | SNR0-2M0 | F40300003 |  | SNR0
SNR-H03MEB10AA001KA02 | Stem |  | OPERATING | OPERATING | E073 | SNR0-2M0 | F40300003 |  | SNR0
SNR-H03MEB10AA001KA03 | Valve Casing |  | OPERATING | OPERATING | E073 | SNR0-2M0 | F40300003 |  | SNR0
SNR-H03MEB10AA001KA04 | Thrust/Radial Bearing |  | OPERATING | OPERATING | E073 | SNR0-2M0 | F40300003 |  | SNR0
SNR-H03MEB10AA001KA05 | Special Seal |  | OPERATING | OPERATING | E073 | SNR0-2M0 | F40300003 |  | SNR0
SNR-H03MEB10AA001QP01 | Indicator |  | OPERATING | OPERATING | E073 | SNR0-2M0 | F40300003 |  | SNR0
SNR-H03MEB10AA001QP02 | Pressure Gauge |  | OPERATING | OPERATING | E073 | SNR0-2E0 | F40300003 |  | SNR0
SNR-H03MEB10HA001 | Arm Inlet Valve |  | OPERATING | OPERATING | E073 | SNR0-2M0 | F40300003 |  | SNR0
SNR-H03MEB20 | By - Pass Valve Set |  | OPERATING | OPERATING | E073 | SNR0-2M0 | F40300003 |  | SNR0
SNR-H03MEB20AA001 | Valve Before By Pass Valve |  | OPERATING | OPERATING | E073 | SNR0-2M0 | F40300003 |  | SNR0
SNR-H03MEB20AA002 | By- Pass Valve |  | OPERATING | OPERATING | E073 | SNR0-2M0 | F40300003 |  | SNR0
SNR-H03MEB20AA002-S01 | Limit Switch 338A (Opening) |  | OPERATING | OPERATING | E073 | SNR0-2E0 | F40300003 |  | SNR0
SNR-H03MEB20AA002-S02 | Limit Switch 338B (Closing) |  | OPERATING | OPERATING | E073 | SNR0-2E0 | F40300003 |  | SNR0
SNR-H03MEB20AA002KA01 | Valve |  | OPERATING | OPERATING | E073 | SNR0-2M0 | F40300003 |  | SNR0
SNR-H03MEB20AA002MU01 | Servomotor |  | OPERATING | OPERATING | E073 | SNR0-2M0 | F40300003 |  | SNR0
SNR-H03MEB20BR001 | Pipe Line |  | OPERATING | OPERATING | E073 | SNR0-2M0 | F40300003 |  | SNR0
SNR-H03MED | Turbine Stationary Part |  | OPERATING | OPERATING | E073 | SNR0-2M0 | F40300003 |  | SNR0
SNR-H03MED10 | Turbine Guide Bearing Oil Pan |  | OPERATING | OPERATING | E073 | SNR0-2M0 | F40300003 |  | SNR0
SNR-H03MED10AS101 | Pivot Adjusting Bearing No.1 |  | OPERATING | OPERATING | E073 | SNR0-2M0 | F40300003 |  | SNR0
SNR-H03MED10AS102 | Pivot Adjusting Bearing No.2 |  | OPERATING | OPERATING | E073 | SNR0-2M0 | F40300003 |  | SNR0
SNR-H03MED10AS103 | Pivot Adjusting Bearing No.3 |  | OPERATING | OPERATING | E073 | SNR0-2M0 | F40300003 |  | SNR0
SNR-H03MED10AS104 | Pivot Adjusting Bearing No.4 |  | OPERATING | OPERATING | E073 | SNR0-2M0 | F40300003 |  | SNR0
SNR-H03MED10AS105 | Pivot Adjusting Bearing No.5 |  | OPERATING | OPERATING | E073 | SNR0-2M0 | F40300003 |  | SNR0
SNR-H03MED10AS106 | Pivot Adjusting Bearing No.6 |  | OPERATING | OPERATING | E073 | SNR0-2M0 | F40300003 |  | SNR0
SNR-H03MED10AS107 | Pivot Adjusting Bearing No.7 |  | OPERATING | OPERATING | E073 | SNR0-2M0 | F40300003 |  | SNR0
SNR-H03MED10AS108 | Pivot Adjusting Bearing No.8 |  | OPERATING | OPERATING | E073 | SNR0-2M0 | F40300003 |  | SNR0
SNR-H03MED10AS109 | Pivot Adjusting Bearing No.9 |  | OPERATING | OPERATING | E073 | SNR0-2M0 | F40300003 |  | SNR0
SNR-H03MED10AS110 | Pivot Adjusting Bearing No.10 |  | OPERATING | OPERATING | E073 | SNR0-2M0 | F40300003 |  | SNR0
SNR-H03MED10AS111 | Pivot Adjusting Bearing No.11 |  | OPERATING | OPERATING | E073 | SNR0-2M0 | F40300003 |  | SNR0
SNR-H03MED10AS112 | Pivot Adjusting Bearing No.12 |  | OPERATING | OPERATING | E073 | SNR0-2M0 | F40300003 |  | SNR0
SNR-H03MED10BB001 | Turbine Oil Pan |  | OPERATING | OPERATING | E073 | SNR0-2M0 | F40300003 |  | SNR0
SNR-H03MED10BQ001 | Support Tur. Bearing |  | OPERATING | OPERATING | E073 | SNR0-2M0 | F40300003 |  | SNR0
SNR-H03MED10CL001 | Level Relay |  | OPERATING | OPERATING | E073 | SNR0-2E0 | F40300003 |  | SNR0
SNR-H03MED10CL002 | TGB Oil Level |  | OPERATING | OPERATING | E073 | SNR0-2E0 | F40300003 |  | SNR0
SNR-H03MED10CL002-S01 | TGB Oil Level too High (SNR-H03MED20CL301-S01) |  | OPERATING | OPERATING | E073 | SNR0-2E0 | F40300003 |  | SNR0
SNR-H03MED10CL002-S02 | TGB Oil Level High (SNR-H03MED20CL302-S01) |  | OPERATING | OPERATING | E073 | SNR0-2E0 | F40300003 |  | SNR0
SNR-H03MED10CL002-S03 | TGB Oil Level Low (SNR-H03MED20CL303-S01) |  | OPERATING | OPERATING | E073 | SNR0-2E0 | F40300003 |  | SNR0
SNR-H03MED10CL002-S04 | TGB Oil Level too Low (SNR-H03MED20CL304-S01) |  | OPERATING | OPERATING | E073 | SNR0-2E0 | F40300003 |  | SNR0
SNR-H03MED10CM001 | TGB Water Detector - TGB Lub. Oil (SNR-H03MED20CL311) |  | OPERATING | OPERATING | E073 | SNR0-2E0 | F40300003 |  | SNR0
SNR-H03MED10CT001 | TGB Metal Temp 1 (SNR-H03MED20CT001) |  | OPERATING | OPERATING | E073 | SNR0-2E0 | F40300003 |  | SNR0
SNR-H03MED10CT002 | TGB Metal Temp 2 (SNR-H03MED20CT002) |  | OPERATING | OPERATING | E073 | SNR0-2E0 | F40300003 |  | SNR0
SNR-H03MED10CT003 | Metal Turbine Bearing Temp (SNR-H03MED20CT301) |  | OPERATING | OPERATING | E073 | SNR0-2E0 | F40300003 |  | SNR0
SNR-H03MED10CT004 | Dial Temp. Gauge of Sump Oil Turbine Bearing (SNR-H03MED20CT501) |  | OPERATING | OPERATING | E073 | SNR0-2E0 | F40300003 |  | SNR0
SNR-H03MED20 | Bearing |  | OPERATING | OPERATING | E073 | SNR0-2M0 | F40300003 |  | SNR0
SNR-H03MED20HD101 | Turbine Guide Bearing No.1 |  | OPERATING | OPERATING | E073 | SNR0-2M0 | F40300003 |  | SNR0
SNR-H03MED20HD102 | Turbine Guide Bearing No.2 |  | OPERATING | OPERATING | E073 | SNR0-2M0 | F40300003 |  | SNR0
SNR-H03MED20HD103 | Turbine Guide Bearing No.3 |  | OPERATING | OPERATING | E073 | SNR0-2M0 | F40300003 |  | SNR0
SNR-H03MED20HD104 | Turbine Guide Bearing No.4 |  | OPERATING | OPERATING | E073 | SNR0-2M0 | F40300003 |  | SNR0
SNR-H03MED20HD105 | Turbine Guide Bearing No.5 |  | OPERATING | OPERATING | E073 | SNR0-2M0 | F40300003 |  | SNR0
SNR-H03MED20HD106 | Turbine Guide Bearing No.6 |  | OPERATING | OPERATING | E073 | SNR0-2M0 | F40300003 |  | SNR0
SNR-H03MED20HD107 | Turbine Guide Bearing No.7 |  | OPERATING | OPERATING | E073 | SNR0-2M0 | F40300003 |  | SNR0
SNR-H03MED20HD108 | Turbine Guide Bearing No.8 |  | OPERATING | OPERATING | E073 | SNR0-2M0 | F40300003 |  | SNR0
SNR-H03MED20HD109 | Turbine Guide Bearing No.9 |  | OPERATING | OPERATING | E073 | SNR0-2M0 | F40300003 |  | SNR0
SNR-H03MED20HD110 | Turbine Guide Bearing No.10 |  | OPERATING | OPERATING | E073 | SNR0-2M0 | F40300003 |  | SNR0
SNR-H03MED20HD111 | Turbine Guide Bearing No.11 |  | OPERATING | OPERATING | E073 | SNR0-2M0 | F40300003 |  | SNR0
SNR-H03MED20HD112 | Turbine Guide Bearing No.12 |  | OPERATING | OPERATING | E073 | SNR0-2M0 | F40300003 |  | SNR0
SNR-H03MES | Water Supply to Tur. Shaft Sealing Box |  | OPERATING | OPERATING | E073 | SNR0-2M0 | F40300003 |  | SNR0
SNR-H03MES10 | Water Supply for Sealing Box |  | OPERATING | OPERATING | E073 | SNR0-2M0 | F40300003 |  | SNR0
SNR-H03MES10AA002 | Valve Inlet Before Washing Strainer 813 (SNR-H03MES21AA101) |  | OPERATING | OPERATING | E073 | SNR0-2M0 | F40300003 |  | SNR0
SNR-H03MES10AA002-M01 | Motor |  | OPERATING | OPERATING | E073 | SNR0-2E0 | F40300003 |  | SNR0
SNR-H03MES10AA002KA01 | Valve |  | OPERATING | OPERATING | E073 | SNR0-2M0 | F40300003 |  | SNR0
SNR-H03MES10AA003 | Valve Outlet After Washing Strainer 813 (SNR-H03MES21AA501) |  | OPERATING | OPERATING | E073 | SNR0-2M0 | F40300003 |  | SNR0
SNR-H03MES10AA004 | Valve Drain for Washing Strainer (813A) |  | OPERATING | OPERATING | E073 | SNR0-2M0 | F40300003 |  | SNR0
SNR-H03MES10AA004-M01 | Motor |  | OPERATING | OPERATING | E073 | SNR0-2E0 | F40300003 |  | SNR0
SNR-H03MES10AA004KA01 | Valve |  | OPERATING | OPERATING | E073 | SNR0-2M0 | F40300003 |  | SNR0
SNR-H03MES10AA005 | Valve Inlet Before Washing Strainer 813 (SNR-H03MES22AA101) |  | OPERATING | OPERATING | E073 | SNR0-2M0 | F40300003 |  | SNR0
SNR-H03MES10AA005-M01 | Motor |  | OPERATING | OPERATING | E073 | SNR0-2E0 | F40300003 |  | SNR0
SNR-H03MES10AA005KA01 | Valve |  | OPERATING | OPERATING | E073 | SNR0-2M0 | F40300003 |  | SNR0
SNR-H03MES10AA006 | Valve Outlet After Washing Strainer 813 (SNR-H03MES22AA501) |  | OPERATING | OPERATING | E073 | SNR0-2M0 | F40300003 |  | SNR0
SNR-H03MES10AA007 | Valve Drain for Washing Strainer (813B) |  | OPERATING | OPERATING | E073 | SNR0-2M0 | F40300003 |  | SNR0
SNR-H03MES10AA007-M01 | Motor |  | OPERATING | OPERATING | E073 | SNR0-2E0 | F40300003 |  | SNR0
SNR-H03MES10AA007KA01 | Valve |  | OPERATING | OPERATING | E073 | SNR0-2M0 | F40300003 |  | SNR0
SNR-H03MES10AA008 | Auto Sand Separator Valve Drain 20SM (SNR-H03MES11AA401) |  | OPERATING | OPERATING | E073 | SNR0-2M0 | F40300003 |  | SNR0
SNR-H03MES10AA008-M01 | Motor |  | OPERATING | OPERATING | E073 | SNR0-2E0 | F40300003 |  | SNR0
SNR-H03MES10AA008KA01 | Valve |  | OPERATING | OPERATING | E073 | SNR0-2M0 | F40300003 |  | SNR0
SNR-H03MES10AA009 | Valve Inlet Before Sand Separator 1 (SNR-H03MES11AA101) |  | OPERATING | OPERATING | E073 | SNR0-2M0 | F40300003 |  | SNR0
SNR-H03MES10AA009-M01 | Motor |  | OPERATING | OPERATING | E073 | SNR0-2E0 | F40300003 |  | SNR0
SNR-H03MES10AA009KA01 | Valve |  | OPERATING | OPERATING | E073 | SNR0-2M0 | F40300003 |  | SNR0
SNR-H03MES10AA010 | Valve Outlet After Flow Relay 80WP (SNR-H03MES10AA501) |  | OPERATING | OPERATING | E073 | SNR0-2M0 | F40300003 |  | SNR0
SNR-H03MES10AA011 | Valve Outlet After Sand Separator 1 (SNR-H03MES11AA501) |  | OPERATING | OPERATING | E073 | SNR0-2M0 | F40300003 |  | SNR0
SNR-H03MES10AA012 | Valve By Pass for Sand Separator Drain (SNR-H03MES11AA601) |  | OPERATING | OPERATING | E073 | SNR0-2M0 | F40300003 |  | SNR0
SNR-H03MES10AA013 | Valve Inlet Before Sand Separator 2 (SNR-H03MES12AA101) |  | OPERATING | OPERATING | E073 | SNR0-2M0 | F40300003 |  | SNR0
SNR-H03MES10AA013-M01 | Motor |  | OPERATING | OPERATING | E073 | SNR0-2E0 | F40300003 |  | SNR0
SNR-H03MES10AA013KA01 | Valve |  | OPERATING | OPERATING | E073 | SNR0-2M0 | F40300003 |  | SNR0
SNR-H03MES10AA014 | Valve Outlet After Sand Separator 2 (SNR-H03MES12AA501) |  | OPERATING | OPERATING | E073 | SNR0-2M0 | F40300003 |  | SNR0
SNR-H03MES10AA015 | Auto Sand Separator 2 Valve Drain (SNR-H03MES12AA401) |  | OPERATING | OPERATING | E073 | SNR0-2M0 | F40300003 |  | SNR0
SNR-H03MES10AA015-M01 | Motor |  | OPERATING | OPERATING | E073 | SNR0-2E0 | F40300003 |  | SNR0
SNR-H03MES10AA015KA01 | Valve |  | OPERATING | OPERATING | E073 | SNR0-2M0 | F40300003 |  | SNR0
SNR-H03MES10AA016 | Valve By Pass for Sand Separator Drain (SNR-H03MES11AA601) |  | OPERATING | OPERATING | E073 | SNR0-2M0 | F40300003 |  | SNR0
SNR-H03MES10AA017 | Flow Control Valve (SNR-H03MES10AA061) |  | OPERATING | OPERATING | E073 | SNR0-2M0 | F40300003 |  | SNR0
SNR-H03MES10AA018 | Check Valve (SNR-H03MES10AA701) |  | OPERATING | OPERATING | E073 | SNR0-2M0 | F40300003 |  | SNR0
SNR-H03MES10AT001 | Stationary Washing Strainer (813A) (SNR-H03MES21AT001) |  | OPERATING | OPERATING | E073 | SNR0-2M0 | F40300003 |  | SNR0
SNR-H03MES10AT002 | Stationary Washing Strainer (813B) (SNR-H03MES22AT001) |  | OPERATING | OPERATING | E073 | SNR0-2M0 | F40300003 |  | SNR0
SNR-H03MES10AT003 | Auto Sand Separator(840) (SNR-H03MES11AT001) |  | OPERATING | OPERATING | E073 | SNR0-2M0 | F40300003 |  | SNR0
SNR-H03MES10AT004 | Auto Sand Separator 2 (SNR-H03MES12AT001) |  | OPERATING | OPERATING | E073 | SNR0-2M0 | F40300003 |  | SNR0
SNR-H03MES10BR001 | Pipe Line |  | OPERATING | OPERATING | E073 | SNR0-2M0 | F40300003 |  | SNR0
SNR-H03MES10CP001 | Shaft Seal Water Flow (SNR-H03MES10CF311) |  | OPERATING | OPERATING | E073 | SNR0-2E0 | F40300003 |  | SNR0
SNR-H03MES10CP002 | Shaft Seal Water Pressure (SNR-H03MES10CP301) |  | OPERATING | OPERATING | E073 | SNR0-2E0 | F40300003 |  | SNR0
SNR-H03MES10CP003 | Shaft Seal CW. Pressure Gauge (SNR-H03MES10CP502) |  | OPERATING | OPERATING | E073 | SNR0-2E0 | F40300003 |  | SNR0
SNR-H03MES10CP004 | SS. Water Centrifugal Seperator-1 Clogged Diff. Press. Sw. (SNR-H03MES12AT001-S01) |  | OPERATING | OPERATING | E073 | SNR0-2E0 | F40300003 |  | SNR0
SNR-H03MES10CP005 | SS. Water Centrifugal Seperator-2 Clogged Diff. Press. Sw. (SNR-H03MES11AT001-S01) |  | OPERATING | OPERATING | E073 | SNR0-2E0 | F40300003 |  | SNR0
SNR-H03MEV | Lubricant Supply System |  | OPERATING | OPERATING | E073 | SNR0-2M0 | F40300003 |  | SNR0
SNR-H03MEV10 | Turbine Lub Oil Supply |  | OPERATING | OPERATING | E073 | SNR0-2M0 | F40300003 |  | SNR0
SNR-H03MEV10AA001 | Valve Inlet Before Oil Pump No.1 (SNR-H03MED21AA501) |  | OPERATING | OPERATING | E073 | SNR0-2M0 | F40300003 |  | SNR0
SNR-H03MEV10AA002 | Valve Outlet After Oil Pump No.1 (SNR-H03MED21AA502) |  | OPERATING | OPERATING | E073 | SNR0-2M0 | F40300003 |  | SNR0
SNR-H03MEV10AA003 | Valve Inlet Before Oil Pump No.2 (SNR-H03MED22AA501) |  | OPERATING | OPERATING | E073 | SNR0-2M0 | F40300003 |  | SNR0
SNR-H03MEV10AA004 | Valve Outlet After Oil Pump No.2 (SNR-H03MED22AA502) |  | OPERATING | OPERATING | E073 | SNR0-2M0 | F40300003 |  | SNR0
SNR-H03MEV10AA005 | Valve Inlet Oil Cooler No.1 (SNR-H03MED20AA501) |  | OPERATING | OPERATING | E073 | SNR0-2M0 | F40300003 |  | SNR0
SNR-H03MEV10AA006 | Valve Outlet Oil Cooler No.1 (SNR-H03MED20AA502) |  | OPERATING | OPERATING | E073 | SNR0-2M0 | F40300003 |  | SNR0
SNR-H03MEV10AA007 | Valve Inlet Oil Cooler No.2 (SNR-H03MED20AA511) |  | OPERATING | OPERATING | E073 | SNR0-2M0 | F40300003 |  | SNR0
SNR-H03MEV10AA008 | Valve Outlet Oil Cooler No.2 (SNR-H03MED20AA512) |  | OPERATING | OPERATING | E073 | SNR0-2M0 | F40300003 |  | SNR0
SNR-H03MEV10AA009 | Valve Inlet to Turbine Oil Pan (SNR-H03MED20AA602) |  | OPERATING | OPERATING | E073 | SNR0-2M0 | F40300003 |  | SNR0
SNR-H03MEV10AA010 | Valve Outlet From Turbine Oil Pan (SNR-H03MED20AA601) |  | OPERATING | OPERATING | E073 | SNR0-2M0 | F40300003 |  | SNR0
SNR-H03MEV10AA011 | Check Valve for Oil Pump No.1 (SNR-H03MED21AA701) |  | OPERATING | OPERATING | E073 | SNR0-2M0 | F40300003 |  | SNR0
SNR-H03MEV10AA012 | Check Valve for Oil Pump No.2 (SNR-H03MED22AA701) |  | OPERATING | OPERATING | E073 | SNR0-2M0 | F40300003 |  | SNR0
SNR-H03MEV10AA013 | Flow Control Valve (SNR-H03MED20AA061) |  | OPERATING | OPERATING | E073 | SNR0-2M0 | F40300003 |  | SNR0
SNR-H03MEV10AC001 | Turbine Guide Brg. Oil Cooler No.1 (SNR-H03MED20AC001) |  | OPERATING | OPERATING | E073 | SNR0-2M0 | F40300003 |  | SNR0
SNR-H03MEV10AC002 | Turbine Guide Brg. Oil Cooler No.2 (SNR-H03MED20AC002) |  | OPERATING | OPERATING | E073 | SNR0-2M0 | F40300003 |  | SNR0
SNR-H03MEV10AP001 | Turbine Guide Brg. Oil Pump No.1 (SNR-H03MED21AP001) |  | OPERATING | OPERATING | E073 | SNR0-2M0 | F40300003 |  | SNR0
SNR-H03MEV10AP001-M01 | Motor 88QBMA |  | OPERATING | OPERATING | E073 | SNR0-2E0 | F40300003 |  | SNR0
SNR-H03MEV10AP001KA01 | Valve for Pressure Gauge |  | OPERATING | OPERATING | E073 | SNR0-2M0 | F40300003 |  | SNR0
SNR-H03MEV10AP001KP01 | Pump No.1 (120A) |  | OPERATING | OPERATING | E073 | SNR0-2M0 | F40300003 |  | SNR0
SNR-H03MEV10AP001QP01 | Pressure Gauge |  | OPERATING | OPERATING | E073 | SNR0-2E0 | F40300003 |  | SNR0
SNR-H03MEV10AP002 | Turbine Guide Brg. Oil Pump No.2 (SNR-H03MED22AP001) |  | OPERATING | OPERATING | E073 | SNR0-2M0 | F40300003 |  | SNR0
SNR-H03MEV10AP002-M01 | Motor 88QBMB |  | OPERATING | OPERATING | E073 | SNR0-2E0 | F40300003 |  | SNR0
SNR-H03MEV10AP002KA01 | Valve for Pressure Gauge |  | OPERATING | OPERATING | E073 | SNR0-2M0 | F40300003 |  | SNR0
SNR-H03MEV10AP002KP01 | Oil Pump No.2 (120B) |  | OPERATING | OPERATING | E073 | SNR0-2M0 | F40300003 |  | SNR0
SNR-H03MEV10AP002QP01 | Pressure Gauge |  | OPERATING | OPERATING | E073 | SNR0-2E0 | F40300003 |  | SNR0
SNR-H03MEV10AT001 | Strainer for Oil Pump No.1 (SNR-H03MED21AT001) |  | OPERATING | OPERATING | E073 | SNR0-2M0 | F40300003 |  | SNR0
SNR-H03MEV10AT002 | Strainer for Oil Pump No.2 (SNR-H03MED22AT001) |  | OPERATING | OPERATING | E073 | SNR0-2M0 | F40300003 |  | SNR0
SNR-H03MEV10BR001 | Pipe Line |  | OPERATING | OPERATING | E073 | SNR0-2M0 | F40300003 |  | SNR0
SNR-H03MEV10CP001 | TGB Oil Flow Transmitter (SNR-H03MED20CF001) |  | OPERATING | OPERATING | E073 | SNR0-2E0 | F40300003 |  | SNR0
SNR-H03MEW | Sealing Water Supply System |  | OPERATING | OPERATING | E073 | SNR0-2M0 | F40300003 |  | SNR0
SNR-H03MEW10 | Water Supply for Runner Seal |  | OPERATING | OPERATING | E073 | SNR0-2M0 | F40300003 |  | SNR0
SNR-H03MEW10AA001 | By Pass Valve for Runner Seal Strainer |  | OPERATING | OPERATING | E073 | SNR0-2M0 | F40300003 |  | SNR0
SNR-H03MEW10AA002 | Valve 20 RM (SNR-H03MEA30AA101) |  | OPERATING | OPERATING | E073 | SNR0-2M0 | F40300003 |  | SNR0
SNR-H03MEW10AA002-M01 | Motor |  | OPERATING | OPERATING | E073 | SNR0-2E0 | F40300003 |  | SNR0
SNR-H03MEW10AA002KA01 | Valve |  | OPERATING | OPERATING | E073 | SNR0-2M0 | F40300003 |  | SNR0
SNR-H03MEW10AA003 | Valve for Pressure Guage (SNR-H03MEA30AA921) |  | OPERATING | OPERATING | E073 | SNR0-2M0 | F40300003 |  | SNR0
SNR-H03MEW10AA004 | Valve Drain for Strainer 814 |  | OPERATING | OPERATING | E073 | SNR0-2M0 | F40300003 |  | SNR0
SNR-H03MEW10AA005 | Flow Control Valve for Runner Seal Upper (SNR-H03MEA30AA061) |  | OPERATING | OPERATING | E073 | SNR0-2M0 | F40300003 |  | SNR0
SNR-H03MEW10AA006 | Flow Control Valve for Runner Seal Lower (SNR-H03MEA30AA062) |  | OPERATING | OPERATING | E073 | SNR0-2M0 | F40300003 |  | SNR0
SNR-H03MEW10AA008 | Check Valve for Runner Seal to Bottom Ri (SNR-H03MEA30AA711) |  | OPERATING | OPERATING | E073 | SNR0-2M0 | F40300003 |  | SNR0
SNR-H03MEW10AA009 | Check Valve for Runner Seal to Head Cove (SNR-H03MEA30AA701) |  | OPERATING | OPERATING | E073 | SNR0-2M0 | F40300003 |  | SNR0
SNR-H03MEW10AA010 | Valve Outlet for Runner Seal to Bottom R (SNR-H03MEA30AA531) |  | OPERATING | OPERATING | E073 | SNR0-2M0 | F40300003 |  | SNR0
SNR-H03MEW10AA011 | Valve Outlet for Runner Seal to Head Cov (SNR-H03MEA30AA521) |  | OPERATING | OPERATING | E073 | SNR0-2M0 | F40300003 |  | SNR0
SNR-H03MEW10AT001 | Runner Seal Strainer 814 (SNR-H03MEA30AT001) |  | OPERATING | OPERATING | E073 | SNR0-2M0 | F40300003 |  | SNR0
SNR-H03MEW10BR001 | Pipe Line |  | OPERATING | OPERATING | E073 | SNR0-2M0 | F40300003 |  | SNR0
SNR-H03MEW10CF001 | Upper Runner Seal Flow (SNR-H03MEA30CF301) |  | OPERATING | OPERATING | E073 | SNR0-2E0 | F40300003 |  | SNR0
SNR-H03MEW10CF002 | Lower Runner Seal Flow (SNR-H03MEA30CF311) |  | OPERATING | OPERATING | E073 | SNR0-2E0 | F40300003 |  | SNR0
SNR-H03MEW10CP001 | Runner Seal CW. Pressure (SNR-H03MEA30CP521) |  | OPERATING | OPERATING | E073 | SNR0-2E0 | F40300003 |  | SNR0
SNR-H03MEW20 | Water Supply for Synchronous Mode |  | OPERATING | OPERATING | E073 | SNR0-2M0 | F40300003 |  | SNR0
SNR-H03MEW20AA001 | Main Valve Inlet (SNR-H03MEX12AA503) |  | OPERATING | OPERATING | E073 | SNR0-2M0 | F40300003 |  | SNR0
SNR-H03MEW20AA002 | Motor Operated Valve 20VM (SNR-H03MEX12AA101) |  | OPERATING | OPERATING | E073 | SNR0-2E0 | F40300003 |  | SNR0
SNR-H03MEW20AA002-M01 | Motor |  | OPERATING | OPERATING | E073 | SNR0-2E0 | F40300003 |  | SNR0
SNR-H03MEW20AA002KA01 | Valve |  | OPERATING | OPERATING | E073 | SNR0-2M0 | F40300003 |  | SNR0
SNR-H03MEW20AA002MG01 | Gear Drive |  | OPERATING | OPERATING | E073 | SNR0-2M0 | F40300003 |  | SNR0
SNR-H03MEW20AA003 | Main Valve Outlet (SNR-H03MEX12AA501) |  | OPERATING | OPERATING | E073 | SNR0-2M0 | F40300003 |  | SNR0
SNR-H03MEW20AA004 | Throttle Valve 827 (SNR-H03MEX12AA051) |  | OPERATING | OPERATING | E073 | SNR0-2M0 | F40300003 |  | SNR0
SNR-H03MEW20BR001 | Pipe Line |  | OPERATING | OPERATING | E073 | SNR0-2M0 | F40300003 |  | SNR0
SNR-H03MEW20CL001 | Water Level Relay for Synchronous Mode (SNR-H03MEA15CL501) |  | OPERATING | OPERATING | E073 | SNR0-2E0 | F40300003 |  | SNR0
SNR-H03MEW20CL001KA01 | Valve Upper (SNR-H03MEA15AA911) |  | OPERATING | OPERATING | E073 | SNR0-2M0 | F40300003 |  | SNR0
SNR-H03MEW20CL001KA02 | Valve Lower (SNR-H03MEA15AA912) |  | OPERATING | OPERATING | E073 | SNR0-2M0 | F40300003 |  | SNR0
SNR-H03MEW20CL001KA03 | Valve Drain |  | OPERATING | OPERATING | E073 | SNR0-2M0 | F40300003 |  | SNR0
SNR-H03MEW20CL001KD01 | Tank |  | OPERATING | OPERATING | E073 | SNR0-2M0 | F40300003 |  | SNR0
SNR-H03MEW20CL001KP01 | Diaphragm (SNR-H03MEA15BP021) |  | OPERATING | OPERATING | E073 | SNR0-2E0 | F40300003 |  | SNR0
SNR-H03MEW20CL001KT01 | Strainer Upper (SNR-H03MEA15AT001) |  | OPERATING | OPERATING | E073 | SNR0-2M0 | F40300003 |  | SNR0
SNR-H03MEW20CL001KT02 | Strainer Lower (SNR-H03MEA15AT002) |  | OPERATING | OPERATING | E073 | SNR0-2M0 | F40300003 |  | SNR0
SNR-H03MEW20CL001QP01 | Draft Tube Level too High (SNR-H03MEA15CL305-S01) |  | OPERATING | OPERATING | E073 | SNR0-2E0 | F40300003 |  | SNR0
SNR-H03MEW20CL001QP02 | Draft Tube Level High-2 (SNR-H03MEA15CL304-S01) |  | OPERATING | OPERATING | E073 | SNR0-2E0 | F40300003 |  | SNR0
SNR-H03MEW20CL001QP03 | Draft Tube Level High-1 (SNR-H03MEA15CL303-S01) |  | OPERATING | OPERATING | E073 | SNR0-2E0 | F40300003 |  | SNR0
SNR-H03MEW20CL001QP04 | Draft Tube Level Low-1 (SNR-H03MEA15CL302-S01) |  | OPERATING | OPERATING | E073 | SNR0-2E0 | F40300003 |  | SNR0
SNR-H03MEW20CL001QP05 | Draft Tube Level Low-2 (SNR-H03MEA15CL301-S01) |  | OPERATING | OPERATING | E073 | SNR0-2E0 | F40300003 |  | SNR0
SNR-H03MEX | Fluid Supply Sys for Control & Protec Eq |  | OPERATING | OPERATING | E073 | SNR0-2M0 | F40300003 |  | SNR0
SNR-H03MEX10 | Fluid Supply for Governor Control |  | OPERATING | OPERATING | E073 | SNR0-2M0 | F40300003 |  | SNR0
SNR-H03MEX10AA001 | Valve for Oil Conditioner (SNR-H03MEX10AA551) |  | OPERATING | OPERATING | E073 | SNR0-2M0 | F40300003 |  | SNR0
SNR-H03MEX10AA002 | Valve for Oil Conditioner (SNR-H03MEX10AA552) |  | OPERATING | OPERATING | E073 | SNR0-2M0 | F40300003 |  | SNR0
SNR-H03MEX10AA003 | Valve Drain for Sump Tank (SNR-H03MEX10AA601) |  | OPERATING | OPERATING | E073 | SNR0-2M0 | F40300003 |  | SNR0
SNR-H03MEX10AA004 | Check Valve (SNR-H03MEX30AA702) |  | OPERATING | OPERATING | E073 | SNR0-2M0 | F40300003 |  | SNR0
SNR-H03MEX10AA005 | Pressure Relief Valve (SNR-H03MEX30AA301) |  | OPERATING | OPERATING | E073 | SNR0-2M0 | F40300003 |  | SNR0
SNR-H03MEX10AA006 | Valve Supply to Heat Exchanger (SNR-H03MEX30AA101) |  | OPERATING | OPERATING | E073 | SNR0-2M0 | F40300003 |  | SNR0
SNR-H03MEX10AA007 | Valve Before Heat Exchanger (SNR-H03MEX30AA102) |  | OPERATING | OPERATING | E073 | SNR0-2M0 | F40300003 |  | SNR0
SNR-H03MEX10AA008 | Valve After Heat Exchanger (SNR-H03MEX30AA103) |  | OPERATING | OPERATING | E073 | SNR0-2M0 | F40300003 |  | SNR0
SNR-H03MEX10AA009 | Non Return Valve (SNR-H03MEX30AA701) |  | OPERATING | OPERATING | E073 | SNR0-2M0 | F40300003 |  | SNR0
SNR-H03MEX10AA010 | Drain Valve (SNR-H03MEX30AA111) |  | OPERATING | OPERATING | E073 | SNR0-2M0 | F40300003 |  | SNR0
SNR-H03MEX10AA011 | Motorize Valve Before Line Filter 1 (SNR-H03MEX30AA601) |  | OPERATING | OPERATING | E073 | SNR0-2M0 | F40300003 |  | SNR0
SNR-H03MEX10AA012 | Motorize Valve Before Line Filter 2 (SNR-H03MEX30AA602) |  | OPERATING | OPERATING | E073 | SNR0-2M0 | F40300003 |  | SNR0
SNR-H03MEX10AA013 | Motorize Valve Before Line Filter 1 (SNR-H03MEX13AA601) |  | OPERATING | OPERATING | E073 | SNR0-2M0 | F40300003 |  | SNR0
SNR-H03MEX10AA014 | Motorize Valve Before Line Filter 2 (SNR-H03MEX13AA602) |  | OPERATING | OPERATING | E073 | SNR0-2M0 | F40300003 |  | SNR0
SNR-H03MEX10AA015 | Check Valve After Line Filter 1 (SNR-H03MEX13AA701) |  | OPERATING | OPERATING | E073 | SNR0-2M0 | F40300003 |  | SNR0
SNR-H03MEX10AA016 | Check Valve After Line Filter 2 (SNR-H03MEX13AA702) |  | OPERATING | OPERATING | E073 | SNR0-2M0 | F40300003 |  | SNR0
SNR-H03MEX10AC001 | Internal Oil Cooler (404) Heat Exchanger (SNR-H03MEX30AH001) |  | OPERATING | OPERATING | E073 | SNR0-2M0 | F40300003 |  | SNR0
SNR-H03MEX10AP001 | Recirculation Pump (SNR-H03MEX30AP001) |  | OPERATING | OPERATING | E073 | SNR0-2M0 | F40300003 |  | SNR0
SNR-H03MEX10AP002 | Governor Oil Pump No.A(401A) |  | OPERATING | OPERATING | E073 | SNR0-2M0 | F40300003 |  | SNR0
SNR-H03MEX10AP002-M01 | Motor (88QGMA) |  | OPERATING | OPERATING | E073 | SNR0-2E0 | F40300003 |  | SNR0
SNR-H03MEX10AP002KA02 | Unloader Valve 410A (SNR-H03MEX11AA301) |  | OPERATING | OPERATING | E073 | SNR0-2M0 | F40300003 |  | SNR0
SNR-H03MEX10AP002KA03 | Check Valve (SNR-H03MEX11AA701) |  | OPERATING | OPERATING | E073 | SNR0-2M0 | F40300003 |  | SNR0
SNR-H03MEX10AP002KA04 | Valve Outlet (SNR-H03MEX11AA101) |  | OPERATING | OPERATING | E073 | SNR0-2M0 | F40300003 |  | SNR0
SNR-H03MEX10AP002KP01 | Pump |  | OPERATING | OPERATING | E073 | SNR0-2M0 | F40300003 |  | SNR0
SNR-H03MEX10AP002MK01 | Coupling |  | OPERATING | OPERATING | E073 | SNR0-2M0 | F40300003 |  | SNR0
SNR-H03MEX10AP002QP01 | Pressure of Main pump 1 (SNR-H03MEX11CP501) |  | OPERATING | OPERATING | E073 | SNR0-2E0 | F40300003 |  | SNR0
SNR-H03MEX10AP003 | Governor Oil Pump No.B(401B) |  | OPERATING | OPERATING | E073 | SNR0-2M0 | F40300003 |  | SNR0
SNR-H03MEX10AP003-M01 | Motor (88QGMB) |  | OPERATING | OPERATING | E073 | SNR0-2E0 | F40300003 |  | SNR0
SNR-H03MEX10AP003KA02 | Unloader Valve 410B (SNR-H03MEX11AA302) |  | OPERATING | OPERATING | E073 | SNR0-2M0 | F40300003 |  | SNR0
SNR-H03MEX10AP003KA03 | Check Valve (SNR-H03MEX11AA702) |  | OPERATING | OPERATING | E073 | SNR0-2M0 | F40300003 |  | SNR0
SNR-H03MEX10AP003KA04 | Valve Outlet (SNR-H03MEX11AA102) |  | OPERATING | OPERATING | E073 | SNR0-2M0 | F40300003 |  | SNR0
SNR-H03MEX10AP003KP01 | Pump |  | OPERATING | OPERATING | E073 | SNR0-2M0 | F40300003 |  | SNR0
SNR-H03MEX10AP003MK01 | Coupling |  | OPERATING | OPERATING | E073 | SNR0-2M0 | F40300003 |  | SNR0
SNR-H03MEX10AP003QP01 | Pressure of Main pump 2 (SNR-H03MEX11CP502) |  | OPERATING | OPERATING | E073 | SNR0-2E0 | F40300003 |  | SNR0
SNR-H03MEX10AT001 | Pressure Line Filter 1 (SNR-H03MEX30AT001) |  | OPERATING | OPERATING | E073 | SNR0-2M0 | F40300003 |  | SNR0
SNR-H03MEX10AT002 | Pressure Line Filter 2 (SNR-H03MEX30AT002) |  | OPERATING | OPERATING | E073 | SNR0-2M0 | F40300003 |  | SNR0
SNR-H03MEX10AT003 | Pressure Line Filter 1 (SNR-H03MEX13AT001) |  | OPERATING | OPERATING | E073 | SNR0-2M0 | F40300003 |  | SNR0
SNR-H03MEX10AT004 | Pressure Line Filter 2 (SNR-H03MEX13AT002) |  | OPERATING | OPERATING | E073 | SNR0-2M0 | F40300003 |  | SNR0
SNR-H03MEX10BB001 | Sump Tank (403) |  | OPERATING | OPERATING | E073 | SNR0-2M0 | F40300003 |  | SNR0
SNR-H03MEX10BN001 | Jockey Oil Pump |  | OPERATING | OPERATING | E073 | SNR0-2M0 | F40300003 |  | SNR0
SNR-H03MEX10BN001-M01 | Motor |  | OPERATING | OPERATING | E073 | SNR0-2E0 | F40300003 |  | SNR0
SNR-H03MEX10BN001KA01 | Unloader Valve (SNR-H03MEX11AA303) |  | OPERATING | OPERATING | E073 | SNR0-2M0 | F40300003 |  | SNR0
SNR-H03MEX10BN001KA02 | Check Valve (SNR-H03MEX11AA703) |  | OPERATING | OPERATING | E073 | SNR0-2M0 | F40300003 |  | SNR0
SNR-H03MEX10BN001KA03 | Valve Outlet (SNR-H03MEX11AA103) |  | OPERATING | OPERATING | E073 | SNR0-2M0 | F40300003 |  | SNR0
SNR-H03MEX10BN001KP01 | Pump |  | OPERATING | OPERATING | E073 | SNR0-2M0 | F40300003 |  | SNR0
SNR-H03MEX10BN001QP01 | Pressure of Jockey pump (SNR-H03MEX11CP503) |  | OPERATING | OPERATING | E073 | SNR0-2E0 | F40300003 |  | SNR0
SNR-H03MEX10CL001 | Turbine OPU Water in Oil Detector (SNR-H03MEX10CL151) |  | OPERATING | OPERATING | E073 | SNR0-2E0 | F40300003 |  | SNR0
SNR-H03MEX10CL001KA01 | Valve Outlet From Sump Tank (SNR-H03MEX10AA201) |  | OPERATING | OPERATING | E073 | SNR0-2M0 | F40300003 |  | SNR0
SNR-H03MEX10CL001KA02 | Valve Inlet to Sump Tank (SNR-H03MEX10AA202) |  | OPERATING | OPERATING | E073 | SNR0-2M0 | F40300003 |  | SNR0
SNR-H03MEX10CL002 | Turbine OPU Oil Tank Level (SNR-H03MEX10CL101-S01) |  | OPERATING | OPERATING | E073 | SNR0-2E0 | F40300003 |  | SNR0
SNR-H03MEX10CL003 | Oil Level Gauge 407 (SNR-H03MEX10CL501) |  | OPERATING | OPERATING | E073 | SNR0-2E0 | F40300003 |  | SNR0
SNR-H03MEX10CP001 | Pressure of Circulating Pump (SNR-H03MEX30CP501) |  | OPERATING | OPERATING | E073 | SNR0-2E0 | F40300003 |  | SNR0
SNR-H03MEX10CP002 | Pressure Differential Switch Filter |  | OPERATING | OPERATING | E073 | SNR0-2E0 | F40300003 |  | SNR0
SNR-H03MEX10CP002-S01 | Turbine OPU Offline Duplex Filter 1 Clogged (SNR-H03MEX30CP201-S01) |  | OPERATING | OPERATING | E073 | SNR0-2E0 | F40300003 |  | SNR0
SNR-H03MEX10CP002-S02 | Turbine OPU Offline Duplex Filter 2 Clogged (SNR-H03MEX30CP202-S01) |  | OPERATING | OPERATING | E073 | SNR0-2E0 | F40300003 |  | SNR0
SNR-H03MEX10CP003 | Pressure Differential Switch Filter |  | OPERATING | OPERATING | E073 | SNR0-2E0 | F40300003 |  | SNR0
SNR-H03MEX10CP003-S01 | Turbine OPU Duplex Filter 1 Clogged (SNR-H03MEX13CP201-S01) |  | OPERATING | OPERATING | E073 | SNR0-2E0 | F40300003 |  | SNR0
SNR-H03MEX10CP003-S02 | Turbine OPU Duplex Filter 2 Clogged (SNR-H03MEX13CP202-S01) |  | OPERATING | OPERATING | E073 | SNR0-2E0 | F40300003 |  | SNR0
SNR-H03MEX10CP004 | Pressure Switch of Servo Valve |  | OPERATING | OPERATING | E073 | SNR0-2E0 | F40300003 |  | SNR0
SNR-H03MEX10CP004-S01 | Servo Valve Oil Pressure too Low Pressure Switch (SNR-H03MEX13CP101-S01) |  | OPERATING | OPERATING | E073 | SNR0-2E0 | F40300003 |  | SNR0
SNR-H03MEX10CP005 | Turbine Air-Oil Tank Pressure Guage (SNR-H03MEX13CP501) |  | OPERATING | OPERATING | E073 | SNR0-2E0 | F40300003 |  | SNR0
SNR-H03MEX10CT001 | Temp Guage Cooler of Turbine Sump Tank (SNR-H03MEX30CT501) |  | OPERATING | OPERATING | E073 | SNR0-2E0 | F40300003 |  | SNR0
SNR-H03MEX10CT002 | Temp Guage of Turbine Sump Tank (SNR-H03MEX10CT501) |  | OPERATING | OPERATING | E073 | SNR0-2E0 | F40300003 |  | SNR0
SNR-H03MEX10CT003 | Turbine OPU Oil Tank Temperature RTD (SNR-H03MEX10CT001) |  | OPERATING | OPERATING | E073 | SNR0-2E0 | F40300003 |  | SNR0
SNR-H03MEX10CT004 | Turbine Sump Tank Temperature Transmitter (SNR-H03MEX10CT001-B01) |  | OPERATING | OPERATING | E073 | SNR0-2E0 | F40300003 |  | SNR0
SNR-H03MEX11 | Governor Oil Pressure Tank (SNR-H03MEX40) |  | OPERATING | OPERATING | E073 | SNR0-2M0 | F40300003 |  | SNR0
SNR-H03MEX11AA001 | Valve Main Supply to Distributing Valve (SNR-H03MEX40AA702) |  | OPERATING | OPERATING | E073 | SNR0-2M0 | F40300003 |  | SNR0
SNR-H03MEX11AA002 | Valve Supply to Pressure Relay (SNR-H03MEX40AA901) |  | OPERATING | OPERATING | E073 | SNR0-2M0 | F40300003 |  | SNR0
SNR-H03MEX11AA003 | Valve Air Supply From Main Air Tank (SNR-H03QEA31AA504) |  | OPERATING | OPERATING | E073 | SNR0-2M0 | F40300003 |  | SNR0
SNR-H03MEX11AA004 | Valve Drain Air (SNR-H03MEX40AA909) |  | OPERATING | OPERATING | E073 | SNR0-2M0 | F40300003 |  | SNR0
SNR-H03MEX11AA005 | Valve Upper Level Indicator (SNR-H03MEX40AA902) |  | OPERATING | OPERATING | E073 | SNR0-2M0 | F40300003 |  | SNR0
SNR-H03MEX11AA006 | Valve Lower Level Indicator (SNR-H03MEX40AA903) |  | OPERATING | OPERATING | E073 | SNR0-2M0 | F40300003 |  | SNR0
SNR-H03MEX11AA007 | Valve to Pressure Gauge I13 (SNR-H03MEX40AA904) |  | OPERATING | OPERATING | E073 | SNR0-2M0 | F40300003 |  | SNR0
SNR-H03MEX11AA008 | Valve Drain Oil to Sump Tank (SNR-H03MEX40AA701) |  | OPERATING | OPERATING | E073 | SNR0-2M0 | F40300003 |  | SNR0
SNR-H03MEX11AA009 | Valve Drain Oil |  | OPERATING | OPERATING | E073 | SNR0-2M0 | F40300003 |  | SNR0
SNR-H03MEX11AA010 | Safety Relief Valve 411 (SNR-H03MEX40AA301) |  | OPERATING | OPERATING | E073 | SNR0-2M0 | F40300003 |  | SNR0
SNR-H03MEX11BB001 | Pressure Tank 402 (SNR-H03MEX40BB001) |  | OPERATING | OPERATING | E073 | SNR0-2M0 | F40300003 |  | SNR0
SNR-H03MEX11BR001 | Pipe Line |  | OPERATING | OPERATING | E073 | SNR0-2M0 | F40300003 |  | SNR0
SNR-H03MEX11CL001 | Oil Level Indicator (SNR-H03MEX40CL501) |  | OPERATING | OPERATING | E073 | SNR0-2E0 | F40300003 |  | SNR0
SNR-H03MEX11CL002 | Oil Level Relay |  | OPERATING | OPERATING | E073 | SNR0-2E0 | F40300003 |  | SNR0
SNR-H03MEX11CL002-S01 | Turbine Air+Oil Tank Level High Alarm (SNR-H03MEX40CL101-S01) |  | OPERATING | OPERATING | E073 | SNR0-2E0 | F40300003 |  | SNR0
SNR-H03MEX11CL002-S02 | Turbine Air+Oil Tank Level For Air Supply On (SNR-H03MEX40CL102-S01) |  | OPERATING | OPERATING | E073 | SNR0-2E0 | F40300003 |  | SNR0
SNR-H03MEX11CL002-S03 | Turbine Air+Oil Tank Level For Air Supply Off (SNR-H03MEX40CL103-S01) |  | OPERATING | OPERATING | E073 | SNR0-2E0 | F40300003 |  | SNR0
SNR-H03MEX11CL002-S04 | Turbine Air+Oil Tank Level Low Alarm (SNR-H03MEX40CL104-S01) |  | OPERATING | OPERATING | E073 | SNR0-2E0 | F40300003 |  | SNR0
SNR-H03MEX11CL002-S05 | Turbine Air+Oil Tank Level too Low (ESD) (SNR-H03MEX40CL105-S01) |  | OPERATING | OPERATING | E073 | SNR0-2E0 | F40300003 |  | SNR0
SNR-H03MEX11CL003 | Oil Level Sensor |  | OPERATING | OPERATING | E073 | SNR0-2E0 | F40300003 |  | SNR0
SNR-H03MEX11CL003-B01 | Turbine Air+Oil Tank Level (SNR-H03MEX40CL001-B01) |  | OPERATING | OPERATING | E073 | SNR0-2E0 | F40300003 |  | SNR0
SNR-H03MEX11CP001 | Turbine Air-Oil Tank Pressure Guage (SNR-H03MEX40CP501) |  | OPERATING | OPERATING | E073 | SNR0-2E0 | F40300003 |  | SNR0
SNR-H03MEX11CP002 | Turbine Start Condition (SNR-H03MEX40CP101-S01) |  | OPERATING | OPERATING | E073 | SNR0-2E0 | F40300003 |  | SNR0
SNR-H03MEX11CP003 | Oil Pressure Low (SNR-H03MEX40CP102-S01) |  | OPERATING | OPERATING | E073 | SNR0-2E0 | F40300003 |  | SNR0
SNR-H03MEX11CP004 | Oil Preesure High / Air Supply Off (SNR-H03MEX40CP103-S01) |  | OPERATING | OPERATING | E073 | SNR0-2E0 | F40300003 |  | SNR0
SNR-H03MEX11CP005 | Main Pump Control (SNR-H03MEX40CP104-S01) |  | OPERATING | OPERATING | E073 | SNR0-2E0 | F40300003 |  | SNR0
SNR-H03MEX11CP006 | Standby Pump Control (SNR-H03MEX40CP105-S01) |  | OPERATING | OPERATING | E073 | SNR0-2E0 | F40300003 |  | SNR0
SNR-H03MEX11CP007 | Pressure Relay |  | OPERATING | OPERATING | E073 | SNR0-2E0 | F40300003 |  | SNR0
SNR-H03MEX11CP007-S01 | Joockey Pump Control (SNR-H03MEX40CP106-S01) |  | OPERATING | OPERATING | E073 | SNR0-2E0 | F40300003 |  | SNR0
SNR-H03MEX11CP007-S02 | Turbine Air-Oil Tank (SNR-H03MEX40CP107-S01) |  | OPERATING | OPERATING | E073 | SNR0-2E0 | F40300003 |  | SNR0
SNR-H03MEX11CP008 | Turbine Air-Oil Tank Pressure (SNR-H03MEX40CP001-B01) |  | OPERATING | OPERATING | E073 | SNR0-2E0 | F40300003 |  | SNR0
SNR-H03MEX20 | Fluid Supply for Inlet Valve Control (SNR-H03MEX50) |  | OPERATING | OPERATING | E073 | SNR0-2M0 | F40300003 |  | SNR0
SNR-H03MEX20AA001 | Valve for Oil Conditioner (SNR-H03MEX50AA551) |  | OPERATING | OPERATING | E073 | SNR0-2M0 | F40300003 |  | SNR0
SNR-H03MEX20AA002 | Valve for Oil Conditioner (SNR-H03MEX50AA552) |  | OPERATING | OPERATING | E073 | SNR0-2M0 | F40300003 |  | SNR0
SNR-H03MEX20AA003 | Valve Drain (SNR-H03MEX50AA601) |  | OPERATING | OPERATING | E073 | SNR0-2M0 | F40300003 |  | SNR0
SNR-H03MEX20AA004 | Check Valve (SNR-H03MEX35AA702) |  | OPERATING | OPERATING | E073 | SNR0-2M0 | F40300003 |  | SNR0
SNR-H03MEX20AA005 | Pressure Relief Valve (SNR-H03MEX35AA301) |  | OPERATING | OPERATING | E073 | SNR0-2M0 | F40300003 |  | SNR0
SNR-H03MEX20AA006 | Valve Supply to Heat Exchanger (SNR-H03MEX35AA101) |  | OPERATING | OPERATING | E073 | SNR0-2M0 | F40300003 |  | SNR0
SNR-H03MEX20AA007 | Valve Before Heat Exchanger (SNR-H03MEX35AA102) |  | OPERATING | OPERATING | E073 | SNR0-2M0 | F40300003 |  | SNR0
SNR-H03MEX20AA008 | Valve After Heat Exchanger (SNR-H03MEX35AA103) |  | OPERATING | OPERATING | E073 | SNR0-2M0 | F40300003 |  | SNR0
SNR-H03MEX20AA009 | Non Return Valve (SNR-H03MEX35AA701) |  | OPERATING | OPERATING | E073 | SNR0-2M0 | F40300003 |  | SNR0
SNR-H03MEX20AA010 | Drain Valve (SNR-H03MEX35AA111) |  | OPERATING | OPERATING | E073 | SNR0-2M0 | F40300003 |  | SNR0
SNR-H03MEX20AA011 | Motorize Valve Before Line Filter 1 (SNR-H03MEX35AA601) |  | OPERATING | OPERATING | E073 | SNR0-2M0 | F40300003 |  | SNR0
SNR-H03MEX20AA012 | Motorize Valve Before Line Filter 2 (SNR-H03MEX35AA602) |  | OPERATING | OPERATING | E073 | SNR0-2M0 | F40300003 |  | SNR0
SNR-H03MEX20AA013 | Motorize Valve Before Line Filter 1 (SNR-H03MEX53AA101) |  | OPERATING | OPERATING | E073 | SNR0-2M0 | F40300003 |  | SNR0
SNR-H03MEX20AA014 | Motorize Valve Before Line Filter 2 (SNR-H03MEX53AA102) |  | OPERATING | OPERATING | E073 | SNR0-2M0 | F40300003 |  | SNR0
SNR-H03MEX20AA015 | Check Valve After Line Filter 1 (SNR-H03MEX53AA701) |  | OPERATING | OPERATING | E073 | SNR0-2M0 | F40300003 |  | SNR0
SNR-H03MEX20AA016 | Check Valve After Line Filter 2 (SNR-H03MEX53AA702) |  | OPERATING | OPERATING | E073 | SNR0-2M0 | F40300003 |  | SNR0
SNR-H03MEX20AA017 | Safety Relief Valve (SNR-H03MEX53AA011) |  | OPERATING | OPERATING | E073 | SNR0-2M0 | F40300003 |  | SNR0
SNR-H03MEX20AC001 | Internal Oil Cooler (274) Heat Exchanger (SNE-H03MEX35AH001) |  | OPERATING | OPERATING | E073 | SNR0-2M0 | F40300003 |  | SNR0
SNR-H03MEX20AP001 | Inlet Valve Oil Pump (271) (SNR-H03MEX51AP001) |  | OPERATING | OPERATING | E073 | SNR0-2M0 | F40300003 |  | SNR0
SNR-H03MEX20AP001-M01 | Motor (88QVM) |  | OPERATING | OPERATING | E073 | SNR0-2E0 | F40300003 |  | SNR0
SNR-H03MEX20AP001KA01 | Unloader Valve (SNE-H03MEX51AA301) |  | OPERATING | OPERATING | E073 | SNR0-2M0 | F40300003 |  | SNR0
SNR-H03MEX20AP001KA02 | Check Valve (SNE-H03MEX51AA701) |  | OPERATING | OPERATING | E073 | SNR0-2M0 | F40300003 |  | SNR0
SNR-H03MEX20AP001KA03 | Valve Outlet (SNE-H03MEX51AA101) |  | OPERATING | OPERATING | E073 | SNR0-2M0 | F40300003 |  | SNR0
SNR-H03MEX20AP001KP01 | Pump (271) |  | OPERATING | OPERATING | E073 | SNR0-2M0 | F40300003 |  | SNR0
SNR-H03MEX20AP001MK01 | Coupling |  | OPERATING | OPERATING | E073 | SNR0-2M0 | F40300003 |  | SNR0
SNR-H03MEX20AP001QP01 | Pressure of Main pump (SNR-H03MEX51CP501) |  | OPERATING | OPERATING | E073 | SNR0-2E0 | F40300003 |  | SNR0
SNR-H03MEX20AP002 | Recirculation Pump (SNR-H03MEX35AP001) |  | OPERATING | OPERATING | E073 | SNR0-2M0 | F40300003 |  | SNR0
SNR-H03MEX20AT001 | Pressure Line Filter 1 (SNR-H03MEX35AT001) |  | OPERATING | OPERATING | E073 | SNR0-2M0 | F40300003 |  | SNR0
SNR-H03MEX20AT002 | Pressure Line Filter 2 (SNR-H03MEX35AT002) |  | OPERATING | OPERATING | E073 | SNR0-2M0 | F40300003 |  | SNR0
SNR-H03MEX20AT003 | Pressure Line Filter 1 (SNR-H03MEX53AT001) |  | OPERATING | OPERATING | E073 | SNR0-2M0 | F40300003 |  | SNR0
SNR-H03MEX20AT004 | Pressure Line Filter 2 (SNR-H03MEX53AT002) |  | OPERATING | OPERATING | E073 | SNR0-2M0 | F40300003 |  | SNR0
SNR-H03MEX20BB001 | Sump Tank (273) (SNR-H03MEX50BB101) |  | OPERATING | OPERATING | E073 | SNR0-2M0 | F40300003 |  | SNR0
SNR-H03MEX20BR001 | Pipe Line |  | OPERATING | OPERATING | E073 | SNR0-2M0 | F40300003 |  | SNR0
SNR-H03MEX20CL001 | MIV OPU Water in Oil Detector (SNR-H03MEX50CL151-S01) |  | OPERATING | OPERATING | E073 | SNR0-2E0 | F40300003 |  | SNR0
SNR-H03MEX20CL001KA01 | Valve Outlet From Sump Tank (SNR-H03MEX50AA201) |  | OPERATING | OPERATING | E073 | SNR0-2M0 | F40300003 |  | SNR0
SNR-H03MEX20CL001KA02 | Valve Inlet to Sump Tank (SNR-H03MEX50AA202) |  | OPERATING | OPERATING | E073 | SNR0-2M0 | F40300003 |  | SNR0
SNR-H03MEX20CL002 | MIV OPU Oil Tank Level (SNR-H03MEX50CL101-S01) |  | OPERATING | OPERATING | E073 | SNR0-2E0 | F40300003 |  | SNR0
SNR-H03MEX20CL003 | Oil Tank Gauge (279) (SNR-H03MEX50AA101) |  | OPERATING | OPERATING | E073 | SNR0-2E0 | F40300003 |  | SNR0
SNR-H03MEX20CP001 | Pressure of Circulating Pump (SNR-H03MEX35CP501) |  | OPERATING | OPERATING | E073 | SNR0-2E0 | F40300003 |  | SNR0
SNR-H03MEX20CP002 | Return Line Filter |  | OPERATING | OPERATING | E073 | SNR0-2E0 | F40300003 |  | SNR0
SNR-H03MEX20CP002-S01 | MIV OPU Offline Duplex Filter 1 Clogged (SNR-H03MEX35CP201-S01) |  | OPERATING | OPERATING | E073 | SNR0-2E0 | F40300003 |  | SNR0
SNR-H03MEX20CP002-S02 | MIV OPU Offline Duplex Filter 2 Clogged (SNR-H03MEX35CP202-S01) |  | OPERATING | OPERATING | E073 | SNR0-2E0 | F40300003 |  | SNR0
SNR-H03MEX20CP003 | High Pressure Filter |  | OPERATING | OPERATING | E073 | SNR0-2M0 | F40300003 |  | SNR0
SNR-H03MEX20CP003-S01 | MIV OPU Duplex Filter 1 Clogged (SNR-H03MEX53CP201-S01) |  | OPERATING | OPERATING | E073 | SNR0-2E0 | F40300003 |  | SNR0
SNR-H03MEX20CP003-S02 | MIV OPU Duplex Filter 2 Clogged (SNR-H03MEX53CP202-S01) |  | OPERATING | OPERATING | E073 | SNR0-2E0 | F40300003 |  | SNR0
SNR-H03MEX20CP004 | Inlet Valve Diff. Pressure |  | OPERATING | OPERATING | E073 | SNR0-2E0 | F40300003 |  | SNR0
SNR-H03MEX20CP004-S01 | Inlet Valve Diff. Pressure Balanced Switch (SNR-H03MEX10CP301-S01) |  | OPERATING | OPERATING | E073 | SNR0-2E0 | F40300003 |  | SNR0
SNR-H03MEX20CT001 | Temp Guage Cooler of MIV Sump Tank (SNR-H03MEX35CT501) |  | OPERATING | OPERATING | E073 | SNR0-2E0 | F40300003 |  | SNR0
SNR-H03MEX20CT002 | Temp Guage of MIV Sump Tank (SNR-H03MEX50CT501) |  | OPERATING | OPERATING | E073 | SNR0-2E0 | F40300003 |  | SNR0
SNR-H03MEX20CT003 | MIV OPU Oil Tank Temperature RTD (SNR-H03MEX50CT001) |  | OPERATING | OPERATING | E073 | SNR0-2E0 | F40300003 |  | SNR0
SNR-H03MEX20CT004 | MIV Sump Tank Temperature Transmitter (SNR-H03MEX50CT001-B01) |  | OPERATING | OPERATING | E073 | SNR0-2E0 | F40300003 |  | SNR0
SNR-H03MEX21 | Inlet Valve Oil Pressure Tank (SNR-H03MEX60) |  | OPERATING | OPERATING | E073 | SNR0-2M0 | F40300003 |  | SNR0
SNR-H03MEX21AA001 | Valve to Hydraulic Oil Distribution Val (SNR-H03MEX60AA152) |  | OPERATING | OPERATING | E073 | SNR0-2M0 | F40300003 |  | SNR0
SNR-H03MEX21AA002 | Valve Supply to Pressure Relay (SNR-H03MEX60AA128) |  | OPERATING | OPERATING | E073 | SNR0-2M0 | F40300003 |  | SNR0
SNR-H03MEX21AA003 | Valve Air Supply From Main Air Tank (SNR-H03QEA21AA504) |  | OPERATING | OPERATING | E073 | SNR0-2M0 | F40300003 |  | SNR0
SNR-H03MEX21AA004 | Valve Drain Air (SNR-H03MEX60AA601) |  | OPERATING | OPERATING | E073 | SNR0-2M0 | F40300003 |  | SNR0
SNR-H03MEX21AA005 | Valve Upper Level Indicator (SNR-H03MEX60AA101) |  | OPERATING | OPERATING | E073 | SNR0-2M0 | F40300003 |  | SNR0
SNR-H03MEX21AA006 | Valve Lower Level Indicator (SNR-H03MEX60AA102) |  | OPERATING | OPERATING | E073 | SNR0-2M0 | F40300003 |  | SNR0
SNR-H03MEX21AA007 | Valve to Pressure Gauge (I14) (SNR-H03MEX60AA129) |  | OPERATING | OPERATING | E073 | SNR0-2M0 | F40300003 |  | SNR0
SNR-H03MEX21AA008 | Valve Drain Oil to Sump Tank (SNR-H03MEX60AA151) |  | OPERATING | OPERATING | E073 | SNR0-2M0 | F40300003 |  | SNR0
SNR-H03MEX21AA009 | Valve Drain Oil |  | OPERATING | OPERATING | E073 | SNR0-2M0 | F40300003 |  | SNR0
SNR-H03MEX21AA010 | Safety Relief Valve (276) (SNR-H03MEX60AA321) |  | OPERATING | OPERATING | E073 | SNR0-2M0 | F40300003 |  | SNR0
SNR-H03MEX21AA011 | Float Valve (295) (SNR-H03MEX60AA301) |  | OPERATING | OPERATING | E073 | SNR0-2M0 | F40300003 |  | SNR0
SNR-H03MEX21BB001 | Pressure Tank (SNR-H03MEX60BB001) |  | OPERATING | OPERATING | E073 | SNR0-2M0 | F40300003 |  | SNR0
SNR-H03MEX21BR001 | Pipe Line |  | OPERATING | OPERATING | E073 | SNR0-2M0 | F40300003 |  | SNR0
SNR-H03MEX21CL001 | Oil Level Indicator (SNR-H03MEX60CL501) |  | OPERATING | OPERATING | E073 | SNR0-2E0 | F40300003 |  | SNR0
SNR-H03MEX21CL002 | Oil Level Relay |  | OPERATING | OPERATING | E073 | SNR0-2E0 | F40300003 |  | SNR0
SNR-H03MEX21CL002-S01 | MIV Air+Oil Tank Level High Alarm (SNR-H03MEX60CL101-S01) |  | OPERATING | OPERATING | E073 | SNR0-2E0 | F40300003 |  | SNR0
SNR-H03MEX21CL002-S02 | MIV Air+Oil Tank Level for Air Supply On (SNR-H03MEX60CL102-S01) |  | OPERATING | OPERATING | E073 | SNR0-2E0 | F40300003 |  | SNR0
SNR-H03MEX21CL002-S03 | MIV Air+Oil Tank Level for Air Supply Off (SNR-H03MEX60CL103-S01) |  | OPERATING | OPERATING | E073 | SNR0-2E0 | F40300003 |  | SNR0
SNR-H03MEX21CL002-S04 | MIV Air+Oil Tank Level Low Alarm (SNR-H03MEX60CL104-S01) |  | OPERATING | OPERATING | E073 | SNR0-2E0 | F40300003 |  | SNR0
SNR-H03MEX21CL002-S05 | MIV Air+Oil Tank Level too Low Alarm (ESD) (SNR-H03MEX60CL105-S01) |  | OPERATING | OPERATING | E073 | SNR0-2E0 | F40300003 |  | SNR0
SNR-H03MEX21CL003 | Oil Level Sensor |  | OPERATING | OPERATING | E073 | SNR0-2E0 | F40300003 |  | SNR0
SNR-H03MEX21CL003-B01 | MIV Air+Oil Tank Level (SNR-H03MEX60CL001-B01) |  | OPERATING | OPERATING | E073 | SNR0-2E0 | F40300003 |  | SNR0
SNR-H03MEX21CP001 | MIV Air+Oil Tank Pressure Gauge (SNR-H03MEX60CP501) |  | OPERATING | OPERATING | E073 | SNR0-2E0 | F40300003 |  | SNR0
SNR-H03MEX21CP002 | INV. Oil Pressure Tank Ok (SNR-H03MEX60CP101-S01) |  | OPERATING | OPERATING | E073 | SNR0-2E0 | F40300003 |  | SNR0
SNR-H03MEX21CP003 | INV. Oil Pressure Low Alarm (SNR-H03MEX60CP102-S01) |  | OPERATING | OPERATING | E073 | SNR0-2E0 | F40300003 |  | SNR0
SNR-H03MEX21CP004 | Oil Preesure High / Air Supply Off (SNR-H03MEX60CP103-S01) |  | OPERATING | OPERATING | E073 | SNR0-2E0 | F40300003 |  | SNR0
SNR-H03MEX21CP005 | Oil Pump Control (SNR-H03MEX60CP104-S01) |  | OPERATING | OPERATING | E073 | SNR0-2E0 | F40300003 |  | SNR0
SNR-H03MEX21CP006 | Pressure Relay |  | OPERATING | OPERATING | E073 | SNR0-2E0 | F40300003 |  | SNR0
SNR-H03MEX21CP006-S01 | Oil Pressure too Low Emergency Shutdown (ESD) (SNR-H03MEX60CP105-S01) |  | OPERATING | OPERATING | E073 | SNR0-2E0 | F40300003 |  | SNR0
SNR-H03MEX21CP006-S02 | Oil Pressure too Low Emergency Shutdown (ESD) (SNR-H03MEX53CP101-S01) |  | OPERATING | OPERATING | E073 | SNR0-2E0 | F40300003 |  | SNR0
SNR-H03MEX21CP007 | MIV Air-Oil Tank Pressure (SNR-H03MEX60CP001-B01) |  | OPERATING | OPERATING | E073 | SNR0-2E0 | F40300003 |  | SNR0
SNR-H03MEX21CP008 | MIV Air-Oil Tank Pressure Guage (SNR-H03MEX53CP501) |  | OPERATING | OPERATING | E073 | SNR0-2E0 | F40300003 |  | SNR0
SNR-H03MEX30 | Leakage Oil Supply (SNR-H03MEX80) |  | OPERATING | OPERATING | E073 | SNR0-2M0 | F40300003 |  | SNR0
SNR-H03MEX30AA001 | Check Valve (SNR-H03MEX80AA701) |  | OPERATING | OPERATING | E073 | SNR0-2M0 | F40300003 |  | SNR0
SNR-H03MEX30AA002 | Safety Relief Valve (SNR-H03MEX80AA301) |  | OPERATING | OPERATING | E073 | SNR0-2M0 | F40300003 |  | SNR0
SNR-H03MEX30AA003 | Motorize Valve Before Line Filter 1 (SNR-H03MEX80AA101) |  | OPERATING | OPERATING | E073 | SNR0-2M0 | F40300003 |  | SNR0
SNR-H03MEX30AA004 | Motorize Valve Before Line Filter 2 (SNR-H03MEX80AA102) |  | OPERATING | OPERATING | E073 | SNR0-2M0 | F40300003 |  | SNR0
SNR-H03MEX30AA005 | Check Valve After Line Filter 1 (SNR-H03MEX80AA702) |  | OPERATING | OPERATING | E073 | SNR0-2M0 | F40300003 |  | SNR0
SNR-H03MEX30AA006 | Check Valve After Line Filter 2 (SNR-H03MEX80AA703) |  | OPERATING | OPERATING | E073 | SNR0-2M0 | F40300003 |  | SNR0
SNR-H03MEX30AA007 | Valve Drain Oil (SNR-H03MEX80AA601) |  | OPERATING | OPERATING | E073 | SNR0-2M0 | F40300003 |  | SNR0
SNR-H03MEX30AA008 | Valve Drain Oil (SNR-H03MEX80AA602) |  | OPERATING | OPERATING | E073 | SNR0-2M0 | F40300003 |  | SNR0
SNR-H03MEX30AP001 | Leaked Oil Pump (481) (SNR-H03MEX80AP001) |  | OPERATING | OPERATING | E073 | SNR0-2M0 | F40300003 |  | SNR0
SNR-H03MEX30AT001 | Strainer Line Filter 1 (SNR-H03MEX80AT001) |  | OPERATING | OPERATING | E073 | SNR0-2M0 | F40300003 |  | SNR0
SNR-H03MEX30AT002 | Line Fillter 2 (SNR-H03MEX80AT002) |  | OPERATING | OPERATING | E073 | SNR0-2M0 | F40300003 |  | SNR0
SNR-H03MEX30AT003 | Air Breather (SNR-H03MEX80AT021) |  | OPERATING | OPERATING | E073 | SNR0-2M0 | F40300003 |  | SNR0
SNR-H03MEX30BB001 | Sump Tank (482) (SNR-H03MEX80BB001) |  | OPERATING | OPERATING | E073 | SNR0-2M0 | F40300003 |  | SNR0
SNR-H03MEX30BR001 | Pipe Line |  | OPERATING | OPERATING | E073 | SNR0-2M0 | F40300003 |  | SNR0
SNR-H03MEX30CL001 | Leakage Oil Tank Level (SNR-H03MEX80CL101-S01) |  | OPERATING | OPERATING | E073 | SNR0-2E0 | F40300003 |  | SNR0
SNR-H03MEX30CL002 | Oil Level Gauge (485) (SNR-H03MEX80CL501) |  | OPERATING | OPERATING | E073 | SNR0-2E0 | F40300003 |  | SNR0
SNR-H03MEX30CP001 | Pressure Oil Outlet to MIV Sump Tank (SNR-H03MEX80CP501) |  | OPERATING | OPERATING | E073 | SNR0-2E0 | F40300003 |  | SNR0
SNR-H03MEX30CP002 | Pressure Differential Filter |  | OPERATING | OPERATING | E073 | SNR0-2E0 | F40300003 |  | SNR0
SNR-H03MEX30CP002-S01 | OPU Leakage Unit Offline Duplex Filter 1 Clogged (SNR-H03MEX80CP201-S01) |  | OPERATING | OPERATING | E073 | SNR0-2E0 | F40300003 |  | SNR0
SNR-H03MEX30CP002-S02 | OPU Leakage Unit Offline Duplex Filter 2 Clogged (SNR-H03MEX80CP202-S01) |  | OPERATING | OPERATING | E073 | SNR0-2E0 | F40300003 |  | SNR0
SNR-H03MEX50 | Turbine Control (SNR-H03MEX15) |  | OPERATING | OPERATING | E073 | SNR0-2M0 | F40300003 |  | SNR0
SNR-H03MEX50AA001 | Main Supply Valve (SNR-H03MEX13AA111) |  | OPERATING | OPERATING | E073 | SNR0-2M0 | F40300003 |  | SNR0
SNR-H03MEX50AA002 | Logic Cartridge Valve (SNR-H03MEX15AA061) |  | OPERATING | OPERATING | E073 | SNR0-2M0 | F40300003 |  | SNR0
SNR-H03MEX50AA002-S01 | Limit Switch (SNR-H03MEX15CG061-S01) |  | OPERATING | OPERATING | E073 | SNR0-2E0 | F40300003 |  | SNR0
SNR-H03MEX50AA003 | 3/2 Detent Valve (SNR-H03MEX15AA001) |  | OPERATING | OPERATING | E073 | SNR0-2M0 | F40300003 |  | SNR0
SNR-H03MEX50AA004 | Minimesh Coupling (SNR-H03MEX20AA703) |  | OPERATING | OPERATING | E073 | SNR0-2M0 | F40300003 |  | SNR0
SNR-H03MEX50AA005 | Minimesh Coupling (SNR-H03MEX20AA704) |  | OPERATING | OPERATING | E073 | SNR0-2M0 | F40300003 |  | SNR0
SNR-H03MEX50AA006 | Minimesh Coupling (SNR-H03MEX20AA705) |  | OPERATING | OPERATING | E073 | SNR0-2M0 | F40300003 |  | SNR0
SNR-H03MEX51 | Actuator (701) (SNR-H03MEX20) |  | OPERATING | OPERATING | E073 | SNR0-2M0 | F40300003 |  | SNR0
SNR-H03MEX51AA001 | Actuator (701) (SNR-H03MEX20AA011) |  | OPERATING | OPERATING | E073 | SNR0-2M0 | F40300003 |  | SNR0
SNR-H03MEX51BP001 | Orifice (SNR-H03MEX20BP011) |  | OPERATING | OPERATING | E073 | SNR0-2M0 | F40300003 |  | SNR0
SNR-H03MEX51BP002 | Orifice (SNR-H03MEX20BP012) |  | OPERATING | OPERATING | E073 | SNR0-2M0 | F40300003 |  | SNR0
SNR-H03MEX51BP003 | Orifice (SNR-H03MEX20BP013) |  | OPERATING | OPERATING | E073 | SNR0-2M0 | F40300003 |  | SNR0
SNR-H03MEX51BP004 | Orifice (SNR-H03MEX20BP014) |  | OPERATING | OPERATING | E073 | SNR0-2M0 | F40300003 |  | SNR0
SNR-H03MEX52 | Distributing Valve 720 (SNR-H03MEX20) |  | OPERATING | OPERATING | E073 | SNR0-2M0 | F40300003 |  | SNR0
SNR-H03MEX52AA001 | Distributing Valve (SNR-H03MEX20AA010) |  | OPERATING | OPERATING | E073 | SNR0-2M0 | F40300003 |  | SNR0
SNR-H03MEX52AA002 | Minimesh Coupling (SNR-H03MEX20AA700) |  | OPERATING | OPERATING | E073 | SNR0-2M0 | F40300003 |  | SNR0
SNR-H03MEX52AA003 | Minimesh Coupling (SNR-H03MEX20AA701) |  | OPERATING | OPERATING | E073 | SNR0-2M0 | F40300003 |  | SNR0
SNR-H03MEX52AA004 | Minimesh Coupling (SNR-H03MEX20AA702) |  | OPERATING | OPERATING | E073 | SNR0-2M0 | F40300003 |  | SNR0
SNR-H03MEX52AA005 | Emergency Start/Stop Valve (Sc) (SNR-H03MEX20AA101) |  | OPERATING | OPERATING | E073 | SNR0-2M0 | F40300003 |  | SNR0
SNR-H03MEX52AA006 | Emergency Safety Valve (S65Q) (SNR-H03MEX20AA102) |  | OPERATING | OPERATING | E073 | SNR0-2M0 | F40300003 |  | SNR0
SNR-H03MEX52BP001 | Orifice (SNR-H03MEX20BP001) |  | OPERATING | OPERATING | E073 | SNR0-2M0 | F40300003 |  | SNR0
SNR-H03MEX52BP002 | Orifice (SNR-H03MEX20BP002) |  | OPERATING | OPERATING | E073 | SNR0-2M0 | F40300003 |  | SNR0
SNR-H03MEX53 | G/V Servomotor |  | OPERATING | OPERATING | E073 | SNR0-2M0 | F40300003 |  | SNR0
SNR-H03MEX53AU001 | G/V Servomotor 710A |  | OPERATING | OPERATING | E073 | SNR0-2M0 | F40300003 |  | SNR0
SNR-H03MEX53AU001KA01 | Flow Control Valve 718A |  | OPERATING | OPERATING | E073 | SNR0-2M0 | F40300003 |  | SNR0
SNR-H03MEX53AU001KA02 | Check Valve |  | OPERATING | OPERATING | E073 | SNR0-2M0 | F40300003 |  | SNR0
SNR-H03MEX53AU001MS01 | Servomotor |  | OPERATING | OPERATING | E073 | SNR0-2M0 | F40300003 |  | SNR0
SNR-H03MEX53AU001QP01 | Pressure Gauge |  | OPERATING | OPERATING | E073 | SNR0-2E0 | F40300003 |  | SNR0
SNR-H03MEX53AU001QP02 | Pressure Gauge |  | OPERATING | OPERATING | E073 | SNR0-2E0 | F40300003 |  | SNR0
SNR-H03MEX53AU002 | G/V Servomotor 710B |  | OPERATING | OPERATING | E073 | SNR0-2M0 | F40300003 |  | SNR0
SNR-H03MEX53AU002KA01 | Flow Control Valve 718B |  | OPERATING | OPERATING | E073 | SNR0-2M0 | F40300003 |  | SNR0
SNR-H03MEX53AU002KA02 | Check Valve |  | OPERATING | OPERATING | E073 | SNR0-2M0 | F40300003 |  | SNR0
SNR-H03MEX53AU002MS01 | Servomotor |  | OPERATING | OPERATING | E073 | SNR0-2M0 | F40300003 |  | SNR0
SNR-H03MEX53AU002QP01 | Pressure Gauge |  | OPERATING | OPERATING | E073 | SNR0-2E0 | F40300003 |  | SNR0
SNR-H03MEX53AU002QP02 | Pressure Gauge |  | OPERATING | OPERATING | E073 | SNR0-2E0 | F40300003 |  | SNR0
SNR-H03MEX53BR001 | Pipe Line |  | OPERATING | OPERATING | E073 | SNR0-2M0 | F40300003 |  | SNR0
SNR-H03MEX54 | Return Mechanism |  | OPERATING | OPERATING | E073 | SNR0-2M0 | F40300003 |  | SNR0
SNR-H03MEX54AE001 | Return Mechanism |  | OPERATING | OPERATING | E073 | SNR0-2M0 | F40300003 |  | SNR0
SNR-H03MEX54AE001-B01 | G/V Servo Position Transmitter (GPT) |  | OPERATING | OPERATING | E073 | SNR0-2E0 | F40300003 |  | SNR0
SNR-H03MEX54AE001-B02 | G/V Servo Position Transmitter (GPT) |  | OPERATING | OPERATING | E073 | SNR0-2E0 | F40300003 |  | SNR0
SNR-H03MEX60 | Inlet Valve Control (SNR-H03MEX54) |  | OPERATING | OPERATING | E073 | SNR0-2M0 | F40300003 |  | SNR0
SNR-H03MEX60AA001 | Valve Inlet From I/V Pressure Tank (SNR-H03MEX53AA111) |  | OPERATING | OPERATING | E073 | SNR0-2M0 | F40300003 |  | SNR0
SNR-H03MEX60AA002 | Valve 4/2 Inlet Valve Control (SNR-H03MEX54AA021) |  | OPERATING | OPERATING | E073 | SNR0-2M0 | F40300003 |  | SNR0
SNR-H03MEX60AA002-S01 | Limit Switch (SNR-H03MEX54CG021-S01) |  | OPERATING | OPERATING | E073 | SNR0-2E0 | F40300003 |  | SNR0
SNR-H03MEX60AA003 | Valve 4/2 Inlet Valve Control (SNR-H03MEX54AA022) |  | OPERATING | OPERATING | E073 | SNR0-2M0 | F40300003 |  | SNR0
SNR-H03MEX60AA003-S01 | Limit Switch (SNR-H03MEX54CG022-S01) |  | OPERATING | OPERATING | E073 | SNR0-2E0 | F40300003 |  | SNR0
SNR-H03MEX60AA004 | Valve 4/2 Hydraulic Control (SNR-H03MEX54AA023) |  | OPERATING | OPERATING | E073 | SNR0-2M0 | F40300003 |  | SNR0
SNR-H03MEX60AA004-S01 | Limit Switch (SNR-H03MEX54CG023-S01) |  | OPERATING | OPERATING | E073 | SNR0-2E0 | F40300003 |  | SNR0
SNR-H03MEX60AA005 | 3 Ways Valve (SNR-H03MEX54AA024) |  | OPERATING | OPERATING | E073 | SNR0-2M0 | F40300003 |  | SNR0
SNR-H03MEX60AA005-S01 | Limit Switch (SNR-H03MEX54CG024-S01) |  | OPERATING | OPERATING | E073 | SNR0-2E0 | F40300003 |  | SNR0
SNR-H03MEX60AA006 | Valve 4/2 Bypass Valve Control (SNR-H03MEX54AA031) |  | OPERATING | OPERATING | E073 | SNR0-2M0 | F40300003 |  | SNR0
SNR-H03MEX60AU001 | I/V Servomotor (210) |  | OPERATING | OPERATING | E073 | SNR0-2M0 | F40300003 |  | SNR0
SNR-H03MEX60AU001KA01 | Flow Control Valve 235A |  | OPERATING | OPERATING | E073 | SNR0-2M0 | F40300003 |  | SNR0
SNR-H03MEX60AU001KA02 | Flow Control Valve 235B |  | OPERATING | OPERATING | E073 | SNR0-2M0 | F40300003 |  | SNR0
SNR-H03MEX60AU001MU01 | Servomotor |  | OPERATING | OPERATING | E073 | SNR0-2M0 | F40300003 |  | SNR0
SNR-H03MEX60BR001 | Pipe Line |  | OPERATING | OPERATING | E073 | SNR0-2M0 | F40300003 |  | SNR0
SNR-H03MEY | Turbine Control and Protection Equipment |  | OPERATING | OPERATING | E073 | SNR0-2M0 | F40300003 |  | SNR0
SNR-H03MEY10 | Governor&Turbine Control |  | OPERATING | OPERATING | E073 | SNR0-2E0 | F40300003 |  | SNR0
SNR-H03MEY10GH100 | PNL. Turbine Control Cubicle |  | OPERATING | OPERATING | E073 | SNR0-2E0 | F40300003 |  | SNR0
SNR-H03MEY10GH100-B01 | Speed Sensing for Creep Detection (SNR-H03MEY40CS001-B01) |  | OPERATING | OPERATING | E073 | SNR0-2E0 | F40300003 |  | SNR0
SNR-H03MEY10GH100-B02 | Speed Sensing for Governor Control Feedback 1 (SNR-H03MEY40CS002-B01) |  | OPERATING | OPERATING | E073 | SNR0-2E0 | F40300003 |  | SNR0
SNR-H03MEY10GH100-B03 | Speed Sensing for Governor Control Feedback 2 (SNR-H03MEY40CS003-B01) |  | OPERATING | OPERATING | E073 | SNR0-2E0 | F40300003 |  | SNR0
SNR-H03MEY10GH100-B04 | Speed Sensing for DCS (SNR-H03MEY40CS004-B01) |  | OPERATING | OPERATING | E073 | SNR0-2E0 | F40300003 |  | SNR0
SNR-H03MEY10GH100-B05 | Speed Sensing for Speed Relay/Protection (SNR-H03MEY40CS005-B01) |  | OPERATING | OPERATING | E073 | SNR0-2E0 | F40300003 |  | SNR0
SNR-H03MEY10GH100-B06 | Speed Sensing TB (SNR-H03MEA20GH001) |  | OPERATING | OPERATING | E073 | SNR0-2E0 | F40300003 |  | SNR0
SNR-H03MEY10GH100-B07 | GV Feedback Junction Box (SNR-H03MEA20GH001) |  | OPERATING | OPERATING | E073 | SNR0-2E0 | F40300003 |  | SNR0
SNR-H03MEY10GH100-B08 | Guide Vane Position Feedback Tranducer 1 (SNR-H03MEA20CG001-B01) |  | OPERATING | OPERATING | E073 | SNR0-2E0 | F40300003 |  | SNR0
SNR-H03MEY10GH100-B09 | Guide Vane Position Feedback Tranducer 2 (SNR-H03MEA20CG002-B01) |  | OPERATING | OPERATING | E073 | SNR0-2E0 | F40300003 |  | SNR0
SNR-H03MEY10GH101 | PNL. Actuator Cubicle |  | OPERATING | OPERATING | E073 | SNR0-2M0 | F40300003 |  | SNR0
SNR-H03MEY10GH102 | PNL. Governor Panel (SNR-H03MKY10GH010+03MKY10) |  | OPERATING | OPERATING | E073 | SNR0-2M0 | F40300003 |  | SNR0
SNR-H03MK | Generator Plant System |  | OPERATING | OPERATING | E073 | SNR0-2M0 | F40300003 |  | SNR0
SNR-H03MKA | Generator |  | OPERATING | OPERATING | E073 | SNR0-2M0 | F40300003 |  | SNR0
SNR-H03MKA10 | Main Shaft |  | OPERATING | OPERATING | E073 | SNR0-2M0 | F40300003 |  | SNR0
SNR-H03MKA10AU101 | Coupling Bolts Gen. Shaft & Tur. Shaft No.1 |  | OPERATING | OPERATING | E073 | SNR0-2M0 | F40300003 |  | SNR0
SNR-H03MKA10AU102 | Coupling Bolts Gen. Shaft & Tur. Shaft No.2 |  | OPERATING | OPERATING | E073 | SNR0-2M0 | F40300003 |  | SNR0
SNR-H03MKA10AU103 | Coupling Bolts Gen. Shaft & Tur. Shaft No.3 |  | OPERATING | OPERATING | E073 | SNR0-2M0 | F40300003 |  | SNR0
SNR-H03MKA10AU104 | Coupling Bolts Gen. Shaft & Tur. Shaft No.4 |  | OPERATING | OPERATING | E073 | SNR0-2M0 | F40300003 |  | SNR0
SNR-H03MKA10AU105 | Coupling Bolts Gen. Shaft & Tur. Shaft No.5 |  | OPERATING | OPERATING | E073 | SNR0-2M0 | F40300003 |  | SNR0
SNR-H03MKA10AU106 | Coupling Bolts Gen. Shaft & Tur. Shaft No.6 |  | OPERATING | OPERATING | E073 | SNR0-2M0 | F40300003 |  | SNR0
SNR-H03MKA10AU107 | Coupling Bolts Gen. Shaft & Tur. Shaft No.7 |  | OPERATING | OPERATING | E073 | SNR0-2M0 | F40300003 |  | SNR0
SNR-H03MKA10AU108 | Coupling Bolts Gen. Shaft & Tur. Shaft No.8 |  | OPERATING | OPERATING | E073 | SNR0-2M0 | F40300003 |  | SNR0
SNR-H03MKA10AU109 | Coupling Bolts Gen. Shaft & Tur. Shaft No.9 |  | OPERATING | OPERATING | E073 | SNR0-2M0 | F40300003 |  | SNR0
SNR-H03MKA10AU110 | Coupling Bolts Gen. Shaft & Tur. Shaft No.10 |  | OPERATING | OPERATING | E073 | SNR0-2M0 | F40300003 |  | SNR0
SNR-H03MKA10AU111 | Coupling Bolts Gen. Shaft & Tur. Shaft No.11 |  | OPERATING | OPERATING | E073 | SNR0-2M0 | F40300003 |  | SNR0
SNR-H03MKA10AU112 | Coupling Bolts Gen. Shaft & Tur. Shaft No.12 |  | OPERATING | OPERATING | E073 | SNR0-2M0 | F40300003 |  | SNR0
SNR-H03MKA10AU113 | Coupling Bolts Gen. Shaft & Tur. Shaft No.13 |  | OPERATING | OPERATING | E073 | SNR0-2M0 | F40300003 |  | SNR0
SNR-H03MKA10AU114 | Coupling Bolts Gen. Shaft & Tur. Shaft No.14 |  | OPERATING | OPERATING | E073 | SNR0-2M0 | F40300003 |  | SNR0
SNR-H03MKA10AU115 | Coupling Bolts Gen. Shaft & Tur. Shaft No.15 |  | OPERATING | OPERATING | E073 | SNR0-2M0 | F40300003 |  | SNR0
SNR-H03MKA10AU116 | Coupling Bolts Gen. Shaft & Tur. Shaft No.16 |  | OPERATING | OPERATING | E073 | SNR0-2M0 | F40300003 |  | SNR0
SNR-H03MKA10AU117 | Coupling Bolts Gen. Shaft & Tur. Shaft No.17 |  | OPERATING | OPERATING | E073 | SNR0-2M0 | F40300003 |  | SNR0
SNR-H03MKA10AU118 | Coupling Bolts Gen. Shaft & Tur. Shaft No.18 |  | OPERATING | OPERATING | E073 | SNR0-2M0 | F40300003 |  | SNR0
SNR-H03MKA10HB001 | Gen. Shaft |  | OPERATING | OPERATING | E073 | SNR0-2M0 | F40300003 |  | SNR0
SNR-H03MKA10HB001-F01 | Rotor Earth Brush (SNR-H03MKA40CE602) |  | OPERATING | OPERATING | E073 | SNR0-2E0 | F40300003 |  | SNR0
SNR-H03MKA10HB001-T01 | Shaft Current Transformer (SNR-H03MKA40CE601) |  | OPERATING | OPERATING | E073 | SNR0-2E0 | F40300003 |  | SNR0
SNR-H03MKA10HB002 | Thrust Runner |  | OPERATING | OPERATING | E073 | SNR0-2M0 | F40300003 |  | SNR0
SNR-H03MKA10HB003 | Tubular Shaft / Air Admission Pipe |  | OPERATING | OPERATING | E073 | SNR0-2M0 | F40300003 |  | SNR0
SNR-H03MKA10HB003MK01 | Coupling for Upper Shaft N0.1 |  | OPERATING | OPERATING | E073 | SNR0-2M0 | F40300003 |  | SNR0
SNR-H03MKA10HB003MK02 | Coupling for Upper Shaft N0.2 |  | OPERATING | OPERATING | E073 | SNR0-2M0 | F40300003 |  | SNR0
SNR-H03MKA10HB003MK03 | Coupling for Upper Shaft N0.3 |  | OPERATING | OPERATING | E073 | SNR0-2M0 | F40300003 |  | SNR0
SNR-H03MKA10HB003MK04 | Coupling for Upper Shaft N0.4 |  | OPERATING | OPERATING | E073 | SNR0-2M0 | F40300003 |  | SNR0
SNR-H03MKA10HB003MK05 | Coupling for Upper Shaft N0.5 |  | OPERATING | OPERATING | E073 | SNR0-2M0 | F40300003 |  | SNR0
SNR-H03MKA10HB003MK06 | Coupling for Upper Shaft N0.6 |  | OPERATING | OPERATING | E073 | SNR0-2M0 | F40300003 |  | SNR0
SNR-H03MKA20 | Rotor |  | OPERATING | OPERATING | E073 | SNR0-2E0 | F40300003 |  | SNR0
SNR-H03MKA20AG001 | Laminated Rim |  | OPERATING | OPERATING | E073 | SNR0-2M0 | F40300003 |  | SNR0
SNR-H03MKA20AN001 | Fan NDE |  | OPERATING | OPERATING | E073 | SNR0-2M0 | F40300003 |  | SNR0
SNR-H03MKA20AN002 | Fan DE |  | OPERATING | OPERATING | E073 | SNR0-2M0 | F40300003 |  | SNR0
SNR-H03MKA20AU101 | Coupling Bolts Gen. Shaft & Rotor No.1 |  | OPERATING | OPERATING | E073 | SNR0-2M0 | F40300003 |  | SNR0
SNR-H03MKA20AU102 | Coupling Bolts Gen. Shaft & Rotor No.2 |  | OPERATING | OPERATING | E073 | SNR0-2M0 | F40300003 |  | SNR0
SNR-H03MKA20AU103 | Coupling Bolts Gen. Shaft & Rotor No.3 |  | OPERATING | OPERATING | E073 | SNR0-2M0 | F40300003 |  | SNR0
SNR-H03MKA20AU104 | Coupling Bolts Gen. Shaft & Rotor No.4 |  | OPERATING | OPERATING | E073 | SNR0-2M0 | F40300003 |  | SNR0
SNR-H03MKA20AU105 | Coupling Bolts Gen. Shaft & Rotor No.5 |  | OPERATING | OPERATING | E073 | SNR0-2M0 | F40300003 |  | SNR0
SNR-H03MKA20AU106 | Coupling Bolts Gen. Shaft & Rotor No.6 |  | OPERATING | OPERATING | E073 | SNR0-2M0 | F40300003 |  | SNR0
SNR-H03MKA20AU107 | Coupling Bolts Gen. Shaft & Rotor No.7 |  | OPERATING | OPERATING | E073 | SNR0-2M0 | F40300003 |  | SNR0
SNR-H03MKA20AU108 | Coupling Bolts Gen. Shaft & Rotor No.8 |  | OPERATING | OPERATING | E073 | SNR0-2M0 | F40300003 |  | SNR0
SNR-H03MKA20AU109 | Coupling Bolts Gen. Shaft & Rotor No.9 |  | OPERATING | OPERATING | E073 | SNR0-2M0 | F40300003 |  | SNR0
SNR-H03MKA20AU110 | Coupling Bolts Gen. Shaft & Rotor No.10 |  | OPERATING | OPERATING | E073 | SNR0-2M0 | F40300003 |  | SNR0
SNR-H03MKA20AU111 | Coupling Bolts Gen. Shaft & Rotor No.11 |  | OPERATING | OPERATING | E073 | SNR0-2M0 | F40300003 |  | SNR0
SNR-H03MKA20AU112 | Coupling Bolts Gen. Shaft & Rotor No.12 |  | OPERATING | OPERATING | E073 | SNR0-2M0 | F40300003 |  | SNR0
SNR-H03MKA20AU113 | Coupling Bolts Gen. Shaft & Rotor No.13 |  | OPERATING | OPERATING | E073 | SNR0-2M0 | F40300003 |  | SNR0
SNR-H03MKA20AU114 | Coupling Bolts Gen. Shaft & Rotor No.14 |  | OPERATING | OPERATING | E073 | SNR0-2M0 | F40300003 |  | SNR0
SNR-H03MKA20AU115 | Coupling Bolts Gen. Shaft & Rotor No.15 |  | OPERATING | OPERATING | E073 | SNR0-2M0 | F40300003 |  | SNR0
SNR-H03MKA20AU116 | Coupling Bolts Gen. Shaft & Rotor No.16 |  | OPERATING | OPERATING | E073 | SNR0-2M0 | F40300003 |  | SNR0
SNR-H03MKA20AU117 | Coupling Bolts Gen. Shaft & Rotor No.17 |  | OPERATING | OPERATING | E073 | SNR0-2M0 | F40300003 |  | SNR0
SNR-H03MKA20AU118 | Coupling Bolts Gen. Shaft & Rotor No.18 |  | OPERATING | OPERATING | E073 | SNR0-2M0 | F40300003 |  | SNR0
SNR-H03MKA20AU201 | Coupling Eccentric Set for Rotor No.1 |  | OPERATING | OPERATING | E073 | SNR0-2M0 | F40300003 |  | SNR0
SNR-H03MKA20AU202 | Coupling Eccentric Set for Rotor No.2 |  | OPERATING | OPERATING | E073 | SNR0-2M0 | F40300003 |  | SNR0
SNR-H03MKA20AU203 | Coupling Eccentric Set for Rotor No.3 |  | OPERATING | OPERATING | E073 | SNR0-2M0 | F40300003 |  | SNR0
SNR-H03MKA20AU204 | Coupling Eccentric Set for Rotor No.4 |  | OPERATING | OPERATING | E073 | SNR0-2M0 | F40300003 |  | SNR0
SNR-H03MKA20AU205 | Coupling Eccentric Set for Rotor No.5 |  | OPERATING | OPERATING | E073 | SNR0-2M0 | F40300003 |  | SNR0
SNR-H03MKA20AU206 | Coupling Eccentric Set for Rotor No.6 |  | OPERATING | OPERATING | E073 | SNR0-2M0 | F40300003 |  | SNR0
SNR-H03MKA20AU207 | Coupling Eccentric Set for Rotor No.7 |  | OPERATING | OPERATING | E073 | SNR0-2M0 | F40300003 |  | SNR0
SNR-H03MKA20AU208 | Coupling Eccentric Set for Rotor No.8 |  | OPERATING | OPERATING | E073 | SNR0-2M0 | F40300003 |  | SNR0
SNR-H03MKA20AU209 | Coupling Eccentric Set for Rotor No.9 |  | OPERATING | OPERATING | E073 | SNR0-2M0 | F40300003 |  | SNR0
SNR-H03MKA20AU210 | Coupling Eccentric Set for Rotor No.10 |  | OPERATING | OPERATING | E073 | SNR0-2M0 | F40300003 |  | SNR0
SNR-H03MKA20AU211 | Coupling Eccentric Set for Rotor No.11 |  | OPERATING | OPERATING | E073 | SNR0-2M0 | F40300003 |  | SNR0
SNR-H03MKA20AU212 | Coupling Eccentric Set for Rotor No.12 |  | OPERATING | OPERATING | E073 | SNR0-2M0 | F40300003 |  | SNR0
SNR-H03MKA20HB001 | Gen. Rotor |  | OPERATING | OPERATING | E073 | SNR0-2E0 | F40300003 |  | SNR0
SNR-H03MKA20HB001-B01 | Sensor Phase Detection - Key Phaser TGB (SNR-H03BNY50CS001) |  | OPERATING | OPERATING | E073 | SNR0-2E0 | F40300003 |  | SNR0
SNR-H03MKA20HB001-S01 | Limit Switch Lifting of Rotor |  | OPERATING | OPERATING | E073 | SNR0-2E0 | F40300003 |  | SNR0
SNR-H03MKA20HB002 | Collector Shaft / Upper Shaft |  | OPERATING | OPERATING | E073 | SNR0-2M0 | F40300003 |  | SNR0
SNR-H03MKA20HB002MK01 | Coupling for Upper Shaft & Rotor N0.1 |  | OPERATING | OPERATING | E073 | SNR0-2M0 | F40300003 |  | SNR0
SNR-H03MKA20HB002MK010 | Coupling for Upper Shaft & Rotor N0.10 |  | OPERATING | OPERATING | E073 | SNR0-2M0 | F40300003 |  | SNR0
SNR-H03MKA20HB002MK011 | Coupling for Upper Shaft & Rotor N0.11 |  | OPERATING | OPERATING | E073 | SNR0-2M0 | F40300003 |  | SNR0
SNR-H03MKA20HB002MK012 | Coupling for Upper Shaft & Rotor N0.12 |  | OPERATING | OPERATING | E073 | SNR0-2M0 | F40300003 |  | SNR0
SNR-H03MKA20HB002MK013 | Coupling for Upper Shaft & Rotor N0.13 |  | OPERATING | OPERATING | E073 | SNR0-2M0 | F40300003 |  | SNR0
SNR-H03MKA20HB002MK014 | Coupling for Upper Shaft & Rotor N0.14 |  | OPERATING | OPERATING | E073 | SNR0-2M0 | F40300003 |  | SNR0
SNR-H03MKA20HB002MK015 | Coupling for Upper Shaft & Rotor N0.15 |  | OPERATING | OPERATING | E073 | SNR0-2M0 | F40300003 |  | SNR0
SNR-H03MKA20HB002MK016 | Coupling for Upper Shaft & Rotor N0.16 |  | OPERATING | OPERATING | E073 | SNR0-2M0 | F40300003 |  | SNR0
SNR-H03MKA20HB002MK02 | Coupling for Upper Shaft & Rotor N0.2 |  | OPERATING | OPERATING | E073 | SNR0-2M0 | F40300003 |  | SNR0
SNR-H03MKA20HB002MK03 | Coupling for Upper Shaft & Rotor N0.3 |  | OPERATING | OPERATING | E073 | SNR0-2M0 | F40300003 |  | SNR0
SNR-H03MKA20HB002MK04 | Coupling for Upper Shaft & Rotor N0.4 |  | OPERATING | OPERATING | E073 | SNR0-2M0 | F40300003 |  | SNR0
SNR-H03MKA20HB002MK05 | Coupling for Upper Shaft & Rotor N0.5 |  | OPERATING | OPERATING | E073 | SNR0-2M0 | F40300003 |  | SNR0
SNR-H03MKA20HB002MK06 | Coupling for Upper Shaft & Rotor N0.6 |  | OPERATING | OPERATING | E073 | SNR0-2M0 | F40300003 |  | SNR0
SNR-H03MKA20HB002MK07 | Coupling for Upper Shaft & Rotor N0.7 |  | OPERATING | OPERATING | E073 | SNR0-2M0 | F40300003 |  | SNR0
SNR-H03MKA20HB002MK08 | Coupling for Upper Shaft & Rotor N0.8 |  | OPERATING | OPERATING | E073 | SNR0-2M0 | F40300003 |  | SNR0
SNR-H03MKA20HB002MK09 | Coupling for Upper Shaft & Rotor N0.9 |  | OPERATING | OPERATING | E073 | SNR0-2M0 | F40300003 |  | SNR0
SNR-H03MKA20HB101 | Pole Rotor No.1 |  | OPERATING | OPERATING | E073 | SNR0-2E0 | F40300003 |  | SNR0
SNR-H03MKA20HB101-G01 | Pole Connection No.1 |  | OPERATING | OPERATING | E073 | SNR0-2E0 | F40300003 |  | SNR0
SNR-H03MKA20HB101-G02 | Damper Connection & Support No.1 |  | OPERATING | OPERATING | E073 | SNR0-2E0 | F40300003 |  | SNR0
SNR-H03MKA20HB101-G03 | Pole Fixing No.1 |  | OPERATING | OPERATING | E073 | SNR0-2E0 | F40300003 |  | SNR0
SNR-H03MKA20HB101-G04 | Rotor Lead No.1 |  | OPERATING | OPERATING | E073 | SNR0-2E0 | F40300003 |  | SNR0
SNR-H03MKA20HB102 | Pole Rotor No.2 |  | OPERATING | OPERATING | E073 | SNR0-2E0 | F40300003 |  | SNR0
SNR-H03MKA20HB102-G01 | Pole Connection No.2 |  | OPERATING | OPERATING | E073 | SNR0-2E0 | F40300003 |  | SNR0
SNR-H03MKA20HB102-G02 | Damper Connection & Support No.2 |  | OPERATING | OPERATING | E073 | SNR0-2E0 | F40300003 |  | SNR0
SNR-H03MKA20HB102-G03 | Pole Fixing No.2 |  | OPERATING | OPERATING | E073 | SNR0-2E0 | F40300003 |  | SNR0
SNR-H03MKA20HB102-G04 | Rotor Lead No.2 |  | OPERATING | OPERATING | E073 | SNR0-2E0 | F40300003 |  | SNR0
SNR-H03MKA20HB103 | Pole Rotor No.3 |  | OPERATING | OPERATING | E073 | SNR0-2E0 | F40300003 |  | SNR0
SNR-H03MKA20HB103-G01 | Pole Connection No.3 |  | OPERATING | OPERATING | E073 | SNR0-2E0 | F40300003 |  | SNR0
SNR-H03MKA20HB103-G02 | Damper Connection & Support No.3 |  | OPERATING | OPERATING | E073 | SNR0-2E0 | F40300003 |  | SNR0
SNR-H03MKA20HB103-G03 | Pole Fixing No.3 |  | OPERATING | OPERATING | E073 | SNR0-2E0 | F40300003 |  | SNR0
SNR-H03MKA20HB103-G04 | Rotor Lead No.3 |  | OPERATING | OPERATING | E073 | SNR0-2E0 | F40300003 |  | SNR0
SNR-H03MKA20HB104 | Pole Rotor No.4 |  | OPERATING | OPERATING | E073 | SNR0-2E0 | F40300003 |  | SNR0
SNR-H03MKA20HB104-G01 | Pole Connection No.4 |  | OPERATING | OPERATING | E073 | SNR0-2E0 | F40300003 |  | SNR0
SNR-H03MKA20HB104-G02 | Damper Connection & Support No.4 |  | OPERATING | OPERATING | E073 | SNR0-2E0 | F40300003 |  | SNR0
SNR-H03MKA20HB104-G03 | Pole Fixing No.4 |  | OPERATING | OPERATING | E073 | SNR0-2E0 | F40300003 |  | SNR0
SNR-H03MKA20HB104-G04 | Rotor Lead No.4 |  | OPERATING | OPERATING | E073 | SNR0-2E0 | F40300003 |  | SNR0
SNR-H03MKA20HB105 | Pole Rotor No.5 |  | OPERATING | OPERATING | E073 | SNR0-2E0 | F40300003 |  | SNR0
SNR-H03MKA20HB105-G01 | Pole Connection No.5 |  | OPERATING | OPERATING | E073 | SNR0-2E0 | F40300003 |  | SNR0
SNR-H03MKA20HB105-G02 | Damper Connection & Support No.5 |  | OPERATING | OPERATING | E073 | SNR0-2E0 | F40300003 |  | SNR0
SNR-H03MKA20HB105-G03 | Pole Fixing No.5 |  | OPERATING | OPERATING | E073 | SNR0-2E0 | F40300003 |  | SNR0
SNR-H03MKA20HB105-G04 | Rotor Lead No.5 |  | OPERATING | OPERATING | E073 | SNR0-2E0 | F40300003 |  | SNR0
SNR-H03MKA20HB106 | Pole Rotor No.6 |  | OPERATING | OPERATING | E073 | SNR0-2E0 | F40300003 |  | SNR0
SNR-H03MKA20HB106-G01 | Pole Connection No.6 |  | OPERATING | OPERATING | E073 | SNR0-2E0 | F40300003 |  | SNR0
SNR-H03MKA20HB106-G02 | Damper Connection & Support No.6 |  | OPERATING | OPERATING | E073 | SNR0-2E0 | F40300003 |  | SNR0
SNR-H03MKA20HB106-G03 | Pole Fixing No.6 |  | OPERATING | OPERATING | E073 | SNR0-2E0 | F40300003 |  | SNR0
SNR-H03MKA20HB106-G04 | Rotor Lead No.6 |  | OPERATING | OPERATING | E073 | SNR0-2E0 | F40300003 |  | SNR0
SNR-H03MKA20HB107 | Pole Rotor No.7 |  | OPERATING | OPERATING | E073 | SNR0-2E0 | F40300003 |  | SNR0
SNR-H03MKA20HB107-G01 | Pole Connection No.7 |  | OPERATING | OPERATING | E073 | SNR0-2E0 | F40300003 |  | SNR0
SNR-H03MKA20HB107-G02 | Damper Connection & Support No.7 |  | OPERATING | OPERATING | E073 | SNR0-2E0 | F40300003 |  | SNR0
SNR-H03MKA20HB107-G03 | Pole Fixing No.7 |  | OPERATING | OPERATING | E073 | SNR0-2E0 | F40300003 |  | SNR0
SNR-H03MKA20HB107-G04 | Rotor Lead No.7 |  | OPERATING | OPERATING | E073 | SNR0-2E0 | F40300003 |  | SNR0
SNR-H03MKA20HB108 | Pole Rotor No.8 |  | OPERATING | OPERATING | E073 | SNR0-2E0 | F40300003 |  | SNR0
SNR-H03MKA20HB108-G01 | Pole Connection No.8 |  | OPERATING | OPERATING | E073 | SNR0-2E0 | F40300003 |  | SNR0
SNR-H03MKA20HB108-G02 | Damper Connection & Support No.8 |  | OPERATING | OPERATING | E073 | SNR0-2E0 | F40300003 |  | SNR0
SNR-H03MKA20HB108-G03 | Pole Fixing No.8 |  | OPERATING | OPERATING | E073 | SNR0-2E0 | F40300003 |  | SNR0
SNR-H03MKA20HB108-G04 | Rotor Lead No.8 |  | OPERATING | OPERATING | E073 | SNR0-2E0 | F40300003 |  | SNR0
SNR-H03MKA20HB109 | Pole Rotor No.9 |  | OPERATING | OPERATING | E073 | SNR0-2E0 | F40300003 |  | SNR0
SNR-H03MKA20HB109-G01 | Pole Connection No.9 |  | OPERATING | OPERATING | E073 | SNR0-2E0 | F40300003 |  | SNR0
SNR-H03MKA20HB109-G02 | Damper Connection & Support No.9 |  | OPERATING | OPERATING | E073 | SNR0-2E0 | F40300003 |  | SNR0
SNR-H03MKA20HB109-G03 | Pole Fixing No.9 |  | OPERATING | OPERATING | E073 | SNR0-2E0 | F40300003 |  | SNR0
SNR-H03MKA20HB109-G04 | Rotor Lead No.9 |  | OPERATING | OPERATING | E073 | SNR0-2E0 | F40300003 |  | SNR0
SNR-H03MKA20HB110 | Pole Rotor No.10 |  | OPERATING | OPERATING | E073 | SNR0-2E0 | F40300003 |  | SNR0
SNR-H03MKA20HB110-G01 | Pole Connection No.10 |  | OPERATING | OPERATING | E073 | SNR0-2E0 | F40300003 |  | SNR0
SNR-H03MKA20HB110-G02 | Damper Connection & Support No.10 |  | OPERATING | OPERATING | E073 | SNR0-2E0 | F40300003 |  | SNR0
SNR-H03MKA20HB110-G03 | Pole Fixing No.10 |  | OPERATING | OPERATING | E073 | SNR0-2E0 | F40300003 |  | SNR0
SNR-H03MKA20HB110-G04 | Rotor Lead No.10 |  | OPERATING | OPERATING | E073 | SNR0-2E0 | F40300003 |  | SNR0
SNR-H03MKA20HB111 | Pole Rotor No.11 |  | OPERATING | OPERATING | E073 | SNR0-2E0 | F40300003 |  | SNR0
SNR-H03MKA20HB111-G01 | Pole Connection No.11 |  | OPERATING | OPERATING | E073 | SNR0-2E0 | F40300003 |  | SNR0
SNR-H03MKA20HB111-G02 | Damper Connection & Support No.11 |  | OPERATING | OPERATING | E073 | SNR0-2E0 | F40300003 |  | SNR0
SNR-H03MKA20HB111-G03 | Pole Fixing No.11 |  | OPERATING | OPERATING | E073 | SNR0-2E0 | F40300003 |  | SNR0
SNR-H03MKA20HB111-G04 | Rotor Lead No.11 |  | OPERATING | OPERATING | E073 | SNR0-2E0 | F40300003 |  | SNR0
SNR-H03MKA20HB112 | Pole Rotor No.12 |  | OPERATING | OPERATING | E073 | SNR0-2E0 | F40300003 |  | SNR0
SNR-H03MKA20HB112-G01 | Pole Connection No.12 |  | OPERATING | OPERATING | E073 | SNR0-2E0 | F40300003 |  | SNR0
SNR-H03MKA20HB112-G02 | Damper Connection & Support No.12 |  | OPERATING | OPERATING | E073 | SNR0-2E0 | F40300003 |  | SNR0
SNR-H03MKA20HB112-G03 | Pole Fixing No.12 |  | OPERATING | OPERATING | E073 | SNR0-2E0 | F40300003 |  | SNR0
SNR-H03MKA20HB112-G04 | Rotor Lead No.12 |  | OPERATING | OPERATING | E073 | SNR0-2E0 | F40300003 |  | SNR0
SNR-H03MKA20HB113 | Pole Rotor No.13 |  | OPERATING | OPERATING | E073 | SNR0-2E0 | F40300003 |  | SNR0
SNR-H03MKA20HB113-G01 | Pole Connection No.13 |  | OPERATING | OPERATING | E073 | SNR0-2E0 | F40300003 |  | SNR0
SNR-H03MKA20HB113-G02 | Damper Connection & Support No.13 |  | OPERATING | OPERATING | E073 | SNR0-2E0 | F40300003 |  | SNR0
SNR-H03MKA20HB113-G03 | Pole Fixing No.13 |  | OPERATING | OPERATING | E073 | SNR0-2E0 | F40300003 |  | SNR0
SNR-H03MKA20HB113-G04 | Rotor Lead No.13 |  | OPERATING | OPERATING | E073 | SNR0-2E0 | F40300003 |  | SNR0
SNR-H03MKA20HB114 | Pole Rotor No.14 |  | OPERATING | OPERATING | E073 | SNR0-2E0 | F40300003 |  | SNR0
SNR-H03MKA20HB114-G01 | Pole Connection No.14 |  | OPERATING | OPERATING | E073 | SNR0-2E0 | F40300003 |  | SNR0
SNR-H03MKA20HB114-G02 | Damper Connection & Support No.14 |  | OPERATING | OPERATING | E073 | SNR0-2E0 | F40300003 |  | SNR0
SNR-H03MKA20HB114-G03 | Pole Fixing No.14 |  | OPERATING | OPERATING | E073 | SNR0-2E0 | F40300003 |  | SNR0
SNR-H03MKA20HB114-G04 | Rotor Lead No.14 |  | OPERATING | OPERATING | E073 | SNR0-2E0 | F40300003 |  | SNR0
SNR-H03MKA20HB115 | Pole Rotor No.15 |  | OPERATING | OPERATING | E073 | SNR0-2E0 | F40300003 |  | SNR0
SNR-H03MKA20HB115-G01 | Pole Connection No.15 |  | OPERATING | OPERATING | E073 | SNR0-2E0 | F40300003 |  | SNR0
SNR-H03MKA20HB115-G02 | Damper Connection & Support No.15 |  | OPERATING | OPERATING | E073 | SNR0-2E0 | F40300003 |  | SNR0
SNR-H03MKA20HB115-G03 | Pole Fixing No.15 |  | OPERATING | OPERATING | E073 | SNR0-2E0 | F40300003 |  | SNR0
SNR-H03MKA20HB115-G04 | Rotor Lead No.15 |  | OPERATING | OPERATING | E073 | SNR0-2E0 | F40300003 |  | SNR0
SNR-H03MKA20HB116 | Pole Rotor No.16 |  | OPERATING | OPERATING | E073 | SNR0-2E0 | F40300003 |  | SNR0
SNR-H03MKA20HB116-G01 | Pole Connection No.16 |  | OPERATING | OPERATING | E073 | SNR0-2E0 | F40300003 |  | SNR0
SNR-H03MKA20HB116-G02 | Damper Connection & Support No.16 |  | OPERATING | OPERATING | E073 | SNR0-2E0 | F40300003 |  | SNR0
SNR-H03MKA20HB116-G03 | Pole Fixing No.16 |  | OPERATING | OPERATING | E073 | SNR0-2E0 | F40300003 |  | SNR0
SNR-H03MKA20HB116-G04 | Rotor Lead No.16 |  | OPERATING | OPERATING | E073 | SNR0-2E0 | F40300003 |  | SNR0
SNR-H03MKA20HB117 | Pole Rotor No.17 |  | OPERATING | OPERATING | E073 | SNR0-2E0 | F40300003 |  | SNR0
SNR-H03MKA20HB117-G01 | Pole Connection No.17 |  | OPERATING | OPERATING | E073 | SNR0-2E0 | F40300003 |  | SNR0
SNR-H03MKA20HB117-G02 | Damper Connection & Support No.17 |  | OPERATING | OPERATING | E073 | SNR0-2E0 | F40300003 |  | SNR0
SNR-H03MKA20HB117-G03 | Pole Fixing No.17 |  | OPERATING | OPERATING | E073 | SNR0-2E0 | F40300003 |  | SNR0
SNR-H03MKA20HB117-G04 | Rotor Lead No.17 |  | OPERATING | OPERATING | E073 | SNR0-2E0 | F40300003 |  | SNR0
SNR-H03MKA20HB118 | Pole Rotor No.18 |  | OPERATING | OPERATING | E073 | SNR0-2E0 | F40300003 |  | SNR0
SNR-H03MKA20HB118-G01 | Pole Connection No.18 |  | OPERATING | OPERATING | E073 | SNR0-2E0 | F40300003 |  | SNR0
SNR-H03MKA20HB118-G02 | Damper Connection & Support No.18 |  | OPERATING | OPERATING | E073 | SNR0-2E0 | F40300003 |  | SNR0
SNR-H03MKA20HB118-G03 | Pole Fixing No.18 |  | OPERATING | OPERATING | E073 | SNR0-2E0 | F40300003 |  | SNR0
SNR-H03MKA20HB118-G04 | Rotor Lead No.18 |  | OPERATING | OPERATING | E073 | SNR0-2E0 | F40300003 |  | SNR0
SNR-H03MKA20HB119 | Pole Rotor No.19 |  | OPERATING | OPERATING | E073 | SNR0-2E0 | F40300003 |  | SNR0
SNR-H03MKA20HB119-G01 | Pole Connection No.19 |  | OPERATING | OPERATING | E073 | SNR0-2E0 | F40300003 |  | SNR0
SNR-H03MKA20HB119-G02 | Damper Connection & Support No.19 |  | OPERATING | OPERATING | E073 | SNR0-2E0 | F40300003 |  | SNR0
SNR-H03MKA20HB119-G03 | Pole Fixing No.19 |  | OPERATING | OPERATING | E073 | SNR0-2E0 | F40300003 |  | SNR0
SNR-H03MKA20HB119-G04 | Rotor Lead No.19 |  | OPERATING | OPERATING | E073 | SNR0-2E0 | F40300003 |  | SNR0
SNR-H03MKA20HB120 | Pole Rotor No.20 |  | OPERATING | OPERATING | E073 | SNR0-2E0 | F40300003 |  | SNR0
SNR-H03MKA20HB120-G01 | Pole Connection No.20 |  | OPERATING | OPERATING | E073 | SNR0-2E0 | F40300003 |  | SNR0
SNR-H03MKA20HB120-G02 | Damper Connection & Support No.20 |  | OPERATING | OPERATING | E073 | SNR0-2E0 | F40300003 |  | SNR0
SNR-H03MKA20HB120-G03 | Pole Fixing No.20 |  | OPERATING | OPERATING | E073 | SNR0-2E0 | F40300003 |  | SNR0
SNR-H03MKA20HB120-G04 | Rotor Lead No.20 |  | OPERATING | OPERATING | E073 | SNR0-2E0 | F40300003 |  | SNR0
SNR-H03MKA20HB121 | Pole Rotor No.21 |  | OPERATING | OPERATING | E073 | SNR0-2E0 | F40300003 |  | SNR0
SNR-H03MKA20HB121-G01 | Pole Connection No.21 |  | OPERATING | OPERATING | E073 | SNR0-2E0 | F40300003 |  | SNR0
SNR-H03MKA20HB121-G02 | Damper Connection & Support No.21 |  | OPERATING | OPERATING | E073 | SNR0-2E0 | F40300003 |  | SNR0
SNR-H03MKA20HB121-G03 | Pole Fixing No.21 |  | OPERATING | OPERATING | E073 | SNR0-2E0 | F40300003 |  | SNR0
SNR-H03MKA20HB121-G04 | Rotor Lead No.21 |  | OPERATING | OPERATING | E073 | SNR0-2E0 | F40300003 |  | SNR0
SNR-H03MKA20HB122 | Pole Rotor No.22 |  | OPERATING | OPERATING | E073 | SNR0-2E0 | F40300003 |  | SNR0
SNR-H03MKA20HB122-G01 | Pole Connection No.22 |  | OPERATING | OPERATING | E073 | SNR0-2E0 | F40300003 |  | SNR0
SNR-H03MKA20HB122-G02 | Damper Connection & Support No.22 |  | OPERATING | OPERATING | E073 | SNR0-2E0 | F40300003 |  | SNR0
SNR-H03MKA20HB122-G03 | Pole Fixing No.22 |  | OPERATING | OPERATING | E073 | SNR0-2E0 | F40300003 |  | SNR0
SNR-H03MKA20HB122-G04 | Rotor Lead No.22 |  | OPERATING | OPERATING | E073 | SNR0-2E0 | F40300003 |  | SNR0
SNR-H03MKA20HB123 | Pole Rotor No.23 |  | OPERATING | OPERATING | E073 | SNR0-2E0 | F40300003 |  | SNR0
SNR-H03MKA20HB123-G01 | Pole Connection No.23 |  | OPERATING | OPERATING | E073 | SNR0-2E0 | F40300003 |  | SNR0
SNR-H03MKA20HB123-G02 | Damper Connection & Support No.23 |  | OPERATING | OPERATING | E073 | SNR0-2E0 | F40300003 |  | SNR0
SNR-H03MKA20HB123-G03 | Pole Fixing No.23 |  | OPERATING | OPERATING | E073 | SNR0-2E0 | F40300003 |  | SNR0
SNR-H03MKA20HB123-G04 | Rotor Lead No.23 |  | OPERATING | OPERATING | E073 | SNR0-2E0 | F40300003 |  | SNR0
SNR-H03MKA20HB124 | Pole Rotor No.24 |  | OPERATING | OPERATING | E073 | SNR0-2E0 | F40300003 |  | SNR0
SNR-H03MKA20HB124-G01 | Pole Connection No.24 |  | OPERATING | OPERATING | E073 | SNR0-2E0 | F40300003 |  | SNR0
SNR-H03MKA20HB124-G02 | Damper Connection & Support No.24 |  | OPERATING | OPERATING | E073 | SNR0-2E0 | F40300003 |  | SNR0
SNR-H03MKA20HB124-G03 | Pole Fixing No.24 |  | OPERATING | OPERATING | E073 | SNR0-2E0 | F40300003 |  | SNR0
SNR-H03MKA20HB124-G04 | Rotor Lead No.24 |  | OPERATING | OPERATING | E073 | SNR0-2E0 | F40300003 |  | SNR0
SNR-H03MKA20HB125 | Pole Rotor No.25 |  | OPERATING | OPERATING | E073 | SNR0-2E0 | F40300003 |  | SNR0
SNR-H03MKA20HB125-G01 | Pole Connection No.25 |  | OPERATING | OPERATING | E073 | SNR0-2E0 | F40300003 |  | SNR0
SNR-H03MKA20HB125-G02 | Damper Connection & Support No.25 |  | OPERATING | OPERATING | E073 | SNR0-2E0 | F40300003 |  | SNR0
SNR-H03MKA20HB125-G03 | Pole Fixing No.25 |  | OPERATING | OPERATING | E073 | SNR0-2E0 | F40300003 |  | SNR0
SNR-H03MKA20HB125-G04 | Rotor Lead No.25 |  | OPERATING | OPERATING | E073 | SNR0-2E0 | F40300003 |  | SNR0
SNR-H03MKA20HB126 | Pole Rotor No.26 |  | OPERATING | OPERATING | E073 | SNR0-2E0 | F40300003 |  | SNR0
SNR-H03MKA20HB126-G01 | Pole Connection No.26 |  | OPERATING | OPERATING | E073 | SNR0-2E0 | F40300003 |  | SNR0
SNR-H03MKA20HB126-G02 | Damper Connection & Support No.26 |  | OPERATING | OPERATING | E073 | SNR0-2E0 | F40300003 |  | SNR0
SNR-H03MKA20HB126-G03 | Pole Fixing No.26 |  | OPERATING | OPERATING | E073 | SNR0-2E0 | F40300003 |  | SNR0
SNR-H03MKA20HB126-G04 | Rotor Lead No.26 |  | OPERATING | OPERATING | E073 | SNR0-2E0 | F40300003 |  | SNR0
SNR-H03MKA20HB127 | Pole Rotor No.27 |  | OPERATING | OPERATING | E073 | SNR0-2E0 | F40300003 |  | SNR0
SNR-H03MKA20HB127-G01 | Pole Connection No.27 |  | OPERATING | OPERATING | E073 | SNR0-2E0 | F40300003 |  | SNR0
SNR-H03MKA20HB127-G02 | Damper Connection & Support No.27 |  | OPERATING | OPERATING | E073 | SNR0-2E0 | F40300003 |  | SNR0
SNR-H03MKA20HB127-G03 | Pole Fixing No.27 |  | OPERATING | OPERATING | E073 | SNR0-2E0 | F40300003 |  | SNR0
SNR-H03MKA20HB127-G04 | Rotor Lead No.27 |  | OPERATING | OPERATING | E073 | SNR0-2E0 | F40300003 |  | SNR0
SNR-H03MKA20HB128 | Pole Rotor No.28 |  | OPERATING | OPERATING | E073 | SNR0-2E0 | F40300003 |  | SNR0
SNR-H03MKA20HB128-G01 | Pole Connection No.28 |  | OPERATING | OPERATING | E073 | SNR0-2E0 | F40300003 |  | SNR0
SNR-H03MKA20HB128-G02 | Damper Connection & Support No.28 |  | OPERATING | OPERATING | E073 | SNR0-2E0 | F40300003 |  | SNR0
SNR-H03MKA20HB128-G03 | Pole Fixing No.28 |  | OPERATING | OPERATING | E073 | SNR0-2E0 | F40300003 |  | SNR0
SNR-H03MKA20HB128-G04 | Rotor Lead No.28 |  | OPERATING | OPERATING | E073 | SNR0-2E0 | F40300003 |  | SNR0
SNR-H03MKA20HB129 | Pole Rotor No.29 |  | OPERATING | OPERATING | E073 | SNR0-2E0 | F40300003 |  | SNR0
SNR-H03MKA20HB129-G01 | Pole Connection No.29 |  | OPERATING | OPERATING | E073 | SNR0-2E0 | F40300003 |  | SNR0
SNR-H03MKA20HB129-G02 | Damper Connection & Support No.29 |  | OPERATING | OPERATING | E073 | SNR0-2E0 | F40300003 |  | SNR0
SNR-H03MKA20HB129-G03 | Pole Fixing No.29 |  | OPERATING | OPERATING | E073 | SNR0-2E0 | F40300003 |  | SNR0
SNR-H03MKA20HB129-G04 | Rotor Lead No.29 |  | OPERATING | OPERATING | E073 | SNR0-2E0 | F40300003 |  | SNR0
SNR-H03MKA20HB130 | Pole Rotor No.30 |  | OPERATING | OPERATING | E073 | SNR0-2E0 | F40300003 |  | SNR0
SNR-H03MKA20HB130-G01 | Pole Connection No.30 |  | OPERATING | OPERATING | E073 | SNR0-2E0 | F40300003 |  | SNR0
SNR-H03MKA20HB130-G02 | Damper Connection & Support No.30 |  | OPERATING | OPERATING | E073 | SNR0-2E0 | F40300003 |  | SNR0
SNR-H03MKA20HB130-G03 | Pole Fixing No.30 |  | OPERATING | OPERATING | E073 | SNR0-2E0 | F40300003 |  | SNR0
SNR-H03MKA20HB130-G04 | Rotor Lead No.30 |  | OPERATING | OPERATING | E073 | SNR0-2E0 | F40300003 |  | SNR0
SNR-H03MKA20HB131 | Pole Rotor No.31 |  | OPERATING | OPERATING | E073 | SNR0-2E0 | F40300003 |  | SNR0
SNR-H03MKA20HB131-G01 | Pole Connection No.31 |  | OPERATING | OPERATING | E073 | SNR0-2E0 | F40300003 |  | SNR0
SNR-H03MKA20HB131-G02 | Damper Connection & Support No.31 |  | OPERATING | OPERATING | E073 | SNR0-2E0 | F40300003 |  | SNR0
SNR-H03MKA20HB131-G03 | Pole Fixing No.31 |  | OPERATING | OPERATING | E073 | SNR0-2E0 | F40300003 |  | SNR0
SNR-H03MKA20HB131-G04 | Rotor Lead No.31 |  | OPERATING | OPERATING | E073 | SNR0-2E0 | F40300003 |  | SNR0
SNR-H03MKA20HB132 | Pole Rotor No.32 |  | OPERATING | OPERATING | E073 | SNR0-2E0 | F40300003 |  | SNR0
SNR-H03MKA20HB132-G01 | Pole Connection No.32 |  | OPERATING | OPERATING | E073 | SNR0-2E0 | F40300003 |  | SNR0
SNR-H03MKA20HB132-G02 | Damper Connection & Support No.32 |  | OPERATING | OPERATING | E073 | SNR0-2E0 | F40300003 |  | SNR0
SNR-H03MKA20HB132-G03 | Pole Fixing No.32 |  | OPERATING | OPERATING | E073 | SNR0-2E0 | F40300003 |  | SNR0
SNR-H03MKA20HB132-G04 | Rotor Lead No.32 |  | OPERATING | OPERATING | E073 | SNR0-2E0 | F40300003 |  | SNR0
SNR-H03MKA20HB133 | Pole Rotor No.33 |  | OPERATING | OPERATING | E073 | SNR0-2E0 | F40300003 |  | SNR0
SNR-H03MKA20HB133-G01 | Pole Connection No.33 |  | OPERATING | OPERATING | E073 | SNR0-2E0 | F40300003 |  | SNR0
SNR-H03MKA20HB133-G02 | Damper Connection & Support No.33 |  | OPERATING | OPERATING | E073 | SNR0-2E0 | F40300003 |  | SNR0
SNR-H03MKA20HB133-G03 | Pole Fixing No.33 |  | OPERATING | OPERATING | E073 | SNR0-2E0 | F40300003 |  | SNR0
SNR-H03MKA20HB133-G04 | Rotor Lead No.33 |  | OPERATING | OPERATING | E073 | SNR0-2E0 | F40300003 |  | SNR0
SNR-H03MKA20HB134 | Pole Rotor No.34 |  | OPERATING | OPERATING | E073 | SNR0-2E0 | F40300003 |  | SNR0
SNR-H03MKA20HB134-G01 | Pole Connection No.34 |  | OPERATING | OPERATING | E073 | SNR0-2E0 | F40300003 |  | SNR0
SNR-H03MKA20HB134-G02 | Damper Connection & Support No.34 |  | OPERATING | OPERATING | E073 | SNR0-2E0 | F40300003 |  | SNR0
SNR-H03MKA20HB134-G03 | Pole Fixing No.34 |  | OPERATING | OPERATING | E073 | SNR0-2E0 | F40300003 |  | SNR0
SNR-H03MKA20HB134-G04 | Rotor Lead No.34 |  | OPERATING | OPERATING | E073 | SNR0-2E0 | F40300003 |  | SNR0
SNR-H03MKA20HB135 | Pole Rotor No.35 |  | OPERATING | OPERATING | E073 | SNR0-2E0 | F40300003 |  | SNR0
SNR-H03MKA20HB135-G01 | Pole Connection No.35 |  | OPERATING | OPERATING | E073 | SNR0-2E0 | F40300003 |  | SNR0
SNR-H03MKA20HB135-G02 | Damper Connection & Support No.35 |  | OPERATING | OPERATING | E073 | SNR0-2E0 | F40300003 |  | SNR0
SNR-H03MKA20HB135-G03 | Pole Fixing No.35 |  | OPERATING | OPERATING | E073 | SNR0-2E0 | F40300003 |  | SNR0
SNR-H03MKA20HB135-G04 | Rotor Lead No.35 |  | OPERATING | OPERATING | E073 | SNR0-2E0 | F40300003 |  | SNR0
SNR-H03MKA20HB136 | Pole Rotor No.36 |  | OPERATING | OPERATING | E073 | SNR0-2E0 | F40300003 |  | SNR0
SNR-H03MKA20HB136-G01 | Pole Connection No.36 |  | OPERATING | OPERATING | E073 | SNR0-2E0 | F40300003 |  | SNR0
SNR-H03MKA20HB136-G02 | Damper Connection & Support No.36 |  | OPERATING | OPERATING | E073 | SNR0-2E0 | F40300003 |  | SNR0
SNR-H03MKA20HB136-G03 | Pole Fixing No.36 |  | OPERATING | OPERATING | E073 | SNR0-2E0 | F40300003 |  | SNR0
SNR-H03MKA20HB136-G04 | Rotor Lead No.36 |  | OPERATING | OPERATING | E073 | SNR0-2E0 | F40300003 |  | SNR0
SNR-H03MKA21 | Air Gap Monitoring |  | OPERATING | OPERATING | E073 | SNR0-2E0 | F40300003 |  | SNR0
SNR-H03MKA21CG001 | Air Gap Sensor 1 (SNR-H03MKA50CG100) |  | OPERATING | OPERATING | E073 | SNR0-2E0 | F40300003 |  | SNR0
SNR-H03MKA21CG002 | Air Gap Sensor 2 (SNR-H03MKA50CG200) |  | OPERATING | OPERATING | E073 | SNR0-2E0 | F40300003 |  | SNR0
SNR-H03MKA21CG003 | Air Gap Sensor 3 (SNR-H03MKA50CG300) |  | OPERATING | OPERATING | E073 | SNR0-2E0 | F40300003 |  | SNR0
SNR-H03MKA21CG004 | Air Gap Sensor 4 (SNR-H03MKA50CG400) |  | OPERATING | OPERATING | E073 | SNR0-2E0 | F40300003 |  | SNR0
SNR-H03MKA21CG005 | Air Gap Sensor 5 (SNR-H03MKA50CG500) |  | OPERATING | OPERATING | E073 | SNR0-2E0 | F40300003 |  | SNR0
SNR-H03MKA21CG006 | Air Gap Sensor 6 (SNR-H03MKA50CG600) |  | OPERATING | OPERATING | E073 | SNR0-2E0 | F40300003 |  | SNR0
SNR-H03MKA21CG007 | Air Gap Sensor 7 (SNR-H03MKA50CG700) |  | OPERATING | OPERATING | E073 | SNR0-2E0 | F40300003 |  | SNR0
SNR-H03MKA21CG008 | Air Gap Sensor 8 (SNR-H03MKA50CG800) |  | OPERATING | OPERATING | E073 | SNR0-2E0 | F40300003 |  | SNR0
SNR-H03MKA30 | Support Structure & Foundaton |  | OPERATING | OPERATING | E073 | SNR0-2M0 | F40300003 |  | SNR0
SNR-H03MKA30AP001 | Jacking Oil Pump Set |  | OPERATING | OPERATING | E073 | SNR0-2M0 | F40300003 |  | SNR0
SNR-H03MKA30AP001-M01 | Motor |  | OPERATING | OPERATING | E073 | SNR0-2E0 | F40300003 |  | SNR0
SNR-H03MKA30AP001KP01 | Pump |  | OPERATING | OPERATING | E073 | SNR0-2M0 | F40300003 |  | SNR0
SNR-H03MKA30AP001MK01 | Coupling |  | OPERATING | OPERATING | E073 | SNR0-2M0 | F40300003 |  | SNR0
SNR-H03MKA30HA001 | Lower Bracket |  | OPERATING | OPERATING | E073 | SNR0-2M0 | F40300003 |  | SNR0
SNR-H03MKA30HA002 | Gen. Lower Air Buffle |  | OPERATING | OPERATING | E073 | SNR0-2M0 | F40300003 |  | SNR0
SNR-H03MKA30HA003 | Upper Bracket |  | OPERATING | OPERATING | E073 | SNR0-2M0 | F40300003 |  | SNR0
SNR-H03MKA30HA004 | Gen. Upper Air Buffle |  | OPERATING | OPERATING | E073 | SNR0-2M0 | F40300003 |  | SNR0
SNR-H03MKA30HA005 | Gen Floor Plate |  | OPERATING | OPERATING | E073 | SNR0-2M0 | F40300003 |  | SNR0
SNR-H03MKA40 | Stator |  | OPERATING | OPERATING | E073 | SNR0-2E0 | F40300003 |  | SNR0
SNR-H03MKA40CT001 | Temperature Stator Winding Center |  | OPERATING | OPERATING | E073 | SNR0-2E0 | F40300003 |  | SNR0
SNR-H03MKA40CT001-F01 | Stator Winding Center Temperature (U/2) (SNR-H03MKA20CT001) |  | OPERATING | OPERATING | E073 | SNR0-2E0 | F40300003 |  | SNR0
SNR-H03MKA40CT001-F02 | Stator Winding Center Temperature (W/18) (SNR-H03MKA20CT002) |  | OPERATING | OPERATING | E073 | SNR0-2E0 | F40300003 |  | SNR0
SNR-H03MKA40CT001-F03 | Stator Winding Center Temperature (V/34) (SNR-H03MKA20CT003) |  | OPERATING | OPERATING | E073 | SNR0-2E0 | F40300003 |  | SNR0
SNR-H03MKA40CT001-F04 | Stator Winding Center Temperature (U/74) (SNR-H03MKA20CT004) |  | OPERATING | OPERATING | E073 | SNR0-2E0 | F40300003 |  | SNR0
SNR-H03MKA40CT001-F05 | Stator Winding Center Temperature (W/90) (SNR-H03MKA20CT005) |  | OPERATING | OPERATING | E073 | SNR0-2E0 | F40300003 |  | SNR0
SNR-H03MKA40CT001-F06 | Stator Winding Center Temperature (V/106) (SNR-H03MKA20CT006) |  | OPERATING | OPERATING | E073 | SNR0-2E0 | F40300003 |  | SNR0
SNR-H03MKA40CT001-F07 | Stator Winding Center Temperature (U/146) (SNR-H03MKA20CT007) |  | OPERATING | OPERATING | E073 | SNR0-2E0 | F40300003 |  | SNR0
SNR-H03MKA40CT001-F08 | Stator Winding Center Temperature (W/162) (SNR-H03MKA20CT008) |  | OPERATING | OPERATING | E073 | SNR0-2E0 | F40300003 |  | SNR0
SNR-H03MKA40CT001-F09 | Stator Winding Center Temperature (V/178) (SNR-H03MKA20CT009) |  | OPERATING | OPERATING | E073 | SNR0-2E0 | F40300003 |  | SNR0
SNR-H03MKA40CT001-F10 | Stator Winding Center Temperature (U/218) (SNR-H03MKA20CT010) |  | OPERATING | OPERATING | E073 | SNR0-2E0 | F40300003 |  | SNR0
SNR-H03MKA40CT001-F11 | Stator Winding Center Temperature (W/234) (SNR-H03MKA20CT011) |  | OPERATING | OPERATING | E073 | SNR0-2E0 | F40300003 |  | SNR0
SNR-H03MKA40CT001-F12 | Stator Winding Center Temperature (V/250) (SNR-H03MKA20CT012) |  | OPERATING | OPERATING | E073 | SNR0-2E0 | F40300003 |  | SNR0
SNR-H03MKA40CT001-F13 | Stator Winding Center Temperature (U/290) (SNR-H03MKA20CT013) |  | OPERATING | OPERATING | E073 | SNR0-2E0 | F40300003 |  | SNR0
SNR-H03MKA40CT001-F14 | Stator Winding Center Temperature (W/306) (SNR-H03MKA20CT014) |  | OPERATING | OPERATING | E073 | SNR0-2E0 | F40300003 |  | SNR0
SNR-H03MKA40CT001-F15 | Stator Winding Center Temperature (V/322) (SNR-H03MKA20CT015) |  | OPERATING | OPERATING | E073 | SNR0-2E0 | F40300003 |  | SNR0
SNR-H03MKA40CT001-F16 | Stator Winding Center Temperature (U/362) (SNR-H03MKA20CT016) |  | OPERATING | OPERATING | E073 | SNR0-2E0 | F40300003 |  | SNR0
SNR-H03MKA40CT001-F17 | Stator Winding Center Temperature (W/378) (SNR-H03MKA20CT017) |  | OPERATING | OPERATING | E073 | SNR0-2E0 | F40300003 |  | SNR0
SNR-H03MKA40CT001-F18 | Stator Winding Center Temperature (V/394) (SNR-H03MKA20CT018) |  | OPERATING | OPERATING | E073 | SNR0-2E0 | F40300003 |  | SNR0
SNR-H03MKA40CT002 | Temperature Stator Winding NDE |  | OPERATING | OPERATING | E073 | SNR0-2E0 | F40300003 |  | SNR0
SNR-H03MKA40CT002-F01 | Temperature Stator Winding, NDE Side at U/398 (SNR-H03MKA25CT001) |  | OPERATING | OPERATING | E073 | SNR0-2E0 | F40300003 |  | SNR0
SNR-H03MKA40CT002-F02 | Temperature Stator Winding, NDE Side at W/78 (SNR-H03MKA25CT002) |  | OPERATING | OPERATING | E073 | SNR0-2E0 | F40300003 |  | SNR0
SNR-H03MKA40CT002-F03 | Temperature Stator Winding, NDE Side at V/238 (SNR-H03MKA25CT003) |  | OPERATING | OPERATING | E073 | SNR0-2E0 | F40300003 |  | SNR0
SNR-H03MKA40CT003 | Temperature Stator Winding DE |  | OPERATING | OPERATING | E073 | SNR0-2E0 | F40300003 |  | SNR0
SNR-H03MKA40CT003-F01 | Temperature Stator Winding, DE Side at U/397 (SNR-H03MKA25CT004) |  | OPERATING | OPERATING | E073 | SNR0-2E0 | F40300003 |  | SNR0
SNR-H03MKA40CT003-F02 | Temperature Stator Winding, DE Side at W/77 (SNR-H03MKA25CT005) |  | OPERATING | OPERATING | E073 | SNR0-2E0 | F40300003 |  | SNR0
SNR-H03MKA40CT003-F03 | Temperature Stator Winding, DE Side at V/237 (SNR-H03MKA25CT006) |  | OPERATING | OPERATING | E073 | SNR0-2E0 | F40300003 |  | SNR0
SNR-H03MKA40CT004 | Temperature Stator Core Center |  | OPERATING | OPERATING | E073 | SNR0-2E0 | F40300003 |  | SNR0
SNR-H03MKA40CT004-F01 | Stator Core Center Temperature 1 (SNR-H03MKA30CT001) |  | OPERATING | OPERATING | E073 | SNR0-2E0 | F40300003 |  | SNR0
SNR-H03MKA40CT004-F02 | Stator Core Center Temperature 2 (SNR-H03MKA30CT002) |  | OPERATING | OPERATING | E073 | SNR0-2E0 | F40300003 |  | SNR0
SNR-H03MKA40CT004-F03 | Stator Core Center Temperature 3 (SNR-H03MKA30CT003) |  | OPERATING | OPERATING | E073 | SNR0-2E0 | F40300003 |  | SNR0
SNR-H03MKA40CT004-F04 | Stator Core Center Temperature 4 (SNR-H03MKA30CT004) |  | OPERATING | OPERATING | E073 | SNR0-2E0 | F40300003 |  | SNR0
SNR-H03MKA40CT004-F05 | Stator Core Center Temperature 5 (SNR-H03MKA30CT005) |  | OPERATING | OPERATING | E073 | SNR0-2E0 | F40300003 |  | SNR0
SNR-H03MKA40CT004-F06 | Stator Core Center Temperature 6 (SNR-H03MKA30CT006) |  | OPERATING | OPERATING | E073 | SNR0-2E0 | F40300003 |  | SNR0
SNR-H03MKA40CT004-F07 | Stator Core Center Temperature 7 (SNR-H03MKA30CT007) |  | OPERATING | OPERATING | E073 | SNR0-2E0 | F40300003 |  | SNR0
SNR-H03MKA40CT004-F08 | Stator Core Center Temperature 8 (SNR-H03MKA30CT008) |  | OPERATING | OPERATING | E073 | SNR0-2E0 | F40300003 |  | SNR0
SNR-H03MKA40CT004-F09 | Stator Core Center Temperature 9 (SNR-H03MKA30CT009) |  | OPERATING | OPERATING | E073 | SNR0-2E0 | F40300003 |  | SNR0
SNR-H03MKA40CT005 | Temperature Stator Core NDE |  | OPERATING | OPERATING | E073 | SNR0-2E0 | F40300003 |  | SNR0
SNR-H03MKA40CT005-F01 | Temperature Stator Core, NDE (SNR-H03MKA35CT001) |  | OPERATING | OPERATING | E073 | SNR0-2E0 | F40300003 |  | SNR0
SNR-H03MKA40CT005-F02 | Temperature Stator Core, NDE (SNR-H03MKA35CT002) |  | OPERATING | OPERATING | E073 | SNR0-2E0 | F40300003 |  | SNR0
SNR-H03MKA40CT005-F03 | Temperature Stator Core, NDE (SNR-H03MKA35CT003) |  | OPERATING | OPERATING | E073 | SNR0-2E0 | F40300003 |  | SNR0
SNR-H03MKA40CT005-F04 | Temperature Stator Core, DE (SNR-H03MKA35CT004) |  | OPERATING | OPERATING | E073 | SNR0-2E0 | F40300003 |  | SNR0
SNR-H03MKA40CT005-F05 | Temperature Stator Core, DE (SNR-H03MKA35CT005) |  | OPERATING | OPERATING | E073 | SNR0-2E0 | F40300003 |  | SNR0
SNR-H03MKA40CT005-F06 | Temperature Stator Core, DE (SNR-H03MKA35CT006) |  | OPERATING | OPERATING | E073 | SNR0-2E0 | F40300003 |  | SNR0
SNR-H03MKA40CT006 | Temperature Stator Hot Air |  | OPERATING | OPERATING | E073 | SNR0-2E0 | F40300003 |  | SNR0
SNR-H03MKA40CT006-F01 | Temperature Stator Hot Air (SNR-H03MKA81CT013) |  | OPERATING | OPERATING | E073 | SNR0-2E0 | F40300003 |  | SNR0
SNR-H03MKA40CT006-F02 | Stator Hot Air Temperature 1 (SNR-H03MKA81CT001) |  | OPERATING | OPERATING | E073 | SNR0-2E0 | F40300003 |  | SNR0
SNR-H03MKA40CT006-F03 | Stator Hot Air Temperature 2 (SNR-H03MKA81CT002) |  | OPERATING | OPERATING | E073 | SNR0-2E0 | F40300003 |  | SNR0
SNR-H03MKA40CT006-F04 | Stator Hot Air Temperature 3 (SNR-H03MKA81CT003) |  | OPERATING | OPERATING | E073 | SNR0-2E0 | F40300003 |  | SNR0
SNR-H03MKA40CT006-F05 | Stator Hot Air Temperature 4 (SNR-H03MKA81CT004) |  | OPERATING | OPERATING | E073 | SNR0-2E0 | F40300003 |  | SNR0
SNR-H03MKA40CT006-F06 | Stator Hot Air Temperature 5 (SNR-H03MKA81CT005) |  | OPERATING | OPERATING | E073 | SNR0-2E0 | F40300003 |  | SNR0
SNR-H03MKA40CT006-F07 | Stator Hot Air Temperature 6 (SNR-H03MKA81CT006) |  | OPERATING | OPERATING | E073 | SNR0-2E0 | F40300003 |  | SNR0
SNR-H03MKA40CT006-F08 | Stator Hot Air Temperature 7 (SNR-H03MKA81CT007) |  | OPERATING | OPERATING | E073 | SNR0-2E0 | F40300003 |  | SNR0
SNR-H03MKA40CT006-F09 | Stator Hot Air Temperature 8 (SNR-H03MKA81CT008) |  | OPERATING | OPERATING | E073 | SNR0-2E0 | F40300003 |  | SNR0
SNR-H03MKA40CT006-F10 | Stator Hot Air Temperature 9 (SNR-H03MKA81CT009) |  | OPERATING | OPERATING | E073 | SNR0-2E0 | F40300003 |  | SNR0
SNR-H03MKA40CT006-F11 | Stator Hot Air Temperature 10 (SNR-H03MKA81CT010) |  | OPERATING | OPERATING | E073 | SNR0-2E0 | F40300003 |  | SNR0
SNR-H03MKA40CT006-F12 | Stator Hot Air Temperature 11 (SNR-H03MKA81CT011) |  | OPERATING | OPERATING | E073 | SNR0-2E0 | F40300003 |  | SNR0
SNR-H03MKA40CT006-F13 | Stator Hot Air Temperature 12 (SNR-H03MKA81CT012) |  | OPERATING | OPERATING | E073 | SNR0-2E0 | F40300003 |  | SNR0
SNR-H03MKA40CT007 | Temperature Stator Cold Air |  | OPERATING | OPERATING | E073 | SNR0-2E0 | F40300003 |  | SNR0
SNR-H03MKA40CT007-F01 | Temperature Stator Cold Air (SNR-H03MKA82CT013) |  | OPERATING | OPERATING | E073 | SNR0-2E0 | F40300003 |  | SNR0
SNR-H03MKA40CT007-F02 | Stator Cold Air Temperature 1 (SNR-H03MKA82CT001) |  | OPERATING | OPERATING | E073 | SNR0-2E0 | F40300003 |  | SNR0
SNR-H03MKA40CT007-F03 | Stator Cold Air Temperature 2 (SNR-H03MKA82CT002) |  | OPERATING | OPERATING | E073 | SNR0-2E0 | F40300003 |  | SNR0
SNR-H03MKA40CT007-F04 | Stator Cold Air Temperature 3 (SNR-H03MKA82CT003) |  | OPERATING | OPERATING | E073 | SNR0-2E0 | F40300003 |  | SNR0
SNR-H03MKA40CT007-F05 | Stator Cold Air Temperature 4 (SNR-H03MKA82CT004) |  | OPERATING | OPERATING | E073 | SNR0-2E0 | F40300003 |  | SNR0
SNR-H03MKA40CT007-F06 | Stator Cold Air Temperature 5 (SNR-H03MKA82CT005) |  | OPERATING | OPERATING | E073 | SNR0-2E0 | F40300003 |  | SNR0
SNR-H03MKA40CT007-F07 | Stator Cold Air Temperature 6 (SNR-H03MKA82CT006) |  | OPERATING | OPERATING | E073 | SNR0-2E0 | F40300003 |  | SNR0
SNR-H03MKA40CT007-F08 | Stator Cold Air Temperature 7 (SNR-H03MKA82CT007) |  | OPERATING | OPERATING | E073 | SNR0-2E0 | F40300003 |  | SNR0
SNR-H03MKA40CT007-F09 | Stator Cold Air Temperature 8 (SNR-H03MKA82CT008) |  | OPERATING | OPERATING | E073 | SNR0-2E0 | F40300003 |  | SNR0
SNR-H03MKA40CT007-F10 | Stator Cold Air Temperature 9 (SNR-H03MKA82CT009) |  | OPERATING | OPERATING | E073 | SNR0-2E0 | F40300003 |  | SNR0
SNR-H03MKA40CT007-F11 | Stator Cold Air Temperature 10 (SNR-H03MKA82CT010) |  | OPERATING | OPERATING | E073 | SNR0-2E0 | F40300003 |  | SNR0
SNR-H03MKA40CT007-F12 | Stator Cold Air Temperature 11 (SNR-H03MKA82CT011) |  | OPERATING | OPERATING | E073 | SNR0-2E0 | F40300003 |  | SNR0
SNR-H03MKA40CT007-F13 | Stator Cold Air Temperature 12 (SNR-H03MKA82CT012) |  | OPERATING | OPERATING | E073 | SNR0-2E0 | F40300003 |  | SNR0
SNR-H03MKA40HA001 | Gen. Stator |  | OPERATING | OPERATING | E073 | SNR0-2E0 | F40300003 |  | SNR0
SNR-H03MKA40HA002 | Stator Core |  | OPERATING | OPERATING | E073 | SNR0-2E0 | F40300003 |  | SNR0
SNR-H03MKA40HA003 | Stator Frame |  | OPERATING | OPERATING | E073 | SNR0-2M0 | F40300003 |  | SNR0
SNR-H03MKA40HA004 | Pressing Plate NDE |  | OPERATING | OPERATING | E073 | SNR0-2M0 | F40300003 |  | SNR0
SNR-H03MKA40HA005 | Pressing Plate DE |  | OPERATING | OPERATING | E073 | SNR0-2M0 | F40300003 |  | SNR0
SNR-H03MKA40HA006 | Dovetail Bar |  | OPERATING | OPERATING | E073 | SNR0-2M0 | F40300003 |  | SNR0
SNR-H03MKA40HA007 | Stator Pressing Bolt Insulated |  | OPERATING | OPERATING | E073 | SNR0-2M0 | F40300003 |  | SNR0
SNR-H03MKA40HA008 | Bracket for Dovetail Bar |  | OPERATING | OPERATING | E073 | SNR0-2M0 | F40300003 |  | SNR0
SNR-H03MKA40HA009 | Stator Bar |  | OPERATING | OPERATING | E073 | SNR0-2E0 | F40300003 |  | SNR0
SNR-H03MKA40HA010 | Stator Winding Connection |  | OPERATING | OPERATING | E073 | SNR0-2E0 | F40300003 |  | SNR0
SNR-H03MKA40HA011 | Stator Line and Neutral Terminal |  | OPERATING | OPERATING | E073 | SNR0-2E0 | F40300003 |  | SNR0
SNR-H03MKA41 | Air Cooler (SNR-H03MKA80) |  | OPERATING | OPERATING | E073 | SNR0-2M0 | F40300003 |  | SNR0
SNR-H03MKA41AC101 | Gen. Air Cooler No.01 (SNR-H03MKA80AC010) |  | OPERATING | OPERATING | E073 | SNR0-2M0 | F40300003 |  | SNR0
SNR-H03MKA41AC101-F01 | CW. Outlet from Stator Air Cooler Temp. 1 (SNR-H03MKA80CT001) |  | OPERATING | OPERATING | E073 | SNR0-2E0 | F40300003 |  | SNR0
SNR-H03MKA41AC101KA01 | Air Vent for Air Cooler No.1 (SNR-H03MKA80AA612) |  | OPERATING | OPERATING | E073 | SNR0-2M0 | F40300003 |  | SNR0
SNR-H03MKA41AC101KA02 | Drain Valve for Air Cooler No.1 (SNR-H03MKA80AA611) |  | OPERATING | OPERATING | E073 | SNR0-2M0 | F40300003 |  | SNR0
SNR-H03MKA41AC102 | Gen. Air Cooler No.02 (SNR-H03MKA80AC020) |  | OPERATING | OPERATING | E073 | SNR0-2M0 | F40300003 |  | SNR0
SNR-H03MKA41AC102-F01 | CW. Outlet from Stator Air Cooler Temp. 2 (SNR-H03MKA80CT002) |  | OPERATING | OPERATING | E073 | SNR0-2E0 | F40300003 |  | SNR0
SNR-H03MKA41AC102KA01 | Air Vent for Air Cooler No.2 (SNR-H03MKA80AA622) |  | OPERATING | OPERATING | E073 | SNR0-2M0 | F40300003 |  | SNR0
SNR-H03MKA41AC102KA02 | Drain Valve for Air Cooler No.2 (SNR-H03MKA80AA621) |  | OPERATING | OPERATING | E073 | SNR0-2M0 | F40300003 |  | SNR0
SNR-H03MKA41AC103 | Gen. Air Cooler No.03 (SNR-H03MKA80AC030) |  | OPERATING | OPERATING | E073 | SNR0-2M0 | F40300003 |  | SNR0
SNR-H03MKA41AC103-F01 | CW. Outlet from Stator Air Cooler Temp. 3 (SNR-H03MKA80CT003) |  | OPERATING | OPERATING | E073 | SNR0-2E0 | F40300003 |  | SNR0
SNR-H03MKA41AC103KA01 | Air Vent for Air Cooler No.3 (SNR-H03MKA80AA632) |  | OPERATING | OPERATING | E073 | SNR0-2M0 | F40300003 |  | SNR0
SNR-H03MKA41AC103KA02 | Drain Valve for Air Cooler No.3 (SNR-H03MKA80AA631) |  | OPERATING | OPERATING | E073 | SNR0-2M0 | F40300003 |  | SNR0
SNR-H03MKA41AC104 | Gen. Air Cooler No.04 (SNR-H03MKA80AC040) |  | OPERATING | OPERATING | E073 | SNR0-2M0 | F40300003 |  | SNR0
SNR-H03MKA41AC104-F01 | CW. Outlet from Stator Air Cooler Temp. 4 (SNR-H03MKA80CT004) |  | OPERATING | OPERATING | E073 | SNR0-2E0 | F40300003 |  | SNR0
SNR-H03MKA41AC104KA01 | Air Vent for Air Cooler No.4 (SNR-H03MKA80AA642) |  | OPERATING | OPERATING | E073 | SNR0-2M0 | F40300003 |  | SNR0
SNR-H03MKA41AC104KA02 | Drain Valve for Air Cooler No.4 (SNR-H03MKA80AA641) |  | OPERATING | OPERATING | E073 | SNR0-2M0 | F40300003 |  | SNR0
SNR-H03MKA41AC105 | Gen. Air Cooler No.05 (SNR-H03MKA80AC050) |  | OPERATING | OPERATING | E073 | SNR0-2M0 | F40300003 |  | SNR0
SNR-H03MKA41AC105-F01 | CW. Outlet from Stator Air Cooler Temp. 5 (SNR-H03MKA80CT005) |  | OPERATING | OPERATING | E073 | SNR0-2E0 | F40300003 |  | SNR0
SNR-H03MKA41AC105KA01 | Air Vent for Air Cooler No.5 (SNR-H03MKA80AA652) |  | OPERATING | OPERATING | E073 | SNR0-2M0 | F40300003 |  | SNR0
SNR-H03MKA41AC105KA02 | Drain Valve for Air Cooler No.5 (SNR-H03MKA80AA651) |  | OPERATING | OPERATING | E073 | SNR0-2M0 | F40300003 |  | SNR0
SNR-H03MKA41AC106 | Gen. Air Cooler No.06 (SNR-H03MKA80AC060) |  | OPERATING | OPERATING | E073 | SNR0-2M0 | F40300003 |  | SNR0
SNR-H03MKA41AC106-F01 | CW. Outlet from Stator Air Cooler Temp. 6 (SNR-H03MKA80CT006) |  | OPERATING | OPERATING | E073 | SNR0-2E0 | F40300003 |  | SNR0
SNR-H03MKA41AC106KA01 | Air Vent for Air Cooler No.6 (SNR-H03MKA80AA662) |  | OPERATING | OPERATING | E073 | SNR0-2M0 | F40300003 |  | SNR0
SNR-H03MKA41AC106KA02 | Drain Valve for Air Cooler No.6 (SNR-H03MKA80AA661) |  | OPERATING | OPERATING | E073 | SNR0-2M0 | F40300003 |  | SNR0
SNR-H03MKA41AC107 | Gen. Air Cooler No.07 (SNR-H03MKA80AC070) |  | OPERATING | OPERATING | E073 | SNR0-2M0 | F40300003 |  | SNR0
SNR-H03MKA41AC107-F01 | CW. Outlet from Stator Air Cooler Temp. 7 (SNR-H03MKA80CT007) |  | OPERATING | OPERATING | E073 | SNR0-2E0 | F40300003 |  | SNR0
SNR-H03MKA41AC107KA01 | Air Vent for Air Cooler No.7 (SNR-H03MKA80AA672) |  | OPERATING | OPERATING | E073 | SNR0-2M0 | F40300003 |  | SNR0
SNR-H03MKA41AC107KA02 | Drain Valve for Air Cooler No.7 (SNR-H03MKA80AA671) |  | OPERATING | OPERATING | E073 | SNR0-2M0 | F40300003 |  | SNR0
SNR-H03MKA41AC108 | Gen. Air Cooler No.08 (SNR-H03MKA80AC080) |  | OPERATING | OPERATING | E073 | SNR0-2M0 | F40300003 |  | SNR0
SNR-H03MKA41AC108-F01 | CW. Outlet from Stator Air Cooler Temp. 8 (SNR-H03MKA80CT008) |  | OPERATING | OPERATING | E073 | SNR0-2E0 | F40300003 |  | SNR0
SNR-H03MKA41AC108KA01 | Air Vent for Air Cooler No.8 (SNR-H03MKA80AA682) |  | OPERATING | OPERATING | E073 | SNR0-2M0 | F40300003 |  | SNR0
SNR-H03MKA41AC108KA02 | Drain Valve for Air Cooler No.8 (SNR-H03MKA80AA681) |  | OPERATING | OPERATING | E073 | SNR0-2M0 | F40300003 |  | SNR0
SNR-H03MKA41AC109 | Gen. Air Cooler No.09 (SNR-H03MKA80AC090) |  | OPERATING | OPERATING | E073 | SNR0-2M0 | F40300003 |  | SNR0
SNR-H03MKA41AC109-F01 | CW. Outlet from Stator Air Cooler Temp. 9 (SNR-H03MKA80CT009) |  | OPERATING | OPERATING | E073 | SNR0-2E0 | F40300003 |  | SNR0
SNR-H03MKA41AC109KA01 | Air Vent for Air Cooler No.9 (SNR-H03MKA80AA692) |  | OPERATING | OPERATING | E073 | SNR0-2M0 | F40300003 |  | SNR0
SNR-H03MKA41AC109KA02 | Drain Valve for Air Cooler No.9 (SNR-H03MKA80AA691) |  | OPERATING | OPERATING | E073 | SNR0-2M0 | F40300003 |  | SNR0
SNR-H03MKA41AC110 | Gen. Air Cooler No.10 (SNR-H03MKA80AC100) |  | OPERATING | OPERATING | E073 | SNR0-2M0 | F40300003 |  | SNR0
SNR-H03MKA41AC110-F01 | CW. Outlet from Stator Air Cooler Temp. 10 (SNR-H03MKA80CT010) |  | OPERATING | OPERATING | E073 | SNR0-2E0 | F40300003 |  | SNR0
SNR-H03MKA41AC110KA01 | Air Vent for Air Cooler No.10 (SNR-H03MKA80AA6102) |  | OPERATING | OPERATING | E073 | SNR0-2M0 | F40300003 |  | SNR0
SNR-H03MKA41AC110KA02 | Drain Valve for Air Cooler No.10 (SNR-H03MKA80AA6101) |  | OPERATING | OPERATING | E073 | SNR0-2M0 | F40300003 |  | SNR0
SNR-H03MKA41AC111 | Gen. Air Cooler No.11 (SNR-H03MKA80AC110) |  | OPERATING | OPERATING | E073 | SNR0-2M0 | F40300003 |  | SNR0
SNR-H03MKA41AC111-F01 | CW. Outlet from Stator Air Cooler Temp. 11 (SNR-H03MKA80CT011) |  | OPERATING | OPERATING | E073 | SNR0-2E0 | F40300003 |  | SNR0
SNR-H03MKA41AC111KA01 | Air Vent for Air Cooler No.11 (SNR-H03MKA80AA6112) |  | OPERATING | OPERATING | E073 | SNR0-2M0 | F40300003 |  | SNR0
SNR-H03MKA41AC111KA02 | Drain Valve for Air Cooler No.11 (SNR-H03MKA80AA6111) |  | OPERATING | OPERATING | E073 | SNR0-2M0 | F40300003 |  | SNR0
SNR-H03MKA41AC112 | Gen. Air Cooler No.12 (SNR-H03MKA80AC120) |  | OPERATING | OPERATING | E073 | SNR0-2M0 | F40300003 |  | SNR0
SNR-H03MKA41AC112-F01 | CW. Outlet from Stator Air Cooler Temp. 12 (SNR-H03MKA80CT012) |  | OPERATING | OPERATING | E073 | SNR0-2E0 | F40300003 |  | SNR0
SNR-H03MKA41AC112KA01 | Air Vent for Air Cooler No.12 (SNR-H03MKA80AA6122) |  | OPERATING | OPERATING | E073 | SNR0-2M0 | F40300003 |  | SNR0
SNR-H03MKA41AC112KA02 | Drain Valve for Air Cooler No.12 (SNR-H03MKA80AA6121) |  | OPERATING | OPERATING | E073 | SNR0-2M0 | F40300003 |  | SNR0
SNR-H03MKA42 | Space Heater |  | OPERATING | OPERATING | E073 | SNR0-2E0 | F40300003 |  | SNR0
SNR-H03MKA42AH001 | Heater for Air Inside Stator - Anti Condensation 1 (SNR-H03MKA20AH001) |  | OPERATING | OPERATING | E073 | SNR0-2E0 | F40300003 |  | SNR0
SNR-H03MKA42AH002 | Heater for Air Inside Stator - Anti Condensation 2 (SNR-H03MKA20AH002) |  | OPERATING | OPERATING | E073 | SNR0-2E0 | F40300003 |  | SNR0
SNR-H03MKA42AH003 | Heater for Air Inside Stator - Anti Condensation 3 (SNR-H03MKA20AH003) |  | OPERATING | OPERATING | E073 | SNR0-2E0 | F40300003 |  | SNR0
SNR-H03MKA42AH004 | Heater for Air Inside Stator - Anti Condensation 4 (SNR-H03MKA20AH004) |  | OPERATING | OPERATING | E073 | SNR0-2E0 | F40300003 |  | SNR0
SNR-H03MKA42AH005 | Heater for Air Inside Stator - Anti Condensation 5 (SNR-H03MKA20AH005) |  | OPERATING | OPERATING | E073 | SNR0-2E0 | F40300003 |  | SNR0
SNR-H03MKA42AH006 | Heater for Air Inside Stator - Anti Condensation 6 (SNR-H03MKA20AH006) |  | OPERATING | OPERATING | E073 | SNR0-2E0 | F40300003 |  | SNR0
SNR-H03MKA42AH007 | Heater for Air Inside Stator - Anti Condensation 7 (SNR-H03MKA20AH007) |  | OPERATING | OPERATING | E073 | SNR0-2E0 | F40300003 |  | SNR0
SNR-H03MKA42AH008 | Heater for Air Inside Stator - Anti Condensation 8 (SNR-H03MKA20AH008) |  | OPERATING | OPERATING | E073 | SNR0-2E0 | F40300003 |  | SNR0
SNR-H03MKA42AH009 | Heater for Air Inside Stator - Anti Condensation 9 (SNR-H03MKA20AH009) |  | OPERATING | OPERATING | E073 | SNR0-2E0 | F40300003 |  | SNR0
SNR-H03MKA42AH010 | Heater for Air Inside Stator - Anti Condensation 10 (SNR-H03MKA20AH010) |  | OPERATING | OPERATING | E073 | SNR0-2E0 | F40300003 |  | SNR0
SNR-H03MKA42AH011 | Heater for Air Inside Stator - Anti Condensation 11 (SNR-H03MKA20AH011) |  | OPERATING | OPERATING | E073 | SNR0-2E0 | F40300003 |  | SNR0
SNR-H03MKA42AH012 | Heater for Air Inside Stator - Anti Condensation 12 (SNR-H03MKA20AH012) |  | OPERATING | OPERATING | E073 | SNR0-2E0 | F40300003 |  | SNR0
SNR-H03MKA42DT001 | Thermostat Standstill Heater for Anti Condensation (SNR-H03MKA20DT001) |  | OPERATING | OPERATING | E073 | SNR0-2E0 | F40300003 |  | SNR0
SNR-H03MKA50 | Generator Friction Brake (SNR-H03MKA90) |  | OPERATING | OPERATING | E073 | SNR0-2M0 | F40300003 |  | SNR0
SNR-H03MKA50AA001 | Brake Plant Solenoid Valve - DC/AC Supply (SNR-H03MKA91GH001) |  | OPERATING | OPERATING | E073 | SNR0-2M0 | F40300003 |  | SNR0
SNR-H03MKA50AU101 | Brake Ring Segment No.1 |  | OPERATING | OPERATING | E073 | SNR0-2M0 | F40300003 |  | SNR0
SNR-H03MKA50AU102 | Brake Ring Segment No.2 |  | OPERATING | OPERATING | E073 | SNR0-2M0 | F40300003 |  | SNR0
SNR-H03MKA50AU103 | Brake Ring Segment No.3 |  | OPERATING | OPERATING | E073 | SNR0-2M0 | F40300003 |  | SNR0
SNR-H03MKA50AU104 | Brake Ring Segment No.4 |  | OPERATING | OPERATING | E073 | SNR0-2M0 | F40300003 |  | SNR0
SNR-H03MKA50AU105 | Brake Ring Segment No.5 |  | OPERATING | OPERATING | E073 | SNR0-2M0 | F40300003 |  | SNR0
SNR-H03MKA50AU106 | Brake Ring Segment No.6 |  | OPERATING | OPERATING | E073 | SNR0-2M0 | F40300003 |  | SNR0
SNR-H03MKA50AU107 | Brake Ring Segment No.7 |  | OPERATING | OPERATING | E073 | SNR0-2M0 | F40300003 |  | SNR0
SNR-H03MKA50AU108 | Brake Ring Segment No.8 |  | OPERATING | OPERATING | E073 | SNR0-2M0 | F40300003 |  | SNR0
SNR-H03MKA50AU109 | Brake Ring Segment No.9 |  | OPERATING | OPERATING | E073 | SNR0-2M0 | F40300003 |  | SNR0
SNR-H03MKA50AU110 | Brake Ring Segment No.10 |  | OPERATING | OPERATING | E073 | SNR0-2M0 | F40300003 |  | SNR0
SNR-H03MKA50AU111 | Brake Ring Segment No.11 |  | OPERATING | OPERATING | E073 | SNR0-2M0 | F40300003 |  | SNR0
SNR-H03MKA50AU112 | Brake Ring Segment No.12 |  | OPERATING | OPERATING | E073 | SNR0-2M0 | F40300003 |  | SNR0
SNR-H03MKA50AU113 | Brake Ring Segment No.13 |  | OPERATING | OPERATING | E073 | SNR0-2M0 | F40300003 |  | SNR0
SNR-H03MKA50AU114 | Brake Ring Segment No.14 |  | OPERATING | OPERATING | E073 | SNR0-2M0 | F40300003 |  | SNR0
SNR-H03MKA50AU115 | Brake Ring Segment No.15 |  | OPERATING | OPERATING | E073 | SNR0-2M0 | F40300003 |  | SNR0
SNR-H03MKA50AU116 | Brake Ring Segment No.16 |  | OPERATING | OPERATING | E073 | SNR0-2M0 | F40300003 |  | SNR0
SNR-H03MKA50AU201 | Friction Brake No.1 (SNR-H03MKA90AU010) |  | OPERATING | OPERATING | E073 | SNR0-2M0 | F40300003 |  | SNR0
SNR-H03MKA50AU201-S01 | Limit Switch of Brake No.1 (SNR-H03MKA90AU010-S01) |  | OPERATING | OPERATING | E073 | SNR0-2E0 | F40300003 |  | SNR0
SNR-H03MKA50AU202 | Friction Brake No.2 (SNR-H03MKA90AU020) |  | OPERATING | OPERATING | E073 | SNR0-2M0 | F40300003 |  | SNR0
SNR-H03MKA50AU202-S01 | Limit Switch of Brake No.2 (SNR-H03MKA90AU020-S01) |  | OPERATING | OPERATING | E073 | SNR0-2E0 | F40300003 |  | SNR0
SNR-H03MKA50AU203 | Friction Brake No.3 (SNR-H03MKA90AU030) |  | OPERATING | OPERATING | E073 | SNR0-2M0 | F40300003 |  | SNR0
SNR-H03MKA50AU203-S01 | Limit Switch of Brake No.3 (SNR-H03MKA90AU030-S01) |  | OPERATING | OPERATING | E073 | SNR0-2E0 | F40300003 |  | SNR0
SNR-H03MKA50AU204 | Friction Brake No.4 (SNR-H03MKA90AU040) |  | OPERATING | OPERATING | E073 | SNR0-2M0 | F40300003 |  | SNR0
SNR-H03MKA50AU204-S01 | Limit Switch of Brake No.4 (SNR-H03MKA90AU040-S01) |  | OPERATING | OPERATING | E073 | SNR0-2E0 | F40300003 |  | SNR0
SNR-H03MKA50AU205 | Friction Brake No.5 (SNR-H03MKA90AU050) |  | OPERATING | OPERATING | E073 | SNR0-2M0 | F40300003 |  | SNR0
SNR-H03MKA50AU205-S01 | Limit Switch of Brake No.5 (SNR-H03MKA90AU050-S01) |  | OPERATING | OPERATING | E073 | SNR0-2E0 | F40300003 |  | SNR0
SNR-H03MKA50AU206 | Friction Brake No.6 (SNR-H03MKA90AU060) |  | OPERATING | OPERATING | E073 | SNR0-2M0 | F40300003 |  | SNR0
SNR-H03MKA50AU206-S01 | Limit Switch of Brake No.6 (SNR-H03MKA90AU060-S01) |  | OPERATING | OPERATING | E073 | SNR0-2E0 | F40300003 |  | SNR0
SNR-H03MKA50AU207 | Friction Brake No.7 (SNR-H03MKA90AU070) |  | OPERATING | OPERATING | E073 | SNR0-2M0 | F40300003 |  | SNR0
SNR-H03MKA50AU207-S01 | Limit Switch of Brake No.7 (SNR-H03MKA90AU070-S01) |  | OPERATING | OPERATING | E073 | SNR0-2E0 | F40300003 |  | SNR0
SNR-H03MKA50AU208 | Friction Brake No.8 (SNR-H03MKA90AU080) |  | OPERATING | OPERATING | E073 | SNR0-2M0 | F40300003 |  | SNR0
SNR-H03MKA50AU208-S01 | Limit Switch of Brake No.8 (SNR-H03MKA90AU080-S01) |  | OPERATING | OPERATING | E073 | SNR0-2E0 | F40300003 |  | SNR0
SNR-H03MKA60 | PD Monitor |  | OPERATING | OPERATING | E073 | SNR0-2E0 | F40300003 |  | SNR0
SNR-H03MKA60AX001 | PD Monitor Terminal Box (SNR-H03MKA50GH007) |  | OPERATING | OPERATING | E073 | SNR0-2E0 | F40300003 |  | SNR0
SNR-H03MKA70 | Vibration Monitoring |  | OPERATING | OPERATING | E073 | SNR0-2E0 | F40300003 |  | SNR0
SNR-H03MKA70CY001 | Vibration Monitoring Panel DC/AC (SNR-H03MKA50GH001) |  | OPERATING | OPERATING | E073 | SNR0-2E0 | F40300003 |  | SNR0
SNR-H03MKA70CY001-B01 | Vibration sensor Shaft relative displacement (X) LCB (SNR-H03BYN60CY001) |  | OPERATING | OPERATING | E073 | SNR0-2E0 | F40300003 |  | SNR0
SNR-H03MKA70CY001-B02 | Vibration sensor Shaft relative displacement (Y) LCB (SNR-H03BYN60CY002) |  | OPERATING | OPERATING | E073 | SNR0-2E0 | F40300003 |  | SNR0
SNR-H03MKA70CY001-B03 | Vibration sensor Lower Bracket absolute axial displacement (Z) 1 LCB (SNR-H03BYN60CY003) |  | OPERATING | OPERATING | E073 | SNR0-2E0 | F40300003 |  | SNR0
SNR-H03MKA70CY001-B04 | Vibration sensor Lower Bracket absolute axial displacement (Z) 2 LCB (SNR-H03BYN60CY004) |  | OPERATING | OPERATING | E073 | SNR0-2E0 | F40300003 |  | SNR0
SNR-H03MKA70CY001-B05 | Vibration sensor Shaft relative displacement (X) TGB (SNR-H03BYN50CY001) |  | OPERATING | OPERATING | E073 | SNR0-2E0 | F40300003 |  | SNR0
SNR-H03MKA70CY001-B06 | Vibration sensor Shaft relative displacement (Y) TGB (SNR-H03BYN50CY002) |  | OPERATING | OPERATING | E073 | SNR0-2E0 | F40300003 |  | SNR0
SNR-H03MKA70CY001-B07 | Sensor Phase Detection-Key Phasor TGB (SNR-H03BYN50CS001) |  | OPERATING | OPERATING | E073 | SNR0-2E0 | F40300003 |  | SNR0
SNR-H03MKA80 | Brake Dust Exhuast System (SNR-H03MKA93) |  | OPERATING | OPERATING | E073 | SNR0-2M0 | F40300003 |  | SNR0
SNR-H03MKA80AU001 | Brake Dust Collection Plant |  | OPERATING | OPERATING | E073 | SNR0-2M0 | F40300003 |  | SNR0
SNR-H03MKA80AU001-A01 | Local Control Box (SNR-H03MKA93GH002) |  | OPERATING | OPERATING | E073 | SNR0-2E0 | F40300003 |  | SNR0
SNR-H03MKA80AU001-M01 | Motor for Centrifugal Suction Blower Brake Dust Collection Plant (SNR-H03MKA93AN001-M01) |  | OPERATING | OPERATING | E073 | SNR0-2E0 | F40300003 |  | SNR0
SNR-H03MKA80AU001-X01 | Motor Terminal Box (SNR-H03MKA93GH001) |  | OPERATING | OPERATING | E073 | SNR0-2E0 | F40300003 |  | SNR0
SNR-H03MKA80AU001KN01 | Centrifugal Blower (SNR-H03MKA93AN001) |  | OPERATING | OPERATING | E073 | SNR0-2M0 | F40300003 |  | SNR0
SNR-H03MKA80AU001KT01 | Dust Filter With Steel Casing (SNR-H03MKA93AT001) |  | OPERATING | OPERATING | E073 | SNR0-2M0 | F40300003 |  | SNR0
SNR-H03MKA80AU001QP01 | Brake Dust Collection Plant Dust Filter Clogged (SNR-H03MKA93CP001) |  | OPERATING | OPERATING | E073 | SNR0-2E0 | F40300003 |  | SNR0
SNR-H03MKA90 | Carbon Dust Collection Plant |  | OPERATING | OPERATING | E073 | SNR0-2M0 | F40300003 |  | SNR0
SNR-H03MKA90AT001 | Carbon Dust Collection Plant |  | OPERATING | OPERATING | E073 | SNR0-2E0 | F40300003 |  | SNR0
SNR-H03MKA90AT001-A01 | Local Control Box (SNR-H03MKA60GH002) |  | OPERATING | OPERATING | E073 | SNR0-2E0 | F40300003 |  | SNR0
SNR-H03MKA90AT001-M01 | Motor for Centrifugal Suction Blower - Carbon Dust Collection Plant (SNR-H03MKA60AN001-M01) |  | OPERATING | OPERATING | E073 | SNR0-2E0 | F40300003 |  | SNR0
SNR-H03MKA90AT001-S01 | Carbon Dust Exhaust Filter Clogged (SNR-H03MKA60CP001) |  | OPERATING | OPERATING | E073 | SNR0-2E0 | F40300003 |  | SNR0
SNR-H03MKA90AT001-X01 | Motor Terminal Box (SNR-H03MKA60GH001) |  | OPERATING | OPERATING | E073 | SNR0-2E0 | F40300003 |  | SNR0
SNR-H03MKA90AT001KN01 | Centrifugal Blower (SNR-H03MKA60AN001) |  | OPERATING | OPERATING | E073 | SNR0-2M0 | F40300003 |  | SNR0
SNR-H03MKA90AT001KT01 | Dust Filter with Steel Casing (SNR-H03MKA60AT001) |  | OPERATING | OPERATING | E073 | SNR0-2M0 | F40300003 |  | SNR0
SNR-H03MKC | Excitation System |  | OPERATING | OPERATING | E073 | SNR0-2E0 | F40300003 |  | SNR0
SNR-H03MKC10 | AVR Excitation Unit |  | OPERATING | OPERATING | E073 | SNR0-2E0 | F40300003 |  | SNR0
SNR-H03MKC10GH100 | Excitation (SNR-H03MKC10DE010+01MKC01) |  | OPERATING | OPERATING | E073 | SNR0-2E0 | F40300003 |  | SNR0
SNR-H03MKC10GH100-A01 | A10 2 Channel Change Over PCB |  | OPERATING | OPERATING | E073 | SNR0-2E0 | F40300003 |  | SNR0
SNR-H03MKC10GH100-A02 | A101,102 Touch Panel TP-905 |  | OPERATING | OPERATING | E073 | SNR0-2E0 | F40300003 |  | SNR0
SNR-H03MKC10GH100-A03 | V81 Redundancy Module |  | OPERATING | OPERATING | E073 | SNR0-2E0 | F40300003 |  | SNR0
SNR-H03MKC10GH100-B01 | B01,02,03 Transducer (Prog) |  | OPERATING | OPERATING | E073 | SNR0-2E0 | F40300003 |  | SNR0
SNR-H03MKC10GH100-B02 | S02 Hygrostat |  | OPERATING | OPERATING | E073 | SNR0-2E0 | F40300003 |  | SNR0
SNR-H03MKC10GH100-D01 | A01,11 Housing HIPASE-CS-330 |  | OPERATING | OPERATING | E073 | SNR0-2E0 | F40300003 |  | SNR0
SNR-H03MKC10GH100-E01 | E10 Cubicle Light |  | OPERATING | OPERATING | E073 | SNR0-2E0 | F40300003 |  | SNR0
SNR-H03MKC10GH100-E02 | E20 Heater |  | OPERATING | OPERATING | E073 | SNR0-2E0 | F40300003 |  | SNR0
SNR-H03MKC10GH100-F01 | F08,09,191,192 Miniature Circuit Breaker 415VAC 3P |  | OPERATING | OPERATING | E073 | SNR0-2E0 | F40300003 |  | SNR0
SNR-H03MKC10GH100-F02 | F73,74,81,82,Q71,72 Miniature Circuit Breaker 500VDC |  | OPERATING | OPERATING | E073 | SNR0-2E0 | F40300003 |  | SNR0
SNR-H03MKC10GH100-F03 | F90,91,92,93 Miniature Circuit Breaker 415VAC 1P |  | OPERATING | OPERATING | E073 | SNR0-2E0 | F40300003 |  | SNR0
SNR-H03MKC10GH100-F04 | F95 Residual Current Breaker |  | OPERATING | OPERATING | E073 | SNR0-2E0 | F40300003 |  | SNR0
SNR-H03MKC10GH100-F05 | U91 Transformer Protection Relay TR-7570 |  | OPERATING | OPERATING | E073 | SNR0-2E0 | F40300003 |  | SNR0
SNR-H03MKC10GH100-G01 | A81,82 AC/DC-DC Converter 100-240VAC/24VDC |  | OPERATING | OPERATING | E073 | SNR0-2E0 | F40300003 |  | SNR0
SNR-H03MKC10GH100-G02 | A85,86 AC/DC-DC Converter 85-370VAC/12VDC |  | OPERATING | OPERATING | E073 | SNR0-2E0 | F40300003 |  | SNR0
SNR-H03MKC10GH100-K01 | K51,52,53,55,61,62,71,72,87,88,201 Auxiliary Contactor 24VDC |  | OPERATING | OPERATING | E073 | SNR0-2E0 | F40300003 |  | SNR0
SNR-H03MKC10GH100-K02 | K38,39 Terminal Relay |  | OPERATING | OPERATING | E073 | SNR0-2E0 | F40300003 |  | SNR0
SNR-H03MKC10GH100-K03 | K41,42,43,44,45,46 Contactor 24VDC with Diode |  | OPERATING | OPERATING | E073 | SNR0-2E0 | F40300003 |  | SNR0
SNR-H03MKC10GH100-K04 | K48,49,54,U92 Auxiliary Contactor 110VDC |  | OPERATING | OPERATING | E073 | SNR0-2E0 | F40300003 |  | SNR0
SNR-H03MKC10GH100-K05 | K96,97 Contactor 3P |  | OPERATING | OPERATING | E073 | SNR0-2E0 | F40300003 |  | SNR0
SNR-H03MKC10GH100-K06 | K141 Contactor 230VAC |  | OPERATING | OPERATING | E073 | SNR0-2E0 | F40300003 |  | SNR0
SNR-H03MKC10GH100-P01 | P11,13 Voltmeter |  | OPERATING | OPERATING | E073 | SNR0-2E0 | F40300003 |  | SNR0
SNR-H03MKC10GH100-P02 | P12,14 Amperemeter |  | OPERATING | OPERATING | E073 | SNR0-2E0 | F40300003 |  | SNR0
SNR-H03MKC10GH100-R01 | R61,62 Resistor 47kΩ |  | OPERATING | OPERATING | E073 | SNR0-2E0 | F40300003 |  | SNR0
SNR-H03MKC10GH100-S01 | A110 Ethernet Rail Switch |  | OPERATING | OPERATING | E073 | SNR0-2E0 | F40300003 |  | SNR0
SNR-H03MKC10GH100-S02 | S01 Emergency Push Button |  | OPERATING | OPERATING | E073 | SNR0-2E0 | F40300003 |  | SNR0
SNR-H03MKC10GH100-S03 | S03 Selector Switch |  | OPERATING | OPERATING | E073 | SNR0-2E0 | F40300003 |  | SNR0
SNR-H03MKC10GH100-S04 | S20 Door Limit Switch |  | OPERATING | OPERATING | E073 | SNR0-2E0 | F40300003 |  | SNR0
SNR-H03MKC10GH100-T01 | T08,09 Transformer 655/20V |  | OPERATING | OPERATING | E073 | SNR0-2E0 | F40300003 |  | SNR0
SNR-H03MKC10GH100-V01 | V181,182 Componet Plug, Diode |  | OPERATING | OPERATING | E073 | SNR0-2E0 | F40300003 |  | SNR0
SNR-H03MKC10GH200 | Rectifier 1 (SNR-H03MKC10DE010+01MKC02) |  | OPERATING | OPERATING | E073 | SNR0-2E0 | F40300003 |  | SNR0
SNR-H03MKC10GH200-B01 | F111 Air Flow Meter INT511 |  | OPERATING | OPERATING | E073 | SNR0-2E0 | F40300003 |  | SNR0
SNR-H03MKC10GH200-B02 | T15,16,17 Current Transducer 1000A |  | OPERATING | OPERATING | E073 | SNR0-2E0 | F40300003 |  | SNR0
SNR-H03MKC10GH200-E01 | E11 Cubicle Light |  | OPERATING | OPERATING | E073 | SNR0-2E0 | F40300003 |  | SNR0
SNR-H03MKC10GH200-E02 | E21 Heater |  | OPERATING | OPERATING | E073 | SNR0-2E0 | F40300003 |  | SNR0
SNR-H03MKC10GH200-F01 | U81 Temperature Supervision Relay |  | OPERATING | OPERATING | E073 | SNR0-2E0 | F40300003 |  | SNR0
SNR-H03MKC10GH200-Q01 | Q10 Circuit Breaker 1600A (41A) |  | OPERATING | OPERATING | E073 | SNR0-2E0 | F40300003 |  | SNR0
SNR-H03MKC10GH200-S01 | S21 Door Limit Switch |  | OPERATING | OPERATING | E073 | SNR0-2E0 | F40300003 |  | SNR0
SNR-H03MKC10GH200-T01 | A01 Pulse Transformer Unit |  | OPERATING | OPERATING | E073 | SNR0-2E0 | F40300003 |  | SNR0
SNR-H03MKC10GH200-V01 | G01 Thyristor Bridge |  | OPERATING | OPERATING | E073 | SNR0-2E0 | F40300003 |  | SNR0
SNR-H03MKC10GH200KN001 | M11,12 Fan |  | OPERATING | OPERATING | E073 | SNR0-2E0 | F40300003 |  | SNR0
SNR-H03MKC10GH300 | Rectifier 2 (SNR-H03MKC10DE010+01MKC03) |  | OPERATING | OPERATING | E073 | SNR0-2E0 | F40300003 |  | SNR0
SNR-H03MKC10GH300-B01 | F112 Air Flow Meter INT511 |  | OPERATING | OPERATING | E073 | SNR0-2E0 | F40300003 |  | SNR0
SNR-H03MKC10GH300-B02 | T25,26,27 Current Transducer 1000A |  | OPERATING | OPERATING | E073 | SNR0-2E0 | F40300003 |  | SNR0
SNR-H03MKC10GH300-E01 | E12 Cubicle Light |  | OPERATING | OPERATING | E073 | SNR0-2E0 | F40300003 |  | SNR0
SNR-H03MKC10GH300-E02 | E22 Heater |  | OPERATING | OPERATING | E073 | SNR0-2E0 | F40300003 |  | SNR0
SNR-H03MKC10GH300-F01 | U82 Temperature Supervision Relay |  | OPERATING | OPERATING | E073 | SNR0-2E0 | F40300003 |  | SNR0
SNR-H03MKC10GH300-Q01 | Q20 Circuit Breaker 1250A (41S) |  | OPERATING | OPERATING | E073 | SNR0-2E0 | F40300003 |  | SNR0
SNR-H03MKC10GH300-S01 | S22 Door Limit Switch |  | OPERATING | OPERATING | E073 | SNR0-2E0 | F40300003 |  | SNR0
SNR-H03MKC10GH300-T01 | A02 Pulse Transformer Unit |  | OPERATING | OPERATING | E073 | SNR0-2E0 | F40300003 |  | SNR0
SNR-H03MKC10GH300-V01 | G02 Thyristor Bridge |  | OPERATING | OPERATING | E073 | SNR0-2E0 | F40300003 |  | SNR0
SNR-H03MKC10GH300KN001 | M21,22 Fan |  | OPERATING | OPERATING | E073 | SNR0-2E0 | F40300003 |  | SNR0
SNR-H03MKC10GH400 | Field Flashing and AC Surge (SNR-H03MKC10DE010+01MKC04) |  | OPERATING | OPERATING | E073 | SNR0-2E0 | F40300003 |  | SNR0
SNR-H03MKC10GH400-E01 | E13 Cubicle Light |  | OPERATING | OPERATING | E073 | SNR0-2E0 | F40300003 |  | SNR0
SNR-H03MKC10GH400-E02 | E23 Heater |  | OPERATING | OPERATING | E073 | SNR0-2E0 | F40300003 |  | SNR0
SNR-H03MKC10GH400-F01 | F10,11,12,20,21,22 Miniature Circuit Breaker 415VAC 3P |  | OPERATING | OPERATING | E073 | SNR0-2E0 | F40300003 |  | SNR0
SNR-H03MKC10GH400-F02 | F50 AC Surge Protection |  | OPERATING | OPERATING | E073 | SNR0-2E0 | F40300003 |  | SNR0
SNR-H03MKC10GH400-F03 | F151 Miniature Circuit Breaker 415VAC 3P |  | OPERATING | OPERATING | E073 | SNR0-2E0 | F40300003 |  | SNR0
SNR-H03MKC10GH400-K01 | K01 Contactor 3P (31) |  | OPERATING | OPERATING | E073 | SNR0-2E0 | F40300003 |  | SNR0
SNR-H03MKC10GH400-K02 | K11,12,21,22,110,120,151 Auxiliary Contactor 24VDC |  | OPERATING | OPERATING | E073 | SNR0-2E0 | F40300003 |  | SNR0
SNR-H03MKC10GH400-Q01 | Field Flashing Switch (31) |  | OPERATING | OPERATING | E073 | SNR0-2E0 | F40300003 |  | SNR0
SNR-H03MKC10GH400-R01 | R51 Resistor 1.2kΩ |  | OPERATING | OPERATING | E073 | SNR0-2E0 | F40300003 |  | SNR0
SNR-H03MKC10GH400-R02 | R151 Resistor 1.89Ω |  | OPERATING | OPERATING | E073 | SNR0-2E0 | F40300003 |  | SNR0
SNR-H03MKC10GH400-S01 | S23 Door Limit Switch |  | OPERATING | OPERATING | E073 | SNR0-2E0 | F40300003 |  | SNR0
SNR-H03MKC10GH400-T01 | T10,20 Transformer 580//260V |  | OPERATING | OPERATING | E073 | SNR0-2E0 | F40300003 |  | SNR0
SNR-H03MKC10GH400-T02 | T151 Transformer 230 // 28V |  | OPERATING | OPERATING | E073 | SNR0-2E0 | F40300003 |  | SNR0
SNR-H03MKC10GH400-V01 | V14,15 Diode |  | OPERATING | OPERATING | E073 | SNR0-2E0 | F40300003 |  | SNR0
SNR-H03MKC10GH400-V02 | V151,161 Diode Module |  | OPERATING | OPERATING | E073 | SNR0-2E0 | F40300003 |  | SNR0
SNR-H03MKC10GH500 | Field Circuit Breaker (SNR-H03MKC10DE010+01MKC05) |  | OPERATING | OPERATING | E073 | SNR0-2E0 | F40300003 |  | SNR0
SNR-H03MKC10GH500-B01 | T02 Voltage Transducer |  | OPERATING | OPERATING | E073 | SNR0-2E0 | F40300003 |  | SNR0
SNR-H03MKC10GH500-B02 | T50 Current Transducer 500A |  | OPERATING | OPERATING | E073 | SNR0-2E0 | F40300003 |  | SNR0
SNR-H03MKC10GH500-B03 | T61,62 Current Transducer 1500A |  | OPERATING | OPERATING | E073 | SNR0-2E0 | F40300003 |  | SNR0
SNR-H03MKC10GH500-C01 | C11 Capacitor |  | OPERATING | OPERATING | E073 | SNR0-2E0 | F40300003 |  | SNR0
SNR-H03MKC10GH500-E01 | E14 Cubicle Light |  | OPERATING | OPERATING | E073 | SNR0-2E0 | F40300003 |  | SNR0
SNR-H03MKC10GH500-E02 | E24 Heater |  | OPERATING | OPERATING | E073 | SNR0-2E0 | F40300003 |  | SNR0
SNR-H03MKC10GH500-F01 | F01 Field Discharge Current Detection |  | OPERATING | OPERATING | E073 | SNR0-2E0 | F40300003 |  | SNR0
SNR-H03MKC10GH500-F02 | F60 Fuse/Fuse Holder |  | OPERATING | OPERATING | E073 | SNR0-2E0 | F40300003 |  | SNR0
SNR-H03MKC10GH500-Q01 | Q01 Field Discharge Circuit Breaker (41DC) |  | OPERATING | OPERATING | E073 | SNR0-2E0 | F40300003 |  | SNR0
SNR-H03MKC10GH500-Q02 | Q09 Polarity Reversing Link |  | OPERATING | OPERATING | E073 | SNR0-2E0 | F40300003 |  | SNR0
SNR-H03MKC10GH500-R01 | R01 Field Discharge Resistor |  | OPERATING | OPERATING | E073 | SNR0-2E0 | F40300003 |  | SNR0
SNR-H03MKC10GH500-R02 | R05 Shunt |  | OPERATING | OPERATING | E073 | SNR0-2E0 | F40300003 |  | SNR0
SNR-H03MKC10GH500-R03 | R11 Resistor 22Ω |  | OPERATING | OPERATING | E073 | SNR0-2E0 | F40300003 |  | SNR0
SNR-H03MKC10GH500-S01 | S24 Door Limit Switch |  | OPERATING | OPERATING | E073 | SNR0-2E0 | F40300003 |  | SNR0
SNR-H03MKC10GH500-V01 | V01,02 Thyristor |  | OPERATING | OPERATING | E073 | SNR0-2E0 | F40300003 |  | SNR0
SNR-H03MKC10GH500-V02 | V11,12,13 Diode |  | OPERATING | OPERATING | E073 | SNR0-2E0 | F40300003 |  | SNR0
SNR-H03MKC12 | Excitation Transformer System |  | OPERATING | OPERATING | E073 | SNR0-2E0 | F40300003 |  | SNR0
SNR-H03MKC12GT100 | Excitation Transformer Cubicle (SNR-H03MKC01GH001) |  | OPERATING | OPERATING | E073 | SNR0-2E0 | F40300003 |  | SNR0
SNR-H03MKC12GT100-T01 | Excitation Transformer (SNR-H03MKC01GT001-T01) |  | OPERATING | OPERATING | E073 | SNR0-2E0 | F40300003 |  | SNR0
SNR-H03MKC12GT100-T02 | CT1 of 87ET,50ET Excitation System (SNR-H03MKC01CE111) |  | OPERATING | OPERATING | E073 | SNR0-2E0 | F40300003 |  | SNR0
SNR-H03MKC12GT100-T03 | CT2 of 87MTG3 Excitation System (SNR-H03MKC01CE121) |  | OPERATING | OPERATING | E073 | SNR0-2E0 | F40300003 |  | SNR0
SNR-H03MKC12GT100-T04 | CT3 of 87ET Excitation System (SNR-H03MKC01CE131) |  | OPERATING | OPERATING | E073 | SNR0-2E0 | F40300003 |  | SNR0
SNR-H03MKC20 | Excitation Set |  | OPERATING | OPERATING | E073 | SNR0-2E0 | F40300003 |  | SNR0
SNR-H03MKC20CT001 | Slip Ring Cover Area Temp. RTD (SNR-H03MKA05CT001) |  | OPERATING | OPERATING | E073 | SNR0-2E0 | F40300003 |  | SNR0
SNR-H03MKC20DX100 | Rotor Exciter |  | OPERATING | OPERATING | E073 | SNR0-2E0 | F40300003 |  | SNR0
SNR-H03MKC20DX100-E01 | Dome Light |  | OPERATING | OPERATING | E073 | SNR0-2E0 | F40300003 |  | SNR0
SNR-H03MKC20DX101 | Stator Exciter |  | OPERATING | OPERATING | E073 | SNR0-2E0 | F40300003 |  | SNR0
SNR-H03MKC20DX102 | Slip Ring |  | OPERATING | OPERATING | E073 | SNR0-2E0 | F40300003 |  | SNR0
SNR-H03MKC20DX103 | Carbon Bush |  | OPERATING | OPERATING | E073 | SNR0-2E0 | F40300003 |  | SNR0
SNR-H03MKC30 | Dynamic Brake Unit (SNR-H03MKC20) |  | OPERATING | OPERATING | E073 | SNR0-2E0 | F40300003 |  | SNR0
SNR-H03MKC30GH100 | Dynamic Braking Control Cubicle (SNR-H03MKC20DE010) |  | OPERATING | OPERATING | E073 | SNR0-2E0 | F40300003 |  | SNR0
SNR-H03MKC30GH200 | Dynamic Braking Automatic Voltage Regulator PNL. (SNR-H03MKC20DE010+01MKC11) |  | OPERATING | OPERATING | E073 | SNR0-2E0 | F40300003 |  | SNR0
SNR-H03MKC30GH200-A01 | A101 Touch Panel TP-905 |  | OPERATING | OPERATING | E073 | SNR0-2E0 | F40300003 |  | SNR0
SNR-H03MKC30GH200-A02 | V81 Redundancy Module |  | OPERATING | OPERATING | E073 | SNR0-2E0 | F40300003 |  | SNR0
SNR-H03MKC30GH200-B01 | B02 Transducer |  | OPERATING | OPERATING | E073 | SNR0-2E0 | F40300003 |  | SNR0
SNR-H03MKC30GH200-B02 | S02 Hygrostat |  | OPERATING | OPERATING | E073 | SNR0-2E0 | F40300003 |  | SNR0
SNR-H03MKC30GH200-D01 | A01 Housing HIPASE-CS-330 |  | OPERATING | OPERATING | E073 | SNR0-2E0 | F40300003 |  | SNR0
SNR-H03MKC30GH200-E01 | E10 Cubicle Light |  | OPERATING | OPERATING | E073 | SNR0-2E0 | F40300003 |  | SNR0
SNR-H03MKC30GH200-E02 | E20 Heater |  | OPERATING | OPERATING | E073 | SNR0-2E0 | F40300003 |  | SNR0
SNR-H03MKC30GH200-E03 | H01,02,03,04,05 LED |  | OPERATING | OPERATING | E073 | SNR0-2E0 | F40300003 |  | SNR0
SNR-H03MKC30GH200-F01 | F08,191 Miniature Circuit Breaker 415VAC 3P |  | OPERATING | OPERATING | E073 | SNR0-2E0 | F40300003 |  | SNR0
SNR-H03MKC30GH200-F02 | F73,74,81,82,Q71,72 Miniature Circuit Breaker 500VDC |  | OPERATING | OPERATING | E073 | SNR0-2E0 | F40300003 |  | SNR0
SNR-H03MKC30GH200-F03 | F90,91,92 Miniature Circuit Breaker 415VAC 1P |  | OPERATING | OPERATING | E073 | SNR0-2E0 | F40300003 |  | SNR0
SNR-H03MKC30GH200-F04 | F95 Residual Current Breaker |  | OPERATING | OPERATING | E073 | SNR0-2E0 | F40300003 |  | SNR0
SNR-H03MKC30GH200-F05 | F193,10,11,12 Miniature Circuit Breaker 415VAC 3P 5A |  | OPERATING | OPERATING | E073 | SNR0-2E0 | F40300003 |  | SNR0
SNR-H03MKC30GH200-G01 | A81,82 AC/DC-DC Converter |  | OPERATING | OPERATING | E073 | SNR0-2E0 | F40300003 |  | SNR0
SNR-H03MKC30GH200-K01 | K38 Terminal Relay |  | OPERATING | OPERATING | E073 | SNR0-2E0 | F40300003 |  | SNR0
SNR-H03MKC30GH200-K02 | K41,42,43,44,45,46,49,50 Contactor 24VDC |  | OPERATING | OPERATING | E073 | SNR0-2E0 | F40300003 |  | SNR0
SNR-H03MKC30GH200-K03 | K48,202,203 Auxiliary Contactor 110VDC |  | OPERATING | OPERATING | E073 | SNR0-2E0 | F40300003 |  | SNR0
SNR-H03MKC30GH200-K04 | K51,52,53,71,72,81,82,83,84,201,202,203 Auxiliary Contactor 24VDC |  | OPERATING | OPERATING | E073 | SNR0-2E0 | F40300003 |  | SNR0
SNR-H03MKC30GH200-K05 | K54,55 Contactor 110-125 VDC |  | OPERATING | OPERATING | E073 | SNR0-2E0 | F40300003 |  | SNR0
SNR-H03MKC30GH200-K06 | K96,97 Contactor 110-125 VDC 16A |  | OPERATING | OPERATING | E073 | SNR0-2E0 | F40300003 |  | SNR0
SNR-H03MKC30GH200-K07 | K141 Contactor 230 VAC |  | OPERATING | OPERATING | E073 | SNR0-2E0 | F40300003 |  | SNR0
SNR-H03MKC30GH200-P01 | P11 Voltmeter |  | OPERATING | OPERATING | E073 | SNR0-2E0 | F40300003 |  | SNR0
SNR-H03MKC30GH200-P02 | P12 Amperemeter |  | OPERATING | OPERATING | E073 | SNR0-2E0 | F40300003 |  | SNR0
SNR-H03MKC30GH200-S01 | A110 Ethernet Rail Switch |  | OPERATING | OPERATING | E073 | SNR0-2E0 | F40300003 |  | SNR0
SNR-H03MKC30GH200-S02 | S01 Emergency Push Button |  | OPERATING | OPERATING | E073 | SNR0-2E0 | F40300003 |  | SNR0
SNR-H03MKC30GH200-S03 | S11,13 Push Button |  | OPERATING | OPERATING | E073 | SNR0-2E0 | F40300003 |  | SNR0
SNR-H03MKC30GH200-S04 | S12 Selector Switch |  | OPERATING | OPERATING | E073 | SNR0-2E0 | F40300003 |  | SNR0
SNR-H03MKC30GH200-S05 | S20 Door Limit Switch |  | OPERATING | OPERATING | E073 | SNR0-2E0 | F40300003 |  | SNR0
SNR-H03MKC30GH200-T01 | T08 Transformer 655//20V |  | OPERATING | OPERATING | E073 | SNR0-2E0 | F40300003 |  | SNR0
SNR-H03MKC30GH200-V01 | V181 Componet Plug, Diode |  | OPERATING | OPERATING | E073 | SNR0-2E0 | F40300003 |  | SNR0
SNR-H03MKC30GH300 | Rectifier Unit (SNR-H03MKC20DE010+01MKC12) |  | OPERATING | OPERATING | E073 | SNR0-2E0 | F40300003 |  | SNR0
SNR-H03MKC30GH300-E01 | E11 Cubicle Light |  | OPERATING | OPERATING | E073 | SNR0-2E0 | F40300003 |  | SNR0
SNR-H03MKC30GH300-E02 | E21 Heater |  | OPERATING | OPERATING | E073 | SNR0-2E0 | F40300003 |  | SNR0
SNR-H03MKC30GH300-F01 | U81 Temperature Supervision Relay |  | OPERATING | OPERATING | E073 | SNR0-2E0 | F40300003 |  | SNR0
SNR-H03MKC30GH300-Q01 | Q10 Circuit Breaker 1250A |  | OPERATING | OPERATING | E073 | SNR0-2E0 | F40300003 |  | SNR0
SNR-H03MKC30GH300-S01 | S21 Door Limit Switch |  | OPERATING | OPERATING | E073 | SNR0-2E0 | F40300003 |  | SNR0
SNR-H03MKC30GH300-T01 | A01 Pulse Transformer Unit |  | OPERATING | OPERATING | E073 | SNR0-2E0 | F40300003 |  | SNR0
SNR-H03MKC30GH300-V01 | G01 Thyristor Bridge |  | OPERATING | OPERATING | E073 | SNR0-2E0 | F40300003 |  | SNR0
SNR-H03MKC30GH300KN001 | M11,12 Fan 230 VAC |  | OPERATING | OPERATING | E073 | SNR0-2E0 | F40300003 |  | SNR0
SNR-H03MKC30GH400 | Field Circuit Breaker (SNR-H03MKC20DE010+01MKC13) |  | OPERATING | OPERATING | E073 | SNR0-2E0 | F40300003 |  | SNR0
SNR-H03MKC30GH400-B01 | T61 Current Transducer |  | OPERATING | OPERATING | E073 | SNR0-2E0 | F40300003 |  | SNR0
SNR-H03MKC30GH400-E01 | E12 Cubicle Light |  | OPERATING | OPERATING | E073 | SNR0-2E0 | F40300003 |  | SNR0
SNR-H03MKC30GH400-E02 | E22 Heater |  | OPERATING | OPERATING | E073 | SNR0-2E0 | F40300003 |  | SNR0
SNR-H03MKC30GH400-F01 | F60 Fuse/Fuse Holder |  | OPERATING | OPERATING | E073 | SNR0-2E0 | F40300003 |  | SNR0
SNR-H03MKC30GH400-Q01 | Q01 Field Discharge Circuit Breaker (41DB) |  | OPERATING | OPERATING | E073 | SNR0-2E0 | F40300003 |  | SNR0
SNR-H03MKC30GH400-R01 | R05 Shunt |  | OPERATING | OPERATING | E073 | SNR0-2E0 | F40300003 |  | SNR0
SNR-H03MKC30GH400-S01 | S22 Door Limit Switch |  | OPERATING | OPERATING | E073 | SNR0-2E0 | F40300003 |  | SNR0
SNR-H03MKC30GH400-T01 | T10 Transformer 300//260V |  | OPERATING | OPERATING | E073 | SNR0-2E0 | F40300003 |  | SNR0
SNR-H03MKC30GH400-V01 | V01,02,03 Diode |  | OPERATING | OPERATING | E073 | SNR0-2E0 | F40300003 |  | SNR0
SNR-H03MKC30GH500 | Dynamic Braking Transformer Cubicle (SNR-H03MKC20GT001) |  | OPERATING | OPERATING | E073 | SNR0-2E0 | F40300003 |  | SNR0
SNR-H03MKD | Lower Combine Bearing |  | OPERATING | OPERATING | E073 | SNR0-2M0 | F40300003 |  | SNR0
SNR-H03MKD10 | Gen. Bearing Oil Pan (SNR-H03MKD30) |  | OPERATING | OPERATING | E073 | SNR0-2M0 | F40300003 |  | SNR0
SNR-H03MKD10AA001 | Valve Before Oil Vapour Exhaust (SNR-H03MKV30AA002) |  | OPERATING | OPERATING | E073 | SNR0-2M0 | F40300003 |  | SNR0
SNR-H03MKD10AA002 | Gen. Guide Bearing Valve |  | OPERATING | OPERATING | E073 | SNR0-2M0 | F40300003 |  | SNR0
SNR-H03MKD10AF101 | Self Pumping Upper Set No.1 |  | OPERATING | OPERATING | E073 | SNR0-2M0 | F40300003 |  | SNR0
SNR-H03MKD10AF102 | Self Pumping Upper Set No.2 |  | OPERATING | OPERATING | E073 | SNR0-2M0 | F40300003 |  | SNR0
SNR-H03MKD10AF103 | Self Pumping Upper Set No.3 |  | OPERATING | OPERATING | E073 | SNR0-2M0 | F40300003 |  | SNR0
SNR-H03MKD10AF104 | Self Pumping Upper Set No.4 |  | OPERATING | OPERATING | E073 | SNR0-2M0 | F40300003 |  | SNR0
SNR-H03MKD10AF105 | Self Pumping Upper Set No.5 |  | OPERATING | OPERATING | E073 | SNR0-2M0 | F40300003 |  | SNR0
SNR-H03MKD10AF106 | Self Pumping Upper Set No.6 |  | OPERATING | OPERATING | E073 | SNR0-2M0 | F40300003 |  | SNR0
SNR-H03MKD10AF107 | Self Pumping Upper Set No.7 |  | OPERATING | OPERATING | E073 | SNR0-2M0 | F40300003 |  | SNR0
SNR-H03MKD10AF108 | Self Pumping Upper Set No.8 |  | OPERATING | OPERATING | E073 | SNR0-2M0 | F40300003 |  | SNR0
SNR-H03MKD10AF109 | Self Pumping Upper Set No.9 |  | OPERATING | OPERATING | E073 | SNR0-2M0 | F40300003 |  | SNR0
SNR-H03MKD10AF110 | Self Pumping Upper Set No.10 |  | OPERATING | OPERATING | E073 | SNR0-2M0 | F40300003 |  | SNR0
SNR-H03MKD10AF201 | Self Pumping Lower Set No.1 |  | OPERATING | OPERATING | E073 | SNR0-2M0 | F40300003 |  | SNR0
SNR-H03MKD10AF202 | Self Pumping Lower Set No.2 |  | OPERATING | OPERATING | E073 | SNR0-2M0 | F40300003 |  | SNR0
SNR-H03MKD10AF203 | Self Pumping Lower Set No.3 |  | OPERATING | OPERATING | E073 | SNR0-2M0 | F40300003 |  | SNR0
SNR-H03MKD10AF204 | Self Pumping Lower Set No.4 |  | OPERATING | OPERATING | E073 | SNR0-2M0 | F40300003 |  | SNR0
SNR-H03MKD10AF205 | Self Pumping Lower Set No.5 |  | OPERATING | OPERATING | E073 | SNR0-2M0 | F40300003 |  | SNR0
SNR-H03MKD10AF206 | Self Pumping Lower Set No.6 |  | OPERATING | OPERATING | E073 | SNR0-2M0 | F40300003 |  | SNR0
SNR-H03MKD10AF207 | Self Pumping Lower Set No.7 |  | OPERATING | OPERATING | E073 | SNR0-2M0 | F40300003 |  | SNR0
SNR-H03MKD10AF208 | Self Pumping Lower Set No.8 |  | OPERATING | OPERATING | E073 | SNR0-2M0 | F40300003 |  | SNR0
SNR-H03MKD10AF209 | Self Pumping Lower Set No.9 |  | OPERATING | OPERATING | E073 | SNR0-2M0 | F40300003 |  | SNR0
SNR-H03MKD10AF210 | Self Pumping Lower Set No.10 |  | OPERATING | OPERATING | E073 | SNR0-2M0 | F40300003 |  | SNR0
SNR-H03MKD10AS201 | Pivot Adjusting Bearing No.1 |  | OPERATING | OPERATING | E073 | SNR0-2M0 | F40300003 |  | SNR0
SNR-H03MKD10AS202 | Pivot Adjusting Bearing No.2 |  | OPERATING | OPERATING | E073 | SNR0-2M0 | F40300003 |  | SNR0
SNR-H03MKD10AS203 | Pivot Adjusting Bearing No.3 |  | OPERATING | OPERATING | E073 | SNR0-2M0 | F40300003 |  | SNR0
SNR-H03MKD10AS204 | Pivot Adjusting Bearing No.4 |  | OPERATING | OPERATING | E073 | SNR0-2M0 | F40300003 |  | SNR0
SNR-H03MKD10AS205 | Pivot Adjusting Bearing No.5 |  | OPERATING | OPERATING | E073 | SNR0-2M0 | F40300003 |  | SNR0
SNR-H03MKD10AS206 | Pivot Adjusting Bearing No.6 |  | OPERATING | OPERATING | E073 | SNR0-2M0 | F40300003 |  | SNR0
SNR-H03MKD10AS207 | Pivot Adjusting Bearing No.7 |  | OPERATING | OPERATING | E073 | SNR0-2M0 | F40300003 |  | SNR0
SNR-H03MKD10AS208 | Pivot Adjusting Bearing No.8 |  | OPERATING | OPERATING | E073 | SNR0-2M0 | F40300003 |  | SNR0
SNR-H03MKD10AS209 | Pivot Adjusting Bearing No.9 |  | OPERATING | OPERATING | E073 | SNR0-2M0 | F40300003 |  | SNR0
SNR-H03MKD10AS210 | Pivot Adjusting Bearing No.10 |  | OPERATING | OPERATING | E073 | SNR0-2M0 | F40300003 |  | SNR0
SNR-H03MKD10AS211 | Pivot Adjusting Bearing No.11 |  | OPERATING | OPERATING | E073 | SNR0-2M0 | F40300003 |  | SNR0
SNR-H03MKD10AS212 | Pivot Adjusting Bearing No.12 |  | OPERATING | OPERATING | E073 | SNR0-2M0 | F40300003 |  | SNR0
SNR-H03MKD10AS213 | Pivot Adjusting Bearing No.13 |  | OPERATING | OPERATING | E073 | SNR0-2M0 | F40300003 |  | SNR0
SNR-H03MKD10AS214 | Pivot Adjusting Bearing No.14 |  | OPERATING | OPERATING | E073 | SNR0-2M0 | F40300003 |  | SNR0
SNR-H03MKD10AS215 | Pivot Adjusting Bearing No.15 |  | OPERATING | OPERATING | E073 | SNR0-2M0 | F40300003 |  | SNR0
SNR-H03MKD10AS216 | Pivot Adjusting Bearing No.16 |  | OPERATING | OPERATING | E073 | SNR0-2M0 | F40300003 |  | SNR0
SNR-H03MKD10BB001 | Gen. Guide & Thrust Brg. Oil Pan |  | OPERATING | OPERATING | E073 | SNR0-2M0 | F40300003 |  | SNR0
SNR-H03MKD10BB002 | Thrust Box |  | OPERATING | OPERATING | E073 | SNR0-2M0 | F40300003 |  | SNR0
SNR-H03MKD10BQ001 | Support Lower Gen. Guide |  | OPERATING | OPERATING | E073 | SNR0-2M0 | F40300003 |  | SNR0
SNR-H03MKD10BR001 | Pipe Line |  | OPERATING | OPERATING | E073 | SNR0-2M0 | F40300003 |  | SNR0
SNR-H03MKD10CL001 | Oil Level of Gen-LCB (SNR-H03MKD30CL301) |  | OPERATING | OPERATING | E073 | SNR0-2E0 | F40300003 |  | SNR0
SNR-H03MKD10CT001 | Guide Pad - LCB Temperature (SNR-H03MKD30CT001) |  | OPERATING | OPERATING | E073 | SNR0-2E0 | F40300003 |  | SNR0
SNR-H03MKD10CT002 | Guide Pad - LCB Temperature (SNR-H03MKD30CT002) |  | OPERATING | OPERATING | E073 | SNR0-2E0 | F40300003 |  | SNR0
SNR-H03MKD10CT003 | Guide Pad - LCB Temperature (SNR-H03MKD30CT003) |  | OPERATING | OPERATING | E073 | SNR0-2E0 | F40300003 |  | SNR0
SNR-H03MKD10CT004 | Thrust Pad - LCB Temperature (SNR-H03MKD30CT004) |  | OPERATING | OPERATING | E073 | SNR0-2E0 | F40300003 |  | SNR0
SNR-H03MKD10CT005 | Thrust Pad - LCB Temperature (SNR-H03MKD30CT005) |  | OPERATING | OPERATING | E073 | SNR0-2E0 | F40300003 |  | SNR0
SNR-H03MKD10CT006 | Thrust Pad - LCB Temperature (SNR-H03MKD30CT006) |  | OPERATING | OPERATING | E073 | SNR0-2E0 | F40300003 |  | SNR0
SNR-H03MKD10CT007 | Temperature Guide Pad-LCB (SNR-H03PCB30CT001-C01/C02) |  | OPERATING | OPERATING | E073 | SNR0-2E0 | F40300003 |  | SNR0
SNR-H03MKD10CT008 | Temperature Thrust Pad-LCB (SNR-H03PCB30CT002-C01/C02) |  | OPERATING | OPERATING | E073 | SNR0-2E0 | F40300003 |  | SNR0
SNR-H03MKD10CT009 | Temperature Sump Oil-LCB (SNR-H03PCB30CT003-C01/C02) |  | OPERATING | OPERATING | E073 | SNR0-2E0 | F40300003 |  | SNR0
SNR-H03MKD10CT010 | Temperature Bearing oil LCB (SNR-H03MKD30CT007) |  | OPERATING | OPERATING | E073 | SNR0-2E0 | F40300003 |  | SNR0
SNR-H03MKD11 | Oil Vapour Exhaust Plant (SNR-H03MKV30) |  | OPERATING | OPERATING | E073 | SNR0-2M0 | F40300003 |  | SNR0
SNR-H03MKD11GH001 | Oil Vapour Exhaust Plant Cubicle (SNR-H03MKV30) |  | OPERATING | OPERATING | E073 | SNR0-2M0 | F40300003 |  | SNR0
SNR-H03MKD11GH001-M01 | Motor for Electrostatic Filter - Oil Vapour Exhaust LCB (SNR-H03MKV30AT002) |  | OPERATING | OPERATING | E073 | SNR0-2E0 | F40300003 |  | SNR0
SNR-H03MKD11GH001-X01 | Terminal Box for Oil Vapour Exhaust Plant (SNR-H03MKV30GH003) |  | OPERATING | OPERATING | E073 | SNR0-2E0 | F40300003 |  | SNR0
SNR-H03MKD11GH001-X02 | Electronic Box with Electrical Connection (SNR-H03MKV30AT003) |  | OPERATING | OPERATING | E073 | SNR0-2E0 | F40300003 |  | SNR0
SNR-H03MKD11GH001-X03 | Ground Box with Oil Collection Facility |  | OPERATING | OPERATING | E073 | SNR0-2M0 | F40300003 |  | SNR0
SNR-H03MKD11GH001HA01 | Head Part |  | OPERATING | OPERATING | E073 | SNR0-2M0 | F40300003 |  | SNR0
SNR-H03MKD11GH001KA01 | Air Outlet |  | OPERATING | OPERATING | E073 | SNR0-2M0 | F40300003 |  | SNR0
SNR-H03MKD11GH001KA02 | Air Inlet |  | OPERATING | OPERATING | E073 | SNR0-2M0 | F40300003 |  | SNR0
SNR-H03MKD11GH001KA03 | Oil Outlet Cock (SNR-H03MKV30AA001) |  | OPERATING | OPERATING | E073 | SNR0-2M0 | F40300003 |  | SNR0
SNR-H03MKD11GH001KT01 | Precipitation Tube |  | OPERATING | OPERATING | E073 | SNR0-2M0 | F40300003 |  | SNR0
SNR-H03MKD20 | Gen Thrust Bearing Set |  | OPERATING | OPERATING | E073 | SNR0-2M0 | F40300003 |  | SNR0
SNR-H03MKD20HD101 | Thrust Bearing No.01 |  | OPERATING | OPERATING | E073 | SNR0-2M0 | F40300003 |  | SNR0
SNR-H03MKD20HD102 | Thrust Bearing No.02 |  | OPERATING | OPERATING | E073 | SNR0-2M0 | F40300003 |  | SNR0
SNR-H03MKD20HD103 | Thrust Bearing No.03 |  | OPERATING | OPERATING | E073 | SNR0-2M0 | F40300003 |  | SNR0
SNR-H03MKD20HD104 | Thrust Bearing No.04 |  | OPERATING | OPERATING | E073 | SNR0-2M0 | F40300003 |  | SNR0
SNR-H03MKD20HD105 | Thrust Bearing No.05 |  | OPERATING | OPERATING | E073 | SNR0-2M0 | F40300003 |  | SNR0
SNR-H03MKD20HD106 | Thrust Bearing No.06 |  | OPERATING | OPERATING | E073 | SNR0-2M0 | F40300003 |  | SNR0
SNR-H03MKD20HD107 | Thrust Bearing No.07 |  | OPERATING | OPERATING | E073 | SNR0-2M0 | F40300003 |  | SNR0
SNR-H03MKD20HD108 | Thrust Bearing No.08 |  | OPERATING | OPERATING | E073 | SNR0-2M0 | F40300003 |  | SNR0
SNR-H03MKD20HD109 | Thrust Bearing No.09 |  | OPERATING | OPERATING | E073 | SNR0-2M0 | F40300003 |  | SNR0
SNR-H03MKD20HD110 | Thrust Bearing No.10 |  | OPERATING | OPERATING | E073 | SNR0-2M0 | F40300003 |  | SNR0
SNR-H03MKD20HD111 | Thrust Bearing No.11 |  | OPERATING | OPERATING | E073 | SNR0-2M0 | F40300003 |  | SNR0
SNR-H03MKD20HD112 | Thrust Bearing No.12 |  | OPERATING | OPERATING | E073 | SNR0-2M0 | F40300003 |  | SNR0
SNR-H03MKD20HD113 | Thrust Bearing No.13 |  | OPERATING | OPERATING | E073 | SNR0-2M0 | F40300003 |  | SNR0
SNR-H03MKD20HD114 | Thrust Bearing No.14 |  | OPERATING | OPERATING | E073 | SNR0-2M0 | F40300003 |  | SNR0
SNR-H03MKD20HD115 | Thrust Bearing No.15 |  | OPERATING | OPERATING | E073 | SNR0-2M0 | F40300003 |  | SNR0
SNR-H03MKD20HD116 | Thrust Bearing No.16 |  | OPERATING | OPERATING | E073 | SNR0-2M0 | F40300003 |  | SNR0
SNR-H03MKD30 | Gen Guide Bearing Set |  | OPERATING | OPERATING | E073 | SNR0-2M0 | F40300003 |  | SNR0
SNR-H03MKD30CL001 | Oil Level in Bearing LCB (SNR-H03MKD30CL001) |  | OPERATING | OPERATING | E073 | SNR0-2E0 | F40300003 |  | SNR0
SNR-H03MKD30CM001 | Moisture in Oil Detector-LCB (SNR-H03MKV30CP501) |  | OPERATING | OPERATING | E073 | SNR0-2E0 | F40300003 |  | SNR0
SNR-H03MKD30CT207 | Bearing Oil-LCB Temperature (SNR-H03MKD30CT007) |  | OPERATING | OPERATING | E073 | SNR0-2E0 | F40300003 |  | SNR0
SNR-H03MKD30HD101 | Guide Bearing No.01 |  | OPERATING | OPERATING | E073 | SNR0-2M0 | F40300003 |  | SNR0
SNR-H03MKD30HD102 | Guide Bearing No.02 |  | OPERATING | OPERATING | E073 | SNR0-2M0 | F40300003 |  | SNR0
SNR-H03MKD30HD103 | Guide Bearing No.03 |  | OPERATING | OPERATING | E073 | SNR0-2M0 | F40300003 |  | SNR0
SNR-H03MKD30HD104 | Guide Bearing No.04 |  | OPERATING | OPERATING | E073 | SNR0-2M0 | F40300003 |  | SNR0
SNR-H03MKD30HD105 | Guide Bearing No.05 |  | OPERATING | OPERATING | E073 | SNR0-2M0 | F40300003 |  | SNR0
SNR-H03MKD30HD106 | Guide Bearing No.06 |  | OPERATING | OPERATING | E073 | SNR0-2M0 | F40300003 |  | SNR0
SNR-H03MKD30HD107 | Guide Bearing No.07 |  | OPERATING | OPERATING | E073 | SNR0-2M0 | F40300003 |  | SNR0
SNR-H03MKD30HD108 | Guide Bearing No.08 |  | OPERATING | OPERATING | E073 | SNR0-2M0 | F40300003 |  | SNR0
SNR-H03MKD30HD109 | Guide Bearing No.09 |  | OPERATING | OPERATING | E073 | SNR0-2M0 | F40300003 |  | SNR0
SNR-H03MKD30HD110 | Guide Bearing No.10 |  | OPERATING | OPERATING | E073 | SNR0-2M0 | F40300003 |  | SNR0
SNR-H03MKD30HD111 | Guide Bearing No.11 |  | OPERATING | OPERATING | E073 | SNR0-2M0 | F40300003 |  | SNR0
SNR-H03MKD30HD112 | Guide Bearing No.12 |  | OPERATING | OPERATING | E073 | SNR0-2M0 | F40300003 |  | SNR0
SNR-H03MKD30HD113 | Guide Bearing No.13 |  | OPERATING | OPERATING | E073 | SNR0-2M0 | F40300003 |  | SNR0
SNR-H03MKD30HD114 | Guide Bearing No.14 |  | OPERATING | OPERATING | E073 | SNR0-2M0 | F40300003 |  | SNR0
SNR-H03MKD30HD115 | Guide Bearing No.15 |  | OPERATING | OPERATING | E073 | SNR0-2M0 | F40300003 |  | SNR0
SNR-H03MKD30HD116 | Guide Bearing No.16 |  | OPERATING | OPERATING | E073 | SNR0-2M0 | F40300003 |  | SNR0
SNR-H03MKU | Oil Cooler System (SNR-H03MKV30) |  | OPERATING | OPERATING | E073 | SNR0-2M0 | F40300003 |  | SNR0
SNR-H03MKU10 | Gen. Oil Cooler System |  | OPERATING | OPERATING | E073 | SNR0-2M0 | F40300003 |  | SNR0
SNR-H03MKU10AA001 | 3 Ways Valve Before Strainer (SNR-H03MKV30AA503) |  | OPERATING | OPERATING | E073 | SNR0-2M0 | F40300003 |  | SNR0
SNR-H03MKU10AA002 | 3 Ways Valve After Strainer (SNR-H03MKV30AA504) |  | OPERATING | OPERATING | E073 | SNR0-2M0 | F40300003 |  | SNR0
SNR-H03MKU10AA003 | Air Vent Valve (SNR-H03MKV30AA601) |  | OPERATING | OPERATING | E073 | SNR0-2M0 | F40300003 |  | SNR0
SNR-H03MKU10AA004 | Air Vent Valve (SNR-H03MKV30AA603) |  | OPERATING | OPERATING | E073 | SNR0-2M0 | F40300003 |  | SNR0
SNR-H03MKU10AA005 | Drain Oil Valve (SNR-H03MKV30AA602) |  | OPERATING | OPERATING | E073 | SNR0-2M0 | F40300003 |  | SNR0
SNR-H03MKU10AA006 | Drain Oil Valve (SNR-H03MKV30AA604) |  | OPERATING | OPERATING | E073 | SNR0-2M0 | F40300003 |  | SNR0
SNR-H03MKU10AA007 | Valve Before Diff. Pressure Switch (SNR-H03MKV30AA609) |  | OPERATING | OPERATING | E073 | SNR0-2M0 | F40300003 |  | SNR0
SNR-H03MKU10AA008 | Valve After Diff. Pressure Switch (SNR-H03MKV30AA610) |  | OPERATING | OPERATING | E073 | SNR0-2M0 | F40300003 |  | SNR0
SNR-H03MKU10AA009 | Butterfly Valve for Oil Before Gen. Oil Cooler No.A (SNR-H03MKV30AA505) |  | OPERATING | OPERATING | E073 | SNR0-2M0 | F40300003 |  | SNR0
SNR-H03MKU10AA010 | Butterfly Valve for Oil Before Gen. Oil Cooler No.B (SNR-H03MKV30AA507) |  | OPERATING | OPERATING | E073 | SNR0-2M0 | F40300003 |  | SNR0
SNR-H03MKU10AA011 | Butterfly Valve for Oil After Gen. Oil Cooler No.A (SNR-H03MKV30AA506) |  | OPERATING | OPERATING | E073 | SNR0-2M0 | F40300003 |  | SNR0
SNR-H03MKU10AA012 | Butterfly Valve for Oil After Gen. Oil Cooler No.B (SNR-H03MKV30AA508) |  | OPERATING | OPERATING | E073 | SNR0-2M0 | F40300003 |  | SNR0
SNR-H03MKU10AA013 | Butterfly Valve for Water Inlet No.A (SNR-H03MKV30AA101) |  | OPERATING | OPERATING | E073 | SNR0-2M0 | F40300003 |  | SNR0
SNR-H03MKU10AA014 | Butterfly Valve for Water Outlet No.A (SNR-H03MKV30AA102) |  | OPERATING | OPERATING | E073 | SNR0-2M0 | F40300003 |  | SNR0
SNR-H03MKU10AA015 | Butterfly Valve for Water Inlet No.B (SNR-H03MKV30AA103) |  | OPERATING | OPERATING | E073 | SNR0-2M0 | F40300003 |  | SNR0
SNR-H03MKU10AA016 | Butterfly Valve for Water Outlet No.B (SNR-H03MKV30AA104) |  | OPERATING | OPERATING | E073 | SNR0-2M0 | F40300003 |  | SNR0
SNR-H03MKU10AA017 | Auto Air Vent Valve (SNR-H03MKV30AA611) |  | OPERATING | OPERATING | E073 | SNR0-2M0 | F40300003 |  | SNR0
SNR-H03MKU10AA018 | Auto Air Vent Valve (SNR-H03MKV30AA613) |  | OPERATING | OPERATING | E073 | SNR0-2M0 | F40300003 |  | SNR0
SNR-H03MKU10AA019 | Air Vent Valve for Oil Line (SNR-H03MKV30AA605) |  | OPERATING | OPERATING | E073 | SNR0-2M0 | F40300003 |  | SNR0
SNR-H03MKU10AA020 | Air Vent Valve for Oil Line (SNR-H03MKV30AA607) |  | OPERATING | OPERATING | E073 | SNR0-2M0 | F40300003 |  | SNR0
SNR-H03MKU10AA021 | Drain Valve for Oil Line (SNR-H03MKV30AA606) |  | OPERATING | OPERATING | E073 | SNR0-2M0 | F40300003 |  | SNR0
SNR-H03MKU10AA022 | Drain Valve for Oil Line (SNR-H03MKV30AA608) |  | OPERATING | OPERATING | E073 | SNR0-2M0 | F40300003 |  | SNR0
SNR-H03MKU10AA023 | Drain Valve for Water Line (SNR-H03MKV30AA612) |  | OPERATING | OPERATING | E073 | SNR0-2M0 | F40300003 |  | SNR0
SNR-H03MKU10AA024 | Drain Valve for Water Line (SNR-H03MKV30AA614) |  | OPERATING | OPERATING | E073 | SNR0-2M0 | F40300003 |  | SNR0
SNR-H03MKU10AA025 | Drain Oil Valve (SNR-H03MKV30AA621) |  | OPERATING | OPERATING | E073 | SNR0-2M0 | F40300003 |  | SNR0
SNR-H03MKU10AC001 | Gen. Oil Cooler No.A (SNR-H03MKV30KC010) |  | OPERATING | OPERATING | E073 | SNR0-2M0 | F40300003 |  | SNR0
SNR-H03MKU10AC002 | Gen. Oil Cooler No.B (SNR-H03MKV30KC020) |  | OPERATING | OPERATING | E073 | SNR0-2M0 | F40300003 |  | SNR0
SNR-H03MKU10AT001 | Oil Strainer for Gen. Oil Cooler (SNR-H03MKV30AT001) |  | OPERATING | OPERATING | E073 | SNR0-2M0 | F40300003 |  | SNR0
SNR-H03MKU10AT002 | Oil Strainer for Gen. Oil Cooler (SNR-H03MKV30AT002) |  | OPERATING | OPERATING | E073 | SNR0-2M0 | F40300003 |  | SNR0
SNR-H03MKU10BR001 | Pipe Lub. Oil |  | OPERATING | OPERATING | E073 | SNR0-2M0 | F40300003 |  | SNR0
SNR-H03MKU10CF001 | Lube Oil Plant (LCB) Oil Flow Monitor (SNR-H03MKV30CF001-S01/S02) |  | OPERATING | OPERATING | E073 | SNR0-2E0 | F40300003 |  | SNR0
SNR-H03MKU10CP001 | Pressure Oil Inlet to Oil Coolers LCB -Lube Oil Plant (SNR-H03MKV30CP008) |  | OPERATING | OPERATING | E073 | SNR0-2E0 | F40300003 |  | SNR0
SNR-H03MKU10CP001KA01 | Valve for Pressure Guage (SNR-H03MKV30AA514) |  | OPERATING | OPERATING | E073 | SNR0-2M0 | F40300003 |  | SNR0
SNR-H03MKU10CP002 | Pressure Oil Inlet to Oil Cooler-LCB (SNR-H03MKV30CP001) |  | OPERATING | OPERATING | E073 | SNR0-2E0 | F40300003 |  | SNR0
SNR-H03MKU10CP002KA01 | Valve for Pressure Transmitter (SNR-H03MKV30AA502) |  | OPERATING | OPERATING | E073 | SNR0-2M0 | F40300003 |  | SNR0
SNR-H03MKU10CP003 | Diff. Pressure Equipment |  | OPERATING | OPERATING | E073 | SNR0-2E0 | F40300003 |  | SNR0
SNR-H03MKU10CP003-S01 | Lube Oil Plant Duplex Oil Filter Clogged (SNR-H03MKV30CP301-S01) |  | OPERATING | OPERATING | E073 | SNR0-2E0 | F40300003 |  | SNR0
SNR-H03MKU10CP004 | Pressure Oil Outlet to Oil Coolers LCB -Lube Oil Plant (SNR-H03MKV30CP007) |  | OPERATING | OPERATING | E073 | SNR0-2E0 | F40300003 |  | SNR0
SNR-H03MKU10CP004KA01 | Valve for Pressure Guage (SNR-H03MKV30AA513) |  | OPERATING | OPERATING | E073 | SNR0-2M0 | F40300003 |  | SNR0
SNR-H03MKU10CP005 | Pressure Oil Outlet to Oil Cooler-LCB (SNR-H03MKV30CP002) |  | OPERATING | OPERATING | E073 | SNR0-2E0 | F40300003 |  | SNR0
SNR-H03MKU10CP005KA01 | Valve for Pressure Transmitter (SNR-H03MKV30AA509) |  | OPERATING | OPERATING | E073 | SNR0-2M0 | F40300003 |  | SNR0
SNR-H03MKU10CT001 | Temperature Oil Inlet to Oil Coolers LCB - Lube Oil Plant (SNR-H03MKV30CP003) |  | OPERATING | OPERATING | E073 | SNR0-2E0 | F40300003 |  | SNR0
SNR-H03MKU10CT002 | Temperature Oil Outlet From Oil Coolers LCB - Lube Oil Plant (SNR-H03MKV30CP004) |  | OPERATING | OPERATING | E073 | SNR0-2E0 | F40300003 |  | SNR0
SNR-H03MKU10CT003 | Hot Oil Inlet to Oil Coolers-LCB Temp. RTD (Lub Oil Plant) (SNR-H03MKV30CP005) |  | OPERATING | OPERATING | E073 | SNR0-2E0 | F40300003 |  | SNR0
SNR-H03MKU10CT004 | Cold Oil Outlet to Oil Coolers-LCB Temp. RTD (Lub Oil Plant) (SNR-H03MKV30CP006) |  | OPERATING | OPERATING | E073 | SNR0-2E0 | F40300003 |  | SNR0
SNR-H03MKY | Control & Protection |  | OPERATING | OPERATING | E073 | SNR0-2M0 | F40300003 |  | SNR0
SNR-H03MKY10 | High Pressure Oil Lift Pump Unit (SNR-H03MKV50) |  | OPERATING | OPERATING | E073 | SNR0-2M0 | F40300003 |  | SNR0
SNR-H03MKY10AA001 | Valve Before Relief Valve (SNR-H03MKV50AA504) |  | OPERATING | OPERATING | E073 | SNR0-2M0 | F40300003 |  | SNR0
SNR-H03MKY10AA002 | Relief Valve (SNR-H03MKV50AA601) |  | OPERATING | OPERATING | E073 | SNR0-2M0 | F40300003 |  | SNR0
SNR-H03MKY10AA003 | Valve After Relief Valve (SNR-H03MKV50AA503) |  | OPERATING | OPERATING | E073 | SNR0-2M0 | F40300003 |  | SNR0
SNR-H03MKY10AA004 | Check Valve for Pump No.1 (SNR-H03MKV50AA719) |  | OPERATING | OPERATING | E073 | SNR0-2M0 | F40300003 |  | SNR0
SNR-H03MKY10AA005 | Check Valve for Pump No.2 (SNR-H03MKV50AA718) |  | OPERATING | OPERATING | E073 | SNR0-2M0 | F40300003 |  | SNR0
SNR-H03MKY10AA006 | Check Valve for Discharge Line (SNR-H03MKV50AA717) |  | OPERATING | OPERATING | E073 | SNR0-2M0 | F40300003 |  | SNR0
SNR-H03MKY10AA007 | Flow Control Check Valve Thrust No.1-1 (SNR-H03MKV50AA701) |  | OPERATING | OPERATING | E073 | SNR0-2M0 | F40300003 |  | SNR0
SNR-H03MKY10AA008 | Flow Control Check Valve Thrust No.2-1 (SNR-H03MKV50AA702) |  | OPERATING | OPERATING | E073 | SNR0-2M0 | F40300003 |  | SNR0
SNR-H03MKY10AA009 | Flow Control Check Valve Thrust No.3-1 (SNR-H03MKV50AA703) |  | OPERATING | OPERATING | E073 | SNR0-2M0 | F40300003 |  | SNR0
SNR-H03MKY10AA010 | Flow Control Check Valve Thrust No.4-1 (SNR-H03MKV50AA704) |  | OPERATING | OPERATING | E073 | SNR0-2M0 | F40300003 |  | SNR0
SNR-H03MKY10AA011 | Flow Control Check Valve Thrust No.5-1 (SNR-H03MKV50AA705) |  | OPERATING | OPERATING | E073 | SNR0-2M0 | F40300003 |  | SNR0
SNR-H03MKY10AA012 | Flow Control Check Valve Thrust No.6-1 (SNR-H03MKV50AA706) |  | OPERATING | OPERATING | E073 | SNR0-2M0 | F40300003 |  | SNR0
SNR-H03MKY10AA013 | Flow Control Check Valve Thrust No.7-1 (SNR-H03MKV50AA707) |  | OPERATING | OPERATING | E073 | SNR0-2M0 | F40300003 |  | SNR0
SNR-H03MKY10AA014 | Flow Control Check Valve Thrust No.8-1 (SNR-H03MKV50AA708) |  | OPERATING | OPERATING | E073 | SNR0-2M0 | F40300003 |  | SNR0
SNR-H03MKY10AA015 | Flow Control Check Valve Thrust No.9-1 (SNR-H03MKV50AA709) |  | OPERATING | OPERATING | E073 | SNR0-2M0 | F40300003 |  | SNR0
SNR-H03MKY10AA016 | Flow Control Check Valve Thrust No.10-1 (SNR-H03MKV50AA710) |  | OPERATING | OPERATING | E073 | SNR0-2M0 | F40300003 |  | SNR0
SNR-H03MKY10AA017 | Flow Control Check Valve Thrust No.11-1 (SNR-H03MKV50AA711) |  | OPERATING | OPERATING | E073 | SNR0-2M0 | F40300003 |  | SNR0
SNR-H03MKY10AA018 | Flow Control Check Valve Thrust No.12-1 (SNR-H03MKV50AA712) |  | OPERATING | OPERATING | E073 | SNR0-2M0 | F40300003 |  | SNR0
SNR-H03MKY10AA019 | Flow Control Check Valve Thrust No.13 (SNR-H03MKV50AA713) |  | OPERATING | OPERATING | E073 | SNR0-2M0 | F40300003 |  | SNR0
SNR-H03MKY10AA020 | Flow Control Check Valve Thrust No.14 (SNR-H03MKV50AA714) |  | OPERATING | OPERATING | E073 | SNR0-2M0 | F40300003 |  | SNR0
SNR-H03MKY10AA021 | Flow Control Check Valve Thrust No.15 (SNR-H03MKV50AA715) |  | OPERATING | OPERATING | E073 | SNR0-2M0 | F40300003 |  | SNR0
SNR-H03MKY10AA022 | Flow Control Check Valve Thrust No.16 (SNR-H03MKV50AA716) |  | OPERATING | OPERATING | E073 | SNR0-2M0 | F40300003 |  | SNR0
SNR-H03MKY10AA023 | Ball Cock Before Pump No.1 (SNR-H03MKV50AA501) |  | OPERATING | OPERATING | E073 | SNR0-2M0 | F40300003 |  | SNR0
SNR-H03MKY10AA024 | Ball Cock Before Pump No.2 (SNR-H03MKV50AA502) |  | OPERATING | OPERATING | E073 | SNR0-2M0 | F40300003 |  | SNR0
SNR-H03MKY10AA025 | Valve for Pressure Switch Pump No.1 (SNR-H03MKV50AA512) |  | OPERATING | OPERATING | E073 | SNR0-2M0 | F40300003 |  | SNR0
SNR-H03MKY10AA026 | Discharge Valve of Pump No.1 (SNR-H03MKV50AA513) |  | OPERATING | OPERATING | E073 | SNR0-2M0 | F40300003 |  | SNR0
SNR-H03MKY10AA027 | Valve for Pressure Switch Pump No.2 (SNR-H03MKV50AA511) |  | OPERATING | OPERATING | E073 | SNR0-2M0 | F40300003 |  | SNR0
SNR-H03MKY10AA028 | Discharge Valve of Pump No.1 (SNR-H03MKV50AA510) |  | OPERATING | OPERATING | E073 | SNR0-2M0 | F40300003 |  | SNR0
SNR-H03MKY10AA029 | Valve Before Differential Pressure Switch (SNR-H03MKV50AA506) |  | OPERATING | OPERATING | E073 | SNR0-2M0 | F40300003 |  | SNR0
SNR-H03MKY10AA030 | Valve After Differential Pressure Switch (SNR-H03MKV50AA507) |  | OPERATING | OPERATING | E073 | SNR0-2M0 | F40300003 |  | SNR0
SNR-H03MKY10AA031 | Valve for Pressure Transmitter (SNR-H03MKV50AA505) |  | OPERATING | OPERATING | E073 | SNR0-2M0 | F40300003 |  | SNR0
SNR-H03MKY10AA032 | Valve for Pressure Guage (SNR-H03MKV50AA509) |  | OPERATING | OPERATING | E073 | SNR0-2M0 | F40300003 |  | SNR0
SNR-H03MKY10AA033 | Valve for Pressure Switch (Common) (SNR-H03MKV50AA508) |  | OPERATING | OPERATING | E073 | SNR0-2M0 | F40300003 |  | SNR0
SNR-H03MKY10AP001 | High Pressure Oil Lift Pump No.1 (SNR-H03MKV50AP001) |  | OPERATING | OPERATING | E073 | SNR0-2M0 | F40300003 |  | SNR0
SNR-H03MKY10AP001-M01 | Motor (SNR-H03MKV50AP001-M01) |  | OPERATING | OPERATING | E073 | SNR0-2E0 | F40300003 |  | SNR0
SNR-H03MKY10AP001KP01 | Pump |  | OPERATING | OPERATING | E073 | SNR0-2M0 | F40300003 |  | SNR0
SNR-H03MKY10AP001MK01 | Coupling |  | OPERATING | OPERATING | E073 | SNR0-2M0 | F40300003 |  | SNR0
SNR-H03MKY10AP002 | High Pressure Oil Lift Pump No.2 (SNR-H03MKV50AP002) |  | OPERATING | OPERATING | E073 | SNR0-2M0 | F40300003 |  | SNR0
SNR-H03MKY10AP002-M01 | Motor (SNR-H03MKV50AP002-M01) |  | OPERATING | OPERATING | E073 | SNR0-2E0 | F40300003 |  | SNR0
SNR-H03MKY10AP002KP01 | Pump |  | OPERATING | OPERATING | E073 | SNR0-2M0 | F40300003 |  | SNR0
SNR-H03MKY10AP002MK01 | Coupling |  | OPERATING | OPERATING | E073 | SNR0-2M0 | F40300003 |  | SNR0
SNR-H03MKY10AT002 | Line Fillter (SNR-H03MKV50AT001) |  | OPERATING | OPERATING | E073 | SNR0-2M0 | F40300003 |  | SNR0
SNR-H03MKY10BR001 | Pipe Line |  | OPERATING | OPERATING | E073 | SNR0-2M0 | F40300003 |  | SNR0
SNR-H03MKY10BR002 | Flexible Pipe for Thrust Brg. No.1-1 |  | OPERATING | OPERATING | E073 | SNR0-2M0 | F40300003 |  | SNR0
SNR-H03MKY10BR003 | Flexible Pipe for Thrust Brg. No.2-1 |  | OPERATING | OPERATING | E073 | SNR0-2M0 | F40300003 |  | SNR0
SNR-H03MKY10BR004 | Flexible Pipe for Thrust Brg. No.3-1 |  | OPERATING | OPERATING | E073 | SNR0-2M0 | F40300003 |  | SNR0
SNR-H03MKY10BR005 | Flexible Pipe for Thrust Brg. No.4-1 |  | OPERATING | OPERATING | E073 | SNR0-2M0 | F40300003 |  | SNR0
SNR-H03MKY10BR006 | Flexible Pipe for Thrust Brg. No.5-1 |  | OPERATING | OPERATING | E073 | SNR0-2M0 | F40300003 |  | SNR0
SNR-H03MKY10BR007 | Flexible Pipe for Thrust Brg. No.6-1 |  | OPERATING | OPERATING | E073 | SNR0-2M0 | F40300003 |  | SNR0
SNR-H03MKY10BR008 | Flexible Pipe for Thrust Brg. No.7-1 |  | OPERATING | OPERATING | E073 | SNR0-2M0 | F40300003 |  | SNR0
SNR-H03MKY10BR009 | Flexible Pipe for Thrust Brg. No.8-1 |  | OPERATING | OPERATING | E073 | SNR0-2M0 | F40300003 |  | SNR0
SNR-H03MKY10BR010 | Flexible Pipe for Thrust Brg. No.9-1 |  | OPERATING | OPERATING | E073 | SNR0-2M0 | F40300003 |  | SNR0
SNR-H03MKY10BR011 | Flexible Pipe for Thrust Brg. No.10-1 |  | OPERATING | OPERATING | E073 | SNR0-2M0 | F40300003 |  | SNR0
SNR-H03MKY10BR012 | Flexible Pipe for Thrust Brg. No.11-1 |  | OPERATING | OPERATING | E073 | SNR0-2M0 | F40300003 |  | SNR0
SNR-H03MKY10BR013 | Flexible Pipe for Thrust Brg. No.12-1 |  | OPERATING | OPERATING | E073 | SNR0-2M0 | F40300003 |  | SNR0
SNR-H03MKY10BR014 | Flexible Pipe for Thrust Brg. No.13 |  | OPERATING | OPERATING | E073 | SNR0-2M0 | F40300003 |  | SNR0
SNR-H03MKY10BR015 | Flexible Pipe for Thrust Brg. No.14 |  | OPERATING | OPERATING | E073 | SNR0-2M0 | F40300003 |  | SNR0
SNR-H03MKY10BR016 | Flexible Pipe for Thrust Brg. No.15 |  | OPERATING | OPERATING | E073 | SNR0-2M0 | F40300003 |  | SNR0
SNR-H03MKY10BR017 | Flexible Pipe for Thrust Brg. No.16 |  | OPERATING | OPERATING | E073 | SNR0-2M0 | F40300003 |  | SNR0
SNR-H03MKY10CP001 | Pressure Switch for High Pressure Oil Lift Pump |  | OPERATING | OPERATING | E073 | SNR0-2E0 | F40300003 |  | SNR0
SNR-H03MKY10CP001-S01 | HP Oil Plant Inlet Pressure 3 to LCB Low (SNR-H03MKV50CP304-S01) |  | OPERATING | OPERATING | E073 | SNR0-2E0 | F40300003 |  | SNR0
SNR-H03MKY10CP001-S02 | HP Oil Plant Inlet Pressure 2 to LCB Low (SNR-H03MKV50CP303-S01) |  | OPERATING | OPERATING | E073 | SNR0-2E0 | F40300003 |  | SNR0
SNR-H03MKY10CP001-S03 | HP Oil Plant Differential Pressure Ok (SNR-H03MKV50CP302-S01) |  | OPERATING | OPERATING | E073 | SNR0-2E0 | F40300003 |  | SNR0
SNR-H03MKY10CP001-S04 | HP Oil Plant Inlet Pressure 1 to LCB Low (SNR-H03MKV50CP301-S01) |  | OPERATING | OPERATING | E073 | SNR0-2E0 | F40300003 |  | SNR0
SNR-H03MKY10CP002 | Pressure Oil Inlet Line to LCB (HP) (SNR-H03MKV50CP501) |  | OPERATING | OPERATING | E073 | SNR0-2E0 | F40300003 |  | SNR0
SNR-H03MKY10CP003 | Pressure Oil Inlet Line to LCB (SNR-H03MKV50CP502) |  | OPERATING | OPERATING | E073 | SNR0-2E0 | F40300003 |  | SNR0
SNR-H03P | Cooling Water System |  | OPERATING | OPERATING | E073 | SNR0-2M0 | F40300003 |  | SNR0
SNR-H03PA | Main Cooling Water System |  | OPERATING | OPERATING | E073 | SNR0-2M0 | F40300003 |  | SNR0
SNR-H03PAG | Cooling Water System |  | OPERATING | OPERATING | E073 | SNR0-2M0 | F40300003 |  | SNR0
SNR-H03PAG10 | Main Cooling From Penstock (SNR-H03PAC10) |  | OPERATING | OPERATING | E073 | SNR0-2M0 | F40300003 |  | SNR0
SNR-H03PAG10AA001 | Main Valve From Penstock (SNR-H03PAC10AA501) |  | OPERATING | OPERATING | E073 | SNR0-2M0 | F40300003 |  | SNR0
SNR-H03PAG10AA002 | Main Cooling Water Supply Valve 20PM(Val |  | OPERATING | OPERATING | E073 | SNR0-2E0 | F40300003 |  | SNR0
SNR-H03PAG10AA002-M01 | Motor for Valve 20PM |  | OPERATING | OPERATING | E073 | SNR0-2E0 | F40300003 |  | SNR0
SNR-H03PAG10AA002KA01 | Valve |  | OPERATING | OPERATING | E073 | SNR0-2M0 | F40300003 |  | SNR0
SNR-H03PAG10AA002MG01 | Gear Drive |  | OPERATING | OPERATING | E073 | SNR0-2M0 | F40300003 |  | SNR0
SNR-H03PAG10AA003 | By - Pass Valve for Valve 20PM (SNR-H03PAC10AA504) |  | OPERATING | OPERATING | E073 | SNR0-2M0 | F40300003 |  | SNR0
SNR-H03PAG10AA004 | Valve Inlet Before Washing Strainer 810A (SNR-H03PAC11AA501) |  | OPERATING | OPERATING | E073 | SNR0-2M0 | F40300003 |  | SNR0
SNR-H03PAG10AA005 | Valve Outlet After Washing Strainer 810A (SNR-H03PAC11AA502) |  | OPERATING | OPERATING | E073 | SNR0-2M0 | F40300003 |  | SNR0
SNR-H03PAG10AA006 | Valve for Pressure Gauge (SNR-H03PAC10AA901) |  | OPERATING | OPERATING | E073 | SNR0-2M0 | F40300003 |  | SNR0
SNR-H03PAG10AA007 | Valve Inlet Before Washing Strainer 810B (SNR-H03PAC12AA501) |  | OPERATING | OPERATING | E073 | SNR0-2M0 | F40300003 |  | SNR0
SNR-H03PAG10AA008 | Valve Outlet After Washing Strainer 810B (SNR-H03PAC12AA502) |  | OPERATING | OPERATING | E073 | SNR0-2M0 | F40300003 |  | SNR0
SNR-H03PAG10AA009 | Valve for Pressure Switch of Main Cooling Switch (SNR-H03PAC10AA902) |  | OPERATING | OPERATING | E073 | SNR0-2M0 | F40300003 |  | SNR0
SNR-H03PAG10AA010 | Auto Valve Drain for Auto Washing Strainer |  | OPERATING | OPERATING | E073 | SNR0-2M0 | F40300003 |  | SNR0
SNR-H03PAG10AA010-M01 | Motor |  | OPERATING | OPERATING | E073 | SNR0-2E0 | F40300003 |  | SNR0
SNR-H03PAG10AA010KA01 | Valve |  | OPERATING | OPERATING | E073 | SNR0-2M0 | F40300003 |  | SNR0
SNR-H03PAG10AA010MG01 | Gear Drive |  | OPERATING | OPERATING | E073 | SNR0-2M0 | F40300003 |  | SNR0
SNR-H03PAG10AA011 | Auto Valve Drain for Auto Washing Strainer |  | OPERATING | OPERATING | E073 | SNR0-2M0 | F40300003 |  | SNR0
SNR-H03PAG10AA011-M01 | Motor |  | OPERATING | OPERATING | E073 | SNR0-2E0 | F40300003 |  | SNR0
SNR-H03PAG10AA011KA01 | Valve |  | OPERATING | OPERATING | E073 | SNR0-2M0 | F40300003 |  | SNR0
SNR-H03PAG10AA011MG01 | Gear Drive |  | OPERATING | OPERATING | E073 | SNR0-2M0 | F40300003 |  | SNR0
SNR-H03PAG10AA012 | Valve Inlet Before Pressure Reducing Valve (SNR-H03PAC10AA502) |  | OPERATING | OPERATING | E073 | SNR0-2M0 | F40300003 |  | SNR0
SNR-H03PAG10AA013 | Pressure Reducing Valve(825) (SNR-H03PAC10AA051) |  | OPERATING | OPERATING | E073 | SNR0-2M0 | F40300003 |  | SNR0
SNR-H03PAG10AA013KA01 | Valve 825 |  | OPERATING | OPERATING | E073 | SNR0-2M0 | F40300003 |  | SNR0
SNR-H03PAG10AA013KA02 | Valve for Pressure Gauge Inlet |  | OPERATING | OPERATING | E073 | SNR0-2M0 | F40300003 |  | SNR0
SNR-H03PAG10AA013KA03 | Valve for Pressure Gauge Outlet |  | OPERATING | OPERATING | E073 | SNR0-2M0 | F40300003 |  | SNR0
SNR-H03PAG10AA013QP01 | Pressure Gauge Inlet |  | OPERATING | OPERATING | E073 | SNR0-2E0 | F40300003 |  | SNR0
SNR-H03PAG10AA013QP02 | Pressure Gauge Outlet |  | OPERATING | OPERATING | E073 | SNR0-2E0 | F40300003 |  | SNR0
SNR-H03PAG10AA014 | Valve Outlet After Pressure Reducing Valve (SNR-H03PAC10AA503) |  | OPERATING | OPERATING | E073 | SNR0-2M0 | F40300003 |  | SNR0
SNR-H03PAG10AA015 | Pressure Relief Valve(828) (SNR-H03PAC10AA301) |  | OPERATING | OPERATING | E073 | SNR0-2M0 | F40300003 |  | SNR0
SNR-H03PAG10AA016 | Check Valve After Relief Valve (SNR-H03PAC10AA701) |  | OPERATING | OPERATING | E073 | SNR0-2M0 | F40300003 |  | SNR0
SNR-H03PAG10AA017 | Valve After Relief Valve (SNR-H03PAC20AA601) |  | OPERATING | OPERATING | E073 | SNR0-2M0 | F40300003 |  | SNR0
SNR-H03PAG10AT001 | Auto Washing Strainer No.1 (SNR-H03PAC11AT001) |  | OPERATING | OPERATING | E073 | SNR0-2M0 | F40300003 |  | SNR0
SNR-H03PAG10AT001-M01 | Motor for Auto. Washing Strainer No.A(81 |  | OPERATING | OPERATING | E073 | SNR0-2E0 | F40300003 |  | SNR0
SNR-H03PAG10AT001KA01 | Valve for Pressure Gauge Inlet |  | OPERATING | OPERATING | E073 | SNR0-2M0 | F40300003 |  | SNR0
SNR-H03PAG10AT001KA02 | Valve for Pressure Gauge Outlet |  | OPERATING | OPERATING | E073 | SNR0-2M0 | F40300003 |  | SNR0
SNR-H03PAG10AT001KT01 | Strainer |  | OPERATING | OPERATING | E073 | SNR0-2M0 | F40300003 |  | SNR0
SNR-H03PAG10AT001MG01 | Gear Drive |  | OPERATING | OPERATING | E073 | SNR0-2M0 | F40300003 |  | SNR0
SNR-H03PAG10AT001QP01 | Pressure Gauge Inlet |  | OPERATING | OPERATING | E073 | SNR0-2E0 | F40300003 |  | SNR0
SNR-H03PAG10AT001QP02 | Pressure Gauge Outlet |  | OPERATING | OPERATING | E073 | SNR0-2E0 | F40300003 |  | SNR0
SNR-H03PAG10AT002 | Auto Washing Strainer No.2 (SNR-H03PAC12AT002) |  | OPERATING | OPERATING | E073 | SNR0-2M0 | F40300003 |  | SNR0
SNR-H03PAG10AT002-M01 | Motor for Auto. Washing Strainer No.B(81 |  | OPERATING | OPERATING | E073 | SNR0-2E0 | F40300003 |  | SNR0
SNR-H03PAG10AT002KA01 | Valve for Pressure Gauge Inlet |  | OPERATING | OPERATING | E073 | SNR0-2M0 | F40300003 |  | SNR0
SNR-H03PAG10AT002KA02 | Valve for Pressure Gauge Outlet |  | OPERATING | OPERATING | E073 | SNR0-2M0 | F40300003 |  | SNR0
SNR-H03PAG10AT002KT01 | Strainer |  | OPERATING | OPERATING | E073 | SNR0-2M0 | F40300003 |  | SNR0
SNR-H03PAG10AT002MG01 | Gear Drive |  | OPERATING | OPERATING | E073 | SNR0-2M0 | F40300003 |  | SNR0
SNR-H03PAG10AT002QP01 | Pressure Gauge Inlet |  | OPERATING | OPERATING | E073 | SNR0-2E0 | F40300003 |  | SNR0
SNR-H03PAG10AT002QP02 | Pressure Gauge Outlet |  | OPERATING | OPERATING | E073 | SNR0-2E0 | F40300003 |  | SNR0
SNR-H03PAG10BR001 | Pipe Line |  | OPERATING | OPERATING | E073 | SNR0-2M0 | F40300003 |  | SNR0
SNR-H03PAG10CP001 | Main CW. Pressure form Penstock (SNR-H03PAC10CP501) |  | OPERATING | OPERATING | E073 | SNR0-2E0 | F40300003 |  | SNR0
SNR-H03PAG10CP002 | Pressure Switch Equipment |  | OPERATING | OPERATING | E073 | SNR0-2E0 | F40300003 |  | SNR0
SNR-H03PAG10CP002-S01 | Pressure of Main CW. (SNR-H03PAC10CP301-S01) |  | OPERATING | OPERATING | E073 | SNR0-2E0 | F40300003 |  | SNR0
SNR-H03PAG10CP003 | Penstock Side (Water Pressure Gauge) (SNR-H03MEX16CP501) |  | OPERATING | OPERATING | E073 | SNR0-2E0 | F40300003 |  | SNR0
SNR-H03PAG10CP004 | Spiral Case Side (Water Pressure) (SNR-H03MEX17CP501) |  | OPERATING | OPERATING | E073 | SNR0-2E0 | F40300003 |  | SNR0
SNR-H03PAG10CT001 | Raw CW Supply Temperature (SNR-H03PAC10CT001-B01) |  | OPERATING | OPERATING | E073 | SNR0-2E0 | F40300003 |  | SNR0
SNR-H03PAG10CT002 | Temp Gauge of Main CW. From Penstock (SNR-H03PAC10CT501) |  | OPERATING | OPERATING | E073 | SNR0-2E0 | F40300003 |  | SNR0
SNR-H03PAG11 | Main Cooling From D/T (SNR-H03PAC20) |  | OPERATING | OPERATING | E073 | SNR0-2M0 | F40300003 |  | SNR0
SNR-H03PAG11AA001 | Valve Inlet From D/T (SNR-H03PAC20AA501) |  | OPERATING | OPERATING | E073 | SNR0-2M0 | F40300003 |  | SNR0
SNR-H03PAG11AA002 | Valve for D/T Drain (SNR-H03PAC10AA643) |  | OPERATING | OPERATING | E073 | SNR0-2M0 | F40300003 |  | SNR0
SNR-H03PAG11AA003 | Valve Inlet Before Cooling Water Pump 80 |  | OPERATING | OPERATING | E073 | SNR0-2M0 | F40300003 |  | SNR0
SNR-H03PAG11AA004 | Valve for Inlet Pressure Guage (SNR-H03PAC20AA901) |  | OPERATING | OPERATING | E073 | SNR0-2M0 | F40300003 |  | SNR0
SNR-H03PAG11AA005 | Valve for Outlet Pressure Guage (SNR-H03PAC20AA902) |  | OPERATING | OPERATING | E073 | SNR0-2M0 | F40300003 |  | SNR0
SNR-H03PAG11AA006 | Valve Inlet to Auto Washing Strainer No.3 (SNR-H03PAC21AA501) |  | OPERATING | OPERATING | E073 | SNR0-2M0 | F40300003 |  | SNR0
SNR-H03PAG11AA007 | Valve Outlet From Auto Washing Strainer No.3 (SNR-H03PAC21AA502) |  | OPERATING | OPERATING | E073 | SNR0-2M0 | F40300003 |  | SNR0
SNR-H03PAG11AA008 | Valve Inlet to Auto Washing Strainer No.4 (SNR-H03PAC22AA501) |  | OPERATING | OPERATING | E073 | SNR0-2M0 | F40300003 |  | SNR0
SNR-H03PAG11AA009 | Valve Outlet From Auto Washing Strainer No.4 (SNR-H03PAC22AA502) |  | OPERATING | OPERATING | E073 | SNR0-2M0 | F40300003 |  | SNR0
SNR-H03PAG11AP001 | Main Cooling Water Pump(801) |  | OPERATING | OPERATING | E073 | SNR0-2M0 | F40300003 |  | SNR0
SNR-H03PAG11AP001-M01 | Main Cooling Water Pump(801)(Motor) |  | OPERATING | OPERATING | E073 | SNR0-2M0 | F40300003 |  | SNR0
SNR-H03PAG11AP001KA01 | Valve for Pressure Gauge Inlet |  | OPERATING | OPERATING | E073 | SNR0-2M0 | F40300003 |  | SNR0
SNR-H03PAG11AP001KA02 | Valve for Pressure Gauge Outlet |  | OPERATING | OPERATING | E073 | SNR0-2M0 | F40300003 |  | SNR0
SNR-H03PAG11AP001KP01 | Pump |  | OPERATING | OPERATING | E073 | SNR0-2M0 | F40300003 |  | SNR0
SNR-H03PAG11AP001MK01 | Coupling |  | OPERATING | OPERATING | E073 | SNR0-2M0 | F40300003 |  | SNR0
SNR-H03PAG11AP001QP01 | Pressure Gauge Inlet |  | OPERATING | OPERATING | E073 | SNR0-2E0 | F40300003 |  | SNR0
SNR-H03PAG11AP001QP02 | Pressure Gauge Outlet |  | OPERATING | OPERATING | E073 | SNR0-2E0 | F40300003 |  | SNR0
SNR-H03PAG11AT001 | Auto Washing Strainer No.3 (SNR-H03PAC21AT001) |  | OPERATING | OPERATING | E073 | SNR0-2M0 | F40300003 |  | SNR0
SNR-H03PAG11AT002 | Auto Washing Strainer No.4 (SNR-H03PAC22AT001) |  | OPERATING | OPERATING | E073 | SNR0-2M0 | F40300003 |  | SNR0
SNR-H03PAG11CP001 | Pressure Guage Inlet (SNR-H03PAC20CP501) |  | OPERATING | OPERATING | E073 | SNR0-2E0 | F40300003 |  | SNR0
SNR-H03PAG11CP002 | Pressure Guage Outlet (SNR-H03PAC20CP502) |  | OPERATING | OPERATING | E073 | SNR0-2E0 | F40300003 |  | SNR0
SNR-H03PAG12 | Cooling Supply to Air Cooler (SNR-H03MKA80) |  | OPERATING | OPERATING | E073 | SNR0-2M0 | F40300003 |  | SNR0
SNR-H03PAG12AA001 | Main Valve Inlet Air Cooler |  | OPERATING | OPERATING | E073 | SNR0-2M0 | F40300003 |  | SNR0
SNR-H03PAG12AA002 | Valve Inlet Air Cooler No.01 (SNR-H03MKA80AA111) |  | OPERATING | OPERATING | E073 | SNR0-2M0 | F40300003 |  | SNR0
SNR-H03PAG12AA003 | Valve Outlet Air Cooler No.01 (SNR-H03MKA80AA112) |  | OPERATING | OPERATING | E073 | SNR0-2M0 | F40300003 |  | SNR0
SNR-H03PAG12AA004 | Valve Inlet Air Cooler No.02 (SNR-H03MKA80AA121) |  | OPERATING | OPERATING | E073 | SNR0-2M0 | F40300003 |  | SNR0
SNR-H03PAG12AA005 | Valve Outlet Air Cooler No.02 (SNR-H03MKA80AA122) |  | OPERATING | OPERATING | E073 | SNR0-2M0 | F40300003 |  | SNR0
SNR-H03PAG12AA006 | Valve Inlet Air Cooler No.03 (SNR-H03MKA80AA131) |  | OPERATING | OPERATING | E073 | SNR0-2M0 | F40300003 |  | SNR0
SNR-H03PAG12AA007 | Valve Outlet Air Cooler No.03 (SNR-H03MKA80AA132) |  | OPERATING | OPERATING | E073 | SNR0-2M0 | F40300003 |  | SNR0
SNR-H03PAG12AA008 | Valve Inlet Air Cooler No.04 (SNR-H03MKA80AA141) |  | OPERATING | OPERATING | E073 | SNR0-2M0 | F40300003 |  | SNR0
SNR-H03PAG12AA009 | Valve Outlet Air Cooler No.04 (SNR-H03MKA80AA142) |  | OPERATING | OPERATING | E073 | SNR0-2M0 | F40300003 |  | SNR0
SNR-H03PAG12AA010 | Valve Inlet Air Cooler No.05 (SNR-H03MKA80AA151) |  | OPERATING | OPERATING | E073 | SNR0-2M0 | F40300003 |  | SNR0
SNR-H03PAG12AA011 | Valve Outlet Air Cooler No.05 (SNR-H03MKA80AA152) |  | OPERATING | OPERATING | E073 | SNR0-2M0 | F40300003 |  | SNR0
SNR-H03PAG12AA012 | Valve Inlet Air Cooler No.06 (SNR-H03MKA80AA161) |  | OPERATING | OPERATING | E073 | SNR0-2M0 | F40300003 |  | SNR0
SNR-H03PAG12AA013 | Valve Outlet Air Cooler No.06 (SNR-H03MKA80AA162) |  | OPERATING | OPERATING | E073 | SNR0-2M0 | F40300003 |  | SNR0
SNR-H03PAG12AA014 | Valve Inlet Air Cooler No.07 (SNR-H03MKA80AA171) |  | OPERATING | OPERATING | E073 | SNR0-2M0 | F40300003 |  | SNR0
SNR-H03PAG12AA015 | Valve Outlet Air Cooler No.07 (SNR-H03MKA80AA172) |  | OPERATING | OPERATING | E073 | SNR0-2M0 | F40300003 |  | SNR0
SNR-H03PAG12AA016 | Valve Inlet Air Cooler No.08 (SNR-H03MKA80AA181) |  | OPERATING | OPERATING | E073 | SNR0-2M0 | F40300003 |  | SNR0
SNR-H03PAG12AA017 | Valve Outlet Air Cooler No.08 (SNR-H03MKA80AA182) |  | OPERATING | OPERATING | E073 | SNR0-2M0 | F40300003 |  | SNR0
SNR-H03PAG12AA018 | Valve Inlet Air Cooler No.09 (SNR-H03MKA80AA191) |  | OPERATING | OPERATING | E073 | SNR0-2M0 | F40300003 |  | SNR0
SNR-H03PAG12AA019 | Valve Outlet Air Cooler No.09 (SNR-H03MKA80AA192) |  | OPERATING | OPERATING | E073 | SNR0-2M0 | F40300003 |  | SNR0
SNR-H03PAG12AA020 | Valve Inlet Air Cooler No.10 (SNR-H03MKA80AA1101) |  | OPERATING | OPERATING | E073 | SNR0-2M0 | F40300003 |  | SNR0
SNR-H03PAG12AA021 | Valve Outlet Air Cooler No.10 (SNR-H03MKA80AA1102) |  | OPERATING | OPERATING | E073 | SNR0-2M0 | F40300003 |  | SNR0
SNR-H03PAG12AA022 | Valve Inlet Air Cooler No.11 (SNR-H03MKA80AA1111) |  | OPERATING | OPERATING | E073 | SNR0-2M0 | F40300003 |  | SNR0
SNR-H03PAG12AA023 | Valve Outlet Air Cooler No.11 (SNR-H03MKA80AA1112) |  | OPERATING | OPERATING | E073 | SNR0-2M0 | F40300003 |  | SNR0
SNR-H03PAG12AA024 | Valve Inlet Air Cooler No.12 (SNR-H03MKA80AA1121) |  | OPERATING | OPERATING | E073 | SNR0-2M0 | F40300003 |  | SNR0
SNR-H03PAG12AA025 | Valve Outlet Air Cooler No.12 (SNR-H03MKA80AA1122) |  | OPERATING | OPERATING | E073 | SNR0-2M0 | F40300003 |  | SNR0
SNR-H03PAG12AA026 | Valve Inlet Before Flow Relay for Air Co (SNR-H03PCB80AA102) |  | OPERATING | OPERATING | E073 | SNR0-2M0 | F40300003 |  | SNR0
SNR-H03PAG12AA027 | Valve Outlet From Flow Relay for Air Coo (SNR-H03PCB80AA103) |  | OPERATING | OPERATING | E073 | SNR0-2M0 | F40300003 |  | SNR0
SNR-H03PAG12AA028 | Valve By Pass for Flow Relay for Air Coo (SNR-H03PCB80AA104) |  | OPERATING | OPERATING | E073 | SNR0-2M0 | F40300003 |  | SNR0
SNR-H03PAG12AA029 | Valve for Pressure Transmitter Inlet (SNR-H03PCB80AA101) |  | OPERATING | OPERATING | E073 | SNR0-2M0 | F40300003 |  | SNR0
SNR-H03PAG12AA030 | Valve for Pressure Gauge Inlet (SNR-H03PCB80AA110) |  | OPERATING | OPERATING | E073 | SNR0-2M0 | F40300003 |  | SNR0
SNR-H03PAG12AA031 | Valve Inlet Before Discharge Valve (SNR-H03PCB80AA105) |  | OPERATING | OPERATING | E073 | SNR0-2M0 | F40300003 |  | SNR0
SNR-H03PAG12AA032 | Discharge Valve (SNR-H03PCB80AA106) |  | OPERATING | OPERATING | E073 | SNR0-2M0 | F40300003 |  | SNR0
SNR-H03PAG12AA033 | Valve Outlet From Discharge Valve (SNR-H03PCB80AA107) |  | OPERATING | OPERATING | E073 | SNR0-2M0 | F40300003 |  | SNR0
SNR-H03PAG12AA034 | Valve By Pass for Discharge Valve (SNR-H03PCB80AA104) |  | OPERATING | OPERATING | E073 | SNR0-2M0 | F40300003 |  | SNR0
SNR-H03PAG12AA035 | Valve for Pressure Gauge Outlet (SNR-H03PCB80AA111) |  | OPERATING | OPERATING | E073 | SNR0-2M0 | F40300003 |  | SNR0
SNR-H03PAG12AA036 | Valve for Pressure Transmitter Outlet (SNR-H03PCB80AA109) |  | OPERATING | OPERATING | E073 | SNR0-2M0 | F40300003 |  | SNR0
SNR-H03PAG12BR001 | Pipe Line |  | OPERATING | OPERATING | E073 | SNR0-2M0 | F40300003 |  | SNR0
SNR-H03PAG12CF001 | Flow CW. Inlet to Stator Air Cooler (Common) (SNR-H03PCB80CF001) |  | OPERATING | OPERATING | E073 | SNR0-2E0 | F40300003 |  | SNR0
SNR-H03PAG12CP001 | Pressure CW. Inlet to Gen Air Cooler (Header) (SNR-H03PCB80CP001) |  | OPERATING | OPERATING | E073 | SNR0-2E0 | F40300003 |  | SNR0
SNR-H03PAG12CP002 | Pressure Cooling Water Inlet to Stator Air Coolers (Common Header) (SNR-H03PCB80CP003) |  | OPERATING | OPERATING | E073 | SNR0-2E0 | F40300003 |  | SNR0
SNR-H03PAG12CP003 | Pressure Cooling Water Outlet to Stator Air Coolers (Common Header) (SNR-H03PCB80CP004) |  | OPERATING | OPERATING | E073 | SNR0-2E0 | F40300003 |  | SNR0
SNR-H03PAG12CP004 | Pressure CW. Outlet to Gen Air Cooler (Header) (SNR-H03PCB80CP002) |  | OPERATING | OPERATING | E073 | SNR0-2E0 | F40300003 |  | SNR0
SNR-H03PAG12CT001 | CW. Inlet to Stator Air Cooler Temp.(Common Header) (SNR-H03PCB80CT002) |  | OPERATING | OPERATING | E073 | SNR0-2E0 | F40300003 |  | SNR0
SNR-H03PAG12CT002 | Temperature CW. Inlet to Stator Air Cooler (Common Header) (SNR-H03PCB80CT003-C01/C02) |  | OPERATING | OPERATING | E073 | SNR0-2E0 | F40300003 |  | SNR0
SNR-H03PAG12CT003 | Temperature Cooling Water Inlet to Stator Air Coolers (Common Header) (SNR-H03PCB80CT001) |  | OPERATING | OPERATING | E073 | SNR0-2E0 | F40300003 |  | SNR0
SNR-H03PAG12CT005 | Temperature CW. Outlet to Stator Air Cooler 1 High (SNR-H03MKA80CT013-C01/C02) |  | OPERATING | OPERATING | E073 | SNR0-2E0 | F40300003 |  | SNR0
SNR-H03PAG12CT007 | Temperature CW. Outlet to Stator Air Cooler 2 High (SNR-H03MKA80CT014-C01/C02) |  | OPERATING | OPERATING | E073 | SNR0-2E0 | F40300003 |  | SNR0
SNR-H03PAG12CT009 | Temperature CW. Outlet to Stator Air Cooler 3 High (SNR-H03MKA80CT015-C01/C02) |  | OPERATING | OPERATING | E073 | SNR0-2E0 | F40300003 |  | SNR0
SNR-H03PAG12CT011 | Temperature CW. Outlet to Stator Air Cooler 4 High (SNR-H03MKA80CT016-C01/C02) |  | OPERATING | OPERATING | E073 | SNR0-2E0 | F40300003 |  | SNR0
SNR-H03PAG12CT013 | Temperature CW. Outlet to Stator Air Cooler 5 High (SNR-H03MKA80CT017-C01/C02) |  | OPERATING | OPERATING | E073 | SNR0-2E0 | F40300003 |  | SNR0
SNR-H03PAG12CT015 | Temperature CW. Outlet to Stator Air Cooler 6 High (SNR-H03MKA80CT018-C01/C02) |  | OPERATING | OPERATING | E073 | SNR0-2E0 | F40300003 |  | SNR0
SNR-H03PAG12CT017 | Temperature CW. Outlet to Stator Air Cooler 7 High (SNR-H03MKA80CT019-C01/C02) |  | OPERATING | OPERATING | E073 | SNR0-2E0 | F40300003 |  | SNR0
SNR-H03PAG12CT019 | Temperature CW. Outlet to Stator Air Cooler 8 High (SNR-H03MKA80CT020-C01/C02) |  | OPERATING | OPERATING | E073 | SNR0-2E0 | F40300003 |  | SNR0
SNR-H03PAG12CT021 | Temperature CW. Outlet to Stator Air Cooler 9 High (SNR-H03MKA80CT021-C01/C02) |  | OPERATING | OPERATING | E073 | SNR0-2E0 | F40300003 |  | SNR0
SNR-H03PAG12CT023 | Temperature CW. Outlet to Stator Air Cooler 10 High (SNR-H03MKA80CT022-C01/C02) |  | OPERATING | OPERATING | E073 | SNR0-2E0 | F40300003 |  | SNR0
SNR-H03PAG12CT025 | Temperature CW. Outlet to Stator Air Cooler 11 High (SNR-H03MKA80CT023-C01/C02) |  | OPERATING | OPERATING | E073 | SNR0-2E0 | F40300003 |  | SNR0
SNR-H03PAG12CT027 | Temperature CW. Outlet to Stator Air Cooler 12 High (SNR-H03MKA80CT024-C01/C02) |  | OPERATING | OPERATING | E073 | SNR0-2E0 | F40300003 |  | SNR0
SNR-H03PAG12CT028 | Temperature Cooling Water Outlet From Stator Air Coolers (Common Header) (SNR-H03PCB80CT003) |  | OPERATING | OPERATING | E073 | SNR0-2E0 | F40300003 |  | SNR0
SNR-H03PAG12CT029 | Temperature CW. Outlet to Stator Air Cooler (Common Header) (SNR-H03PCB80CT004-C01/C02) |  | OPERATING | OPERATING | E073 | SNR0-2E0 | F40300003 |  | SNR0
SNR-H03PAG12CT030 | CW. Outlet to Stator Air Cooler Temp.(Common Header) (SNR-H03PCB80CT005) |  | OPERATING | OPERATING | E073 | SNR0-2E0 | F40300003 |  | SNR0
SNR-H03PAG13 | Cooling Supply to Gen. Oil Cooler (SNR-H03PCB30) |  | OPERATING | OPERATING | E073 | SNR0-2M0 | F40300003 |  | SNR0
SNR-H03PAG13AA001 | Main Valve Inlet to Oil Cooler (SNR-H03PCB30AA101) |  | OPERATING | OPERATING | E073 | SNR0-2M0 | F40300003 |  | SNR0
SNR-H03PAG13AA002 | Valve Inlet Before Flow Relay for Oil Co (SNR-H03PCB30AA103) |  | OPERATING | OPERATING | E073 | SNR0-2M0 | F40300003 |  | SNR0
SNR-H03PAG13AA003 | Valve Outlet After Flow Relay for Oil Co (SNR-H03PCB30AA104) |  | OPERATING | OPERATING | E073 | SNR0-2M0 | F40300003 |  | SNR0
SNR-H03PAG13AA004 | Valve By Pass for Flow Relay for Oil Coo (SNR-H03PCB30AA105) |  | OPERATING | OPERATING | E073 | SNR0-2M0 | F40300003 |  | SNR0
SNR-H03PAG13AA005 | Valve for Pressure Transmitter Inlet (SNR-H03PCB30AA102) |  | OPERATING | OPERATING | E073 | SNR0-2M0 | F40300003 |  | SNR0
SNR-H03PAG13AA006 | Valve for Pressure Gauge Inlet (SNR-H03PCB30AA111) |  | OPERATING | OPERATING | E073 | SNR0-2M0 | F40300003 |  | SNR0
SNR-H03PAG13AA007 | Valve Inlet Before Flow Control Valve (SNR-H03PCB30AA106) |  | OPERATING | OPERATING | E073 | SNR0-2M0 | F40300003 |  | SNR0
SNR-H03PAG13AA008 | Valve Outlet After Flow Control Valve (SNR-H03PCB30AA108) |  | OPERATING | OPERATING | E073 | SNR0-2M0 | F40300003 |  | SNR0
SNR-H03PAG13AA009 | Valve By Pass for Flow Control Valve (SNR-H03PCB30AA109) |  | OPERATING | OPERATING | E073 | SNR0-2M0 | F40300003 |  | SNR0
SNR-H03PAG13AA010 | Flow Control Valve (SNR-H03PCB30AA107) |  | OPERATING | OPERATING | E073 | SNR0-2M0 | F40300003 |  | SNR0
SNR-H03PAG13AA011 | Valve for Pressure Gauge Outlet (SNR-H03PCB30AA112) |  | OPERATING | OPERATING | E073 | SNR0-2M0 | F40300003 |  | SNR0
SNR-H03PAG13AA012 | Valve for Pressure Transmitter Outlet (SNR-H03PCB30AA110) |  | OPERATING | OPERATING | E073 | SNR0-2M0 | F40300003 |  | SNR0
SNR-H03PAG13AA013 | Main Valve Outlet From Oil Cooler (SNR-H03PCB30AA111) |  | OPERATING | OPERATING | E073 | SNR0-2M0 | F40300003 |  | SNR0
SNR-H03PAG13BR001 | Pipe Line |  | OPERATING | OPERATING | E073 | SNR0-2M0 | F40300003 |  | SNR0
SNR-H03PAG13CF001 | Flow CW. Outlet to Oil Cooler - LCB (SNR-H03MKF30CF001) |  | OPERATING | OPERATING | E073 | SNR0-2E0 | F40300003 |  | SNR0
SNR-H03PAG13CP001 | Pressure CW. Inlet to LCB - Oil Cooler (SNR-H03PCB30CP501) |  | OPERATING | OPERATING | E073 | SNR0-2E0 | F40300003 |  | SNR0
SNR-H03PAG13CP002 | Pressure Cooling Water Inlet to Oil Coolers LCB - Lube Oil Plant (SNR-H03PCB30CP503) |  | OPERATING | OPERATING | E073 | SNR0-2E0 | F40300003 |  | SNR0
SNR-H03PAG13CP003 | Pressure Cooling Water Outlet to Oil Coolers LCB - Lube Oil Plant (SNR-H03PCB30CP504) |  | OPERATING | OPERATING | E073 | SNR0-2E0 | F40300003 |  | SNR0
SNR-H03PAG13CP004 | Pressure CW. Outlet to LCB - Oil Cooler (SNR-H03PCB30CP502) |  | OPERATING | OPERATING | E073 | SNR0-2E0 | F40300003 |  | SNR0
SNR-H03PAG13CT001 | CW. Inlet to Oil Cooler LCB Temp. (Lub. Oil Plant) (SNR-H03PCB30CT001) |  | OPERATING | OPERATING | E073 | SNR0-2E0 | F40300003 |  | SNR0
SNR-H03PAG13CT002 | Temperature Cooling Water Inlet to Oil Coolers LCB - Lube Oil Plant (SNR-H03PCB30CT501) |  | OPERATING | OPERATING | E073 | SNR0-2E0 | F40300003 |  | SNR0
SNR-H03PAG13CT003 | Temperature Cooling Water Outlet From Oil Coolers LCB - Lube Oil Plant (SNR-H03PCB30CT502) |  | OPERATING | OPERATING | E073 | SNR0-2E0 | F40300003 |  | SNR0
SNR-H03PAG13CT004 | CW. Outlet to Oil Cooler LCB Temp. (Lub. Oil Plant) (SNR-H03PCB30CT002) |  | OPERATING | OPERATING | E073 | SNR0-2E0 | F40300003 |  | SNR0
SNR-H03PAG14 | Cooling Supply to Tur. Brg. Oil Cooler (SNR-H03MED23) |  | OPERATING | OPERATING | E073 | SNR0-2M0 | F40300003 |  | SNR0
SNR-H03PAG14AA001 | Main Valve Inlet to Oil Cooler |  | OPERATING | OPERATING | E073 | SNR0-2M0 | F40300003 |  | SNR0
SNR-H03PAG14AA002 | Valve Water Inlet for Oil Cooler No.1 (SNR-H03MED23AA501) |  | OPERATING | OPERATING | E073 | SNR0-2M0 | F40300003 |  | SNR0
SNR-H03PAG14AA003 | Valve Water Outlet for Oil Cooler No.1 (SNR-H03MED23AA502) |  | OPERATING | OPERATING | E073 | SNR0-2M0 | F40300003 |  | SNR0
SNR-H03PAG14AA004 | Valve Water Inlet for Oil Cooler No.2 (SNR-H03MED23AA511) |  | OPERATING | OPERATING | E073 | SNR0-2M0 | F40300003 |  | SNR0
SNR-H03PAG14AA005 | Valve Water Outlet for Oil Cooler No.2 (SNR-H03MED23AA512) |  | OPERATING | OPERATING | E073 | SNR0-2M0 | F40300003 |  | SNR0
SNR-H03PAG14AA006 | Valve Inlet Before Flow Relay for Oil Co (SNR-H03MED23AA503) |  | OPERATING | OPERATING | E073 | SNR0-2M0 | F40300003 |  | SNR0
SNR-H03PAG14AA007 | Valve Outlet After Flow Relay for Oil Co (SNR-H03MED23AA504) |  | OPERATING | OPERATING | E073 | SNR0-2M0 | F40300003 |  | SNR0
SNR-H03PAG14AA008 | Valve By Pass for Flow Relay for Oil Coo (SNR-H03MED23AA521) |  | OPERATING | OPERATING | E073 | SNR0-2M0 | F40300003 |  | SNR0
SNR-H03PAG14AA009 | Flow Control Valve (SNR-H03MED23AA061) |  | OPERATING | OPERATING | E073 | SNR0-2E0 | F40300003 |  | SNR0
SNR-H03PAG14AA010 | Main Valve Outlet From Oil Cooler (SNR-H03MED23AA505) |  | OPERATING | OPERATING | E073 | SNR0-2M0 | F40300003 |  | SNR0
SNR-H03PAG14BR001 | Pipe Line |  | OPERATING | OPERATING | E073 | SNR0-2M0 | F40300003 |  | SNR0
SNR-H03PAG14CF001 | TGB Water Flow Transducer (SNR-H03MED23CF001-B01) |  | OPERATING | OPERATING | E073 | SNR0-2E0 | F40300003 |  | SNR0
SNR-H03PAG14CT001 | TGB Water Temperature (TGB LUB Oil) (SNR-H03MED23CT501) |  | OPERATING | OPERATING | E073 | SNR0-2E0 | F40300003 |  | SNR0
SNR-H03PAG20 | Aux. Cooling Water System (SNR-H03PAC30) |  | OPERATING | OPERATING | E073 | SNR0-2M0 | F40300003 |  | SNR0
SNR-H03PAG20AA001 | Main Valve for Water Supply (SNR-H03PAC30AA504) |  | OPERATING | OPERATING | E073 | SNR0-2M0 | F40300003 |  | SNR0
SNR-H03PAG20AA002 | Valve After Reducing Valve (SNR-H03PAC30AA503) |  | OPERATING | OPERATING | E073 | SNR0-2M0 | F40300003 |  | SNR0
SNR-H03PAG20AA003 | Aux. Reducing Valve(826-1) (SNR-H03PAC30AA051) |  | OPERATING | OPERATING | E073 | SNR0-2M0 | F40300003 |  | SNR0
SNR-H03PAG20AA003KA01 | Valve Reduce |  | OPERATING | OPERATING | E073 | SNR0-2M0 | F40300003 |  | SNR0
SNR-H03PAG20AA003KA02 | Valve for Pressure Gauge Inlet |  | OPERATING | OPERATING | E073 | SNR0-2M0 | F40300003 |  | SNR0
SNR-H03PAG20AA003KA03 | Valve for Pressure Gauge Outlet |  | OPERATING | OPERATING | E073 | SNR0-2M0 | F40300003 |  | SNR0
SNR-H03PAG20AA003QP01 | Pressure Gauge Inlet |  | OPERATING | OPERATING | E073 | SNR0-2E0 | F40300003 |  | SNR0
SNR-H03PAG20AA003QP02 | Pressure Gauge Outlet |  | OPERATING | OPERATING | E073 | SNR0-2E0 | F40300003 |  | SNR0
SNR-H03PAG20AA004 | Valve Before Aux. Auto Washing Strainer (SNR-H03PAC30AA501) |  | OPERATING | OPERATING | E073 | SNR0-2M0 | F40300003 |  | SNR0
SNR-H03PAG20AA005 | Aux. Relief Valve(829-1) (SNR-H03PAC30AA301) |  | OPERATING | OPERATING | E073 | SNR0-2M0 | F40300003 |  | SNR0
SNR-H03PAG20AA006 | Valve After Aux. Auto Washing Strainer (SNR-H03PAC30AA502) |  | OPERATING | OPERATING | E073 | SNR0-2M0 | F40300003 |  | SNR0
SNR-H03PAG20AA007 | By Pass Valve for Aux. Auto Washing Strainer (SNR-H03PAC30AA511) |  | OPERATING | OPERATING | E073 | SNR0-2M0 | F40300003 |  | SNR0
SNR-H03PAG20AT001 | Aux. Auto Washing Strainer (SNR-H03PAC30AT001) |  | OPERATING | OPERATING | E073 | SNR0-2M0 | F40300003 |  | SNR0
SNR-H03PAG20AT001KA01 | Valve for Pressure Gauge Inlet |  | OPERATING | OPERATING | E073 | SNR0-2M0 | F40300003 |  | SNR0
SNR-H03PAG20AT001KA02 | Valve for Pressure Gauge Outlet |  | OPERATING | OPERATING | E073 | SNR0-2M0 | F40300003 |  | SNR0
SNR-H03PAG20AT001KT01 | Strainer |  | OPERATING | OPERATING | E073 | SNR0-2M0 | F40300003 |  | SNR0
SNR-H03PAG20AT001QP01 | Pressure Gauge Inlet |  | OPERATING | OPERATING | E073 | SNR0-2E0 | F40300003 |  | SNR0
SNR-H03PAG20AT001QP02 | Pressure Gauge Outlet |  | OPERATING | OPERATING | E073 | SNR0-2E0 | F40300003 |  | SNR0
SNR-H03PAG20BR001 | Pipe Line |  | OPERATING | OPERATING | E073 | SNR0-2M0 | F40300003 |  | SNR0
SNR-H03PAG20CT001 | Temperature Gauge (SNR-H03PAC30CT501) |  | OPERATING | OPERATING | E073 | SNR0-2E0 | F40300003 |  | SNR0
SNR-H03PAG21 | Aux. Cooling Water to Gov. Sump Tank (SNR-H03PAC60) |  | OPERATING | OPERATING | E073 | SNR0-2M0 | F40300003 |  | SNR0
SNR-H03PAG21AA001 | Valve Inlet (SNR-H03PAC60AA501) |  | OPERATING | OPERATING | E073 | SNR0-2M0 | F40300003 |  | SNR0
SNR-H03PAG21AA002 | Valve Chemical Inlet (SNR-H03PAC60AA601) |  | OPERATING | OPERATING | E073 | SNR0-2M0 | F40300003 |  | SNR0
SNR-H03PAG21AA003 | Motorize Valve Outlet (SNR-H03PAC60AA101) |  | OPERATING | OPERATING | E073 | SNR0-2M0 | F40300003 |  | SNR0
SNR-H03PAG21AA004 | Valve Chemical Outlet (SNR-H03PAC60AA602) |  | OPERATING | OPERATING | E073 | SNR0-2M0 | F40300003 |  | SNR0
SNR-H03PAG21BR001 | Pipe |  | OPERATING | OPERATING | E073 | SNR0-2M0 | F40300003 |  | SNR0
SNR-H03PAG22 | Aux. Cooling Water to I/V Sump Tank (SNR-H03PAC70) |  | OPERATING | OPERATING | E073 | SNR0-2M0 | F40300003 |  | SNR0
SNR-H03PAG22AA001 | Valve Inlet (SNR-H03PAC70AA501) |  | OPERATING | OPERATING | E073 | SNR0-2M0 | F40300003 |  | SNR0
SNR-H03PAG22AA002 | Valve Chemical Inlet (SNR-H03PAC70AA601) |  | OPERATING | OPERATING | E073 | SNR0-2M0 | F40300003 |  | SNR0
SNR-H03PAG22AA003 | Motorize Valve Outlet (SNR-H03PAC70AA101) |  | OPERATING | OPERATING | E073 | SNR0-2M0 | F40300003 |  | SNR0
SNR-H03PAG22AA004 | Valve Chemical Outlet (SNR-H03PAC70AA602) |  | OPERATING | OPERATING | E073 | SNR0-2M0 | F40300003 |  | SNR0
SNR-H03PAG22BR001 | Pipe |  | OPERATING | OPERATING | E073 | SNR0-2M0 | F40300003 |  | SNR0
SNR-H03PAG26 | Aux. Cooling Water to Diesel Engine (SNR-H03PAC50) |  | OPERATING | OPERATING | E073 | SNR0-2M0 | F40300003 |  | SNR0
SNR-H03PAG26AA001 | Valve Inlet (SNR-H03PAC50AA501) |  | OPERATING | OPERATING | E073 | SNR0-2M0 | F40300003 |  | SNR0
SNR-H03PAG26BR001 | Pipe Line |  | OPERATING | OPERATING | E073 | SNR0-2M0 | F40300003 |  | SNR0
SNR-H03Q | Air Supply System |  | OPERATING | OPERATING | E073 | SNR0-2M0 | F40300003 |  | SNR0
SNR-H03QE | Air Supply System |  | OPERATING | OPERATING | E073 | SNR0-2M0 | F40300003 |  | SNR0
SNR-H03QEA | Central Compressed Air and Carrier Air Generator System |  | OPERATING | OPERATING | E073 | SNR0-2M0 | F40300003 |  | SNR0
SNR-H03QEA10 | Brake Air Tank (SNR-H03MKA91) |  | OPERATING | OPERATING | E073 | SNR0-2M0 | F40300003 |  | SNR0
SNR-H03QEA10AA001 | Valve Inlet Before Reducing Valve (SNR-H03MKA91AA507) |  | OPERATING | OPERATING | E073 | SNR0-2M0 | F40300003 |  | SNR0
SNR-H03QEA10AA002 | Reducing Valve (SNR-H03MKA91AA007) |  | OPERATING | OPERATING | E073 | SNR0-2M0 | F40300003 |  | SNR0
SNR-H03QEA10AA003 | Drain Valve for Brake Air Tank (SNR-H03MKA91AA607) |  | OPERATING | OPERATING | E073 | SNR0-2M0 | F40300003 |  | SNR0
SNR-H03QEA10AA004 | Valve for Instrument Line (SNR-H03MKA91AA907) |  | OPERATING | OPERATING | E073 | SNR0-2M0 | F40300003 |  | SNR0
SNR-H03QEA10AA005 | Safty Valve (SNR-H03MKA91AA301) |  | OPERATING | OPERATING | E073 | SNR0-2M0 | F40300003 |  | SNR0
SNR-H03QEA10BB001 | Brake Air Tank (SNR-H03MKA91BB007) |  | OPERATING | OPERATING | E073 | SNR0-2M0 | F40300003 |  | SNR0
SNR-H03QEA10CP001 | Pressure Air Inlet to Air Tank - Braking Plant (SNR-H03MKA91CP509) |  | OPERATING | OPERATING | E073 | SNR0-2E0 | F40300003 |  | SNR0
SNR-H03QEA10CP002 | Pressure Air Inlet to Air Tank (SNR-H03MKA91CP008) |  | OPERATING | OPERATING | E073 | SNR0-2E0 | F40300003 |  | SNR0
SNR-H03QEA10CP003 | Pressure Air Inlet to Braking Plant (Before Air Tank) (SNR-H03MKA91CP007) |  | OPERATING | OPERATING | E073 | SNR0-2E0 | F40300003 |  | SNR0
SNR-H03QEA20 | Air Sup. Aux. Air Tank to Gov. Press Tank (SNR-H03QEA31) |  | OPERATING | OPERATING | E073 | SNR0-2M0 | F40300003 |  | SNR0
SNR-H03QEA20AA001 | Valve Inlet Before Valve 22 (SNR-H03QEA31AA502) |  | OPERATING | OPERATING | E073 | SNR0-2M0 | F40300003 |  | SNR0
SNR-H03QEA20AA002 | Valve 22 (SNR-H03QEA31AA101) |  | OPERATING | OPERATING | E073 | SNR0-2M0 | F40300003 |  | SNR0
SNR-H03QEA20AA003 | Valve Outlet After Valve 22 (SNR-H03QEA31AA503) |  | OPERATING | OPERATING | E073 | SNR0-2M0 | F40300003 |  | SNR0
SNR-H03QEA20AA004 | Valve By Pass for Valve 22 (SNR-H03QEA31AA511) |  | OPERATING | OPERATING | E073 | SNR0-2M0 | F40300003 |  | SNR0
SNR-H03QEA20AA005 | Check Valve (SNR-H03QEA31AA701) |  | OPERATING | OPERATING | E073 | SNR0-2M0 | F40300003 |  | SNR0
SNR-H03QEA20AA006 | Flow Control Valve (960) (SNR-H03QEA31AA061) |  | OPERATING | OPERATING | E073 | SNR0-2M0 | F40300003 |  | SNR0
SNR-H03QEA20AA007 | Soleniod Valve 20AVS (SNR-H03QEA31AA101-Y01) |  | OPERATING | OPERATING | E073 | SNR0-2M0 | F40300003 |  | SNR0
SNR-H03QEA20AT001 | Strainer (SNR-H03QEA31AT001) |  | OPERATING | OPERATING | E073 | SNR0-2M0 | F40300003 |  | SNR0
SNR-H03QEA20BR001 | Pipe Line |  | OPERATING | OPERATING | E073 | SNR0-2M0 | F40300003 |  | SNR0
SNR-H03QEB | Air Supply System (SNR-H03QEA) |  | OPERATING | OPERATING | E073 | SNR0-2M0 | F40300003 |  | SNR0
SNR-H03QEB10 | Main Air Tank(951) (SNR-H03QEA20) |  | OPERATING | OPERATING | E073 | SNR0-2M0 | F40300003 |  | SNR0
SNR-H03QEB10AA001 | Drain Valve of Pressure Switch Line (SNR-H03QEA20AA902) |  | OPERATING | OPERATING | E073 | SNR0-2M0 | F40300003 |  | SNR0
SNR-H03QEB10AA002 | Valve Inlet (SNR-H03QEA20AA501) |  | OPERATING | OPERATING | E073 | SNR0-2M0 | F40300003 |  | SNR0
SNR-H03QEB10AA003 | Valve Outlet to Synsronous System (SNR-H03QEA23AA501) |  | OPERATING | OPERATING | E073 | SNR0-2M0 | F40300003 |  | SNR0
SNR-H03QEB10AA004 | Valve Outlet to Limit Switch (SNR-H03QEA20AA901) |  | OPERATING | OPERATING | E073 | SNR0-2M0 | F40300003 |  | SNR0
SNR-H03QEB10AA005 | Valve Outlet to Aux. Air Tank (SNR-H03QEA22AA501) |  | OPERATING | OPERATING | E073 | SNR0-2M0 | F40300003 |  | SNR0
SNR-H03QEB10AA006 | Valve Outlet to Pressure Tank (SNR-H03QEA21AA501) |  | OPERATING | OPERATING | E073 | SNR0-2M0 | F40300003 |  | SNR0
SNR-H03QEB10AA007 | Valve Drain (SNR-H03QEA20AA601) |  | OPERATING | OPERATING | E073 | SNR0-2M0 | F40300003 |  | SNR0
SNR-H03QEB10AA008 | Safety Valve (952) (SNR-H03QEA20AA301) |  | OPERATING | OPERATING | E073 | SNR0-2M0 | F40300003 |  | SNR0
SNR-H03QEB10BB001 | Tank |  | OPERATING | OPERATING | E073 | SNR0-2M0 | F40300003 |  | SNR0
SNR-H03QEB10CE001 | Main Air Tank Pressure Switch Transmitter (SNR-H03QEA20CP001-U01) |  | OPERATING | OPERATING | E073 | SNR0-2E0 | F40300003 |  | SNR0
SNR-H03QEB10CP001 | Main Air Tank Pressure (SNR-H03QEA20CP002-B01) |  | OPERATING | OPERATING | E073 | SNR0-2E0 | F40300003 |  | SNR0
SNR-H03QEB10CP006 | Pressure Gauge |  | OPERATING | OPERATING | E073 | SNR0-2E0 | F40300003 |  | SNR0
SNR-H03QEB11 | Aux. Air Tank (641) (SNR-H03QEA30) |  | OPERATING | OPERATING | E073 | SNR0-2M0 | F40300003 |  | SNR0
SNR-H03QEB11AA001 | Valve Inlet (SNR-H03QEA30AA501) |  | OPERATING | OPERATING | E073 | SNR0-2M0 | F40300003 |  | SNR0
SNR-H03QEB11AA002 | Valve Outlet to Pressure Tank (SNR-H03QEA31AA501) |  | OPERATING | OPERATING | E073 | SNR0-2M0 | F40300003 |  | SNR0
SNR-H03QEB11AA003 | Valve Outlet to Gen. Brake (SNR-H03QEA34AA501) |  | OPERATING | OPERATING | E073 | SNR0-2M0 | F40300003 |  | SNR0
SNR-H03QEB11AA004 | Valve Outlet to Limit Switch (SNR-H03QEA30AA901) |  | OPERATING | OPERATING | E073 | SNR0-2M0 | F40300003 |  | SNR0
SNR-H03QEB11AA005 | Valve Outlet to General Use (SNR-H03QEA33AA501) |  | OPERATING | OPERATING | E073 | SNR0-2M0 | F40300003 |  | SNR0
SNR-H03QEB11AA006 | Valve Outlet to Disconnecting SW.of Gen. (SNR-H03QEA32AA501) |  | OPERATING | OPERATING | E073 | SNR0-2M0 | F40300003 |  | SNR0
SNR-H03QEB11AA007 | Valve Drain (SNR-H03QEA30AA601) |  | OPERATING | OPERATING | E073 | SNR0-2M0 | F40300003 |  | SNR0
SNR-H03QEB11AA008 | Safety Valve (643) (SNR-H03QEA30AA301) |  | OPERATING | OPERATING | E073 | SNR0-2M0 | F40300003 |  | SNR0
SNR-H03QEB11AA009 | Reducing Valve(959) (SNR-H03QEA22AA051) |  | OPERATING | OPERATING | E073 | SNR0-2M0 | F40300003 |  | SNR0
SNR-H03QEB11AA010 | Check Valve After Reducing Valve 958 (SNR-H03QEA30AA701) |  | OPERATING | OPERATING | E073 | SNR0-2M0 | F40300003 |  | SNR0
SNR-H03QEB11AA011 | Drain Valve of Pressure Switch Line (SNR-H03QEA30AA902) |  | OPERATING | OPERATING | E073 | SNR0-2M0 | F40300003 |  | SNR0
SNR-H03QEB11BB001 | Tank |  | OPERATING | OPERATING | E073 | SNR0-2M0 | F40300003 |  | SNR0
SNR-H03QEB11CE001 | Aux Air Tank Pressure Switch (SNR-H03QEA30CP001-U01) |  | OPERATING | OPERATING | E073 | SNR0-2E0 | F40300003 |  | SNR0
SNR-H03QEB11CP001 | Aux Air Tank Pressure (SNR-H03QEA30CP002-B01) |  | OPERATING | OPERATING | E073 | SNR0-2E0 | F40300003 |  | SNR0
SNR-H03QEB11CP004 | Pressure Gauge |  | OPERATING | OPERATING | E073 | SNR0-2E0 | F40300003 |  | SNR0
SNR-H03QEB20 | Air Supply to Main Air Tank (SNR-H03QEA10) |  | OPERATING | OPERATING | E073 | SNR0-2M0 | F40300003 |  | SNR0
SNR-H03QEB20AA001 | Valve Inlet Before Strainer (SNR-H03QEA10AA501) |  | OPERATING | OPERATING | E073 | SNR0-2M0 | F40300003 |  | SNR0
SNR-H03QEB20AA002 | Valve Outlet After Strainer (SNR-H03QEA10AA502) |  | OPERATING | OPERATING | E073 | SNR0-2M0 | F40300003 |  | SNR0
SNR-H03QEB20AA003 | Valve Inlet Before Valve 22 (SNR-H03QEA10AA511) |  | OPERATING | OPERATING | E073 | SNR0-2M0 | F40300003 |  | SNR0
SNR-H03QEB20AA004 | Valve 22 to Fill Air of Main Air Tank (SNR-H03QEA10AA101) |  | OPERATING | OPERATING | E073 | SNR0-2M0 | F40300003 |  | SNR0
SNR-H03QEB20AA005 | Valve Outlet After Valve 22 (SNR-H03QEA10AA512) |  | OPERATING | OPERATING | E073 | SNR0-2M0 | F40300003 |  | SNR0
SNR-H03QEB20AA006 | Valve By Pass for Valve 22 (SNR-H03QEA10AA521) |  | OPERATING | OPERATING | E073 | SNR0-2M0 | F40300003 |  | SNR0
SNR-H03QEB20AA007 | Check Valve for Valve 22 (SNR-H03QEA10AA701) |  | OPERATING | OPERATING | E073 | SNR0-2M0 | F40300003 |  | SNR0
SNR-H03QEB20AA008 | Soleniod Valve 20ABS (SNR-H03QEA10AA101-S01) |  | OPERATING | OPERATING | E073 | SNR0-2M0 | F40300003 |  | SNR0
SNR-H03QEB20BR001 | Pipe Line |  | OPERATING | OPERATING | E073 | SNR0-2M0 | F40300003 |  | SNR0
SNR-H03QEB20KT001 | Strainer (SNR-H03QEA10AT001) |  | OPERATING | OPERATING | E073 | SNR0-2M0 | F40300003 |  | SNR0
SNR-H03QEB21 | Air Sup. Main Air Tank to Aux. Air Tank (SNR-H03QEA22) |  | OPERATING | OPERATING | E073 | SNR0-2M0 | F40300003 |  | SNR0
SNR-H03QEB21AA001 | Valve Inlet Before Valve 22 (SNR-H03QEA22AA502) |  | OPERATING | OPERATING | E073 | SNR0-2M0 | F40300003 |  | SNR0
SNR-H03QEB21AA002 | Valve 22 (SNR-H03QEA22AA101) |  | OPERATING | OPERATING | E073 | SNR0-2M0 | F40300003 |  | SNR0
SNR-H03QEB21AA003 | Valve Outlet After Valve 22 (SNR-H03QEA22AA601) |  | OPERATING | OPERATING | E073 | SNR0-2M0 | F40300003 |  | SNR0
SNR-H03QEB21AA004 | Valve By Pass for Valve 22 (SNR-H03QEA22AA511) |  | OPERATING | OPERATING | E073 | SNR0-2M0 | F40300003 |  | SNR0
SNR-H03QEB21AA005 | Reducing Valve 958 (SNR-H03QEA22AA051) |  | OPERATING | OPERATING | E073 | SNR0-2M0 | F40300003 |  | SNR0
SNR-H03QEB21AA006 | Soleniod Valve 20AAS (SNR-H03QEA22AA101-Y01) |  | OPERATING | OPERATING | E073 | SNR0-2M0 | F40300003 |  | SNR0
SNR-H03QEB21BR001 | Pipe Line |  | OPERATING | OPERATING | E073 | SNR0-2M0 | F40300003 |  | SNR0
SNR-H03QEB21KT001 | Strainer (SNR-H03QEA22AT001) |  | OPERATING | OPERATING | E073 | SNR0-2M0 | F40300003 |  | SNR0
SNR-H03QEB22 | Air Sup. Main Air Tank to I/V Press Tank (SNR-H03QEA21) |  | OPERATING | OPERATING | E073 | SNR0-2M0 | F40300003 |  | SNR0
SNR-H03QEB22AA001 | Valve Inlet Before Valve 22 (SNR-H03QEA21AA502) |  | OPERATING | OPERATING | E073 | SNR0-2M0 | F40300003 |  | SNR0
SNR-H03QEB22AA002 | Valve 22 (SNR-H03QEA21AA101) |  | OPERATING | OPERATING | E073 | SNR0-2M0 | F40300003 |  | SNR0
SNR-H03QEB22AA003 | Valve Outlet After Valve 22 (SNR-H03QEA21AA503) |  | OPERATING | OPERATING | E073 | SNR0-2M0 | F40300003 |  | SNR0
SNR-H03QEB22AA004 | Valve By Pass for Valve 22 (SNR-H03QEA21AA511) |  | OPERATING | OPERATING | E073 | SNR0-2M0 | F40300003 |  | SNR0
SNR-H03QEB22AA005 | Check Valve (SNR-H03QEA21AA701) |  | OPERATING | OPERATING | E073 | SNR0-2M0 | F40300003 |  | SNR0
SNR-H03QEB22AA006 | Flow Control Valve (960) (SNR-H03QEA21AA061) |  | OPERATING | OPERATING | E073 | SNR0-2M0 | F40300003 |  | SNR0
SNR-H03QEB22AA007 | Soleniod Valve 20AVS (SNR-H03QEA21AA101-Y01) |  | OPERATING | OPERATING | E073 | SNR0-2M0 | F40300003 |  | SNR0
SNR-H03QEB22AT001 | Strainer (SNR-H03QEA21AT001) |  | OPERATING | OPERATING | E073 | SNR0-2M0 | F40300003 |  | SNR0
SNR-H03QEB22BR001 | Pipe Line |  | OPERATING | OPERATING | E073 | SNR0-2M0 | F40300003 |  | SNR0
SNR-H03QEB31 | Air Supply Syn. Control by Depression Water Control Valve (SNR-H03MEA15) |  | OPERATING | OPERATING | E073 | SNR0-2M0 | F40300003 |  | SNR0
SNR-H03QEB31AA001 | Valve 22 (SNR-H03MEA15AA101) |  | OPERATING | OPERATING | E073 | SNR0-2M0 | F40300003 |  | SNR0
SNR-H03QEB31AA002 | Solenoid By Pass Valve for Valve 22 (SNR-H03MEA15AA111) |  | OPERATING | OPERATING | E073 | SNR0-2M0 | F40300003 |  | SNR0
SNR-H03QEB31AA003 | Valve By Pass for Valve 22 (SNR-H03MEA15AA511) |  | OPERATING | OPERATING | E073 | SNR0-2M0 | F40300003 |  | SNR0
SNR-H03QEB31AA004 | Check Valve (SNR-H03MEA15AA701) |  | OPERATING | OPERATING | E073 | SNR0-2M0 | F40300003 |  | SNR0
SNR-H03QEB31AA005 | Valve Outlet (SNR-H03MEA15AA501) |  | OPERATING | OPERATING | E073 | SNR0-2M0 | F40300003 |  | SNR0
SNR-H03QEB31AA006 | Solenoid Valve Control (SNR-H03MEA15AA101-Y01) |  | OPERATING | OPERATING | E073 | SNR0-2M0 | F40300003 |  | SNR0
SNR-H03QEB31AA006KA01 | Flow Control Valve (SNR-H03MEG15AA051) |  | OPERATING | OPERATING | E073 | SNR0-2M0 | F40300003 |  | SNR0
SNR-H03QEB31AA006KA02 | Flow Control Valve Before Diffuser (SNR-H03MEG15AA052) |  | OPERATING | OPERATING | E073 | SNR0-2M0 | F40300003 |  | SNR0
SNR-H03QEB31AA007 | Valve Inlet Head Cover (SNR-H03MEA15AA502) |  | OPERATING | OPERATING | E073 | SNR0-2M0 | F40300003 |  | SNR0
SNR-H03QEB31BP001 | Orifice for By Pass Line (SNR-H03MEA15BP011) |  | OPERATING | OPERATING | E073 | SNR0-2M0 | F40300003 |  | SNR0
SNR-H03QEB31BP002 | Orifice for Main Line (SNR-H03MEA15BP001) |  | OPERATING | OPERATING | E073 | SNR0-2M0 | F40300003 |  | SNR0
SNR-H03QEB31BR001 | Pipe Line |  | OPERATING | OPERATING | E073 | SNR0-2M0 | F40300003 |  | SNR0
SNR-H03QEB40 | Control Air Supply to Gen.Friction Brake (SNR-H03MKA91) |  | OPERATING | OPERATING | E073 | SNR0-2M0 | F40300003 |  | SNR0
SNR-H03QEB40AA001 | Valve Inlet Before Reducing Valve (SNR-H03MKA91AA502) |  | OPERATING | OPERATING | E073 | SNR0-2M0 | F40300003 |  | SNR0
SNR-H03QEB40AA002 | Reducing Valve (SNR-H03MKA91AA001) |  | OPERATING | OPERATING | E073 | SNR0-2M0 | F40300003 |  | SNR0
SNR-H03QEB40AA003 | Valve for Pressure Guage Before Valve 32 (SNR-H03MKA91AA905) |  | OPERATING | OPERATING | E073 | SNR0-2M0 | F40300003 |  | SNR0
SNR-H03QEB40AA004 | Valve for Pressure Transmitter Before Valve 32 (SNR-H03MKA91AA901) |  | OPERATING | OPERATING | E073 | SNR0-2M0 | F40300003 |  | SNR0
SNR-H03QEB40AA005 | Valve for Pressure Switch Before Valve 32 (SNR-H03MKA91AA903) |  | OPERATING | OPERATING | E073 | SNR0-2M0 | F40300003 |  | SNR0
SNR-H03QEB40AA006 | Valve for Pressure Transmitter After Valve 32 (SNR-H03MKA91AA902) |  | OPERATING | OPERATING | E073 | SNR0-2M0 | F40300003 |  | SNR0
SNR-H03QEB40AA007 | Valve 32 (642) (SNR-H03MKA91AA101) |  | OPERATING | OPERATING | E073 | SNR0-2M0 | F40300003 |  | SNR0
SNR-H03QEB40AA008 | Valve for Pressure Guage After Valve 32 (SNR-H03MKA91AA906) |  | OPERATING | OPERATING | E073 | SNR0-2M0 | F40300003 |  | SNR0
SNR-H03QEB40AA009 | Valve for Pressure Switch After Valve 32 (SNR-H03MKA91AA904) |  | OPERATING | OPERATING | E073 | SNR0-2M0 | F40300003 |  | SNR0
SNR-H03QEB40AA010 | 3 Way Valve (SNR-H03MKA91AA501) |  | OPERATING | OPERATING | E073 | SNR0-2M0 | F40300003 |  | SNR0
SNR-H03QEB40AA011 | Drain Valve for Oil Tank (SNR-H03MKA91AA601) |  | OPERATING | OPERATING | E073 | SNR0-2M0 | F40300003 |  | SNR0
SNR-H03QEB40AA012 | Valve for Return Oil (SNR-H03MKA91AA503) |  | OPERATING | OPERATING | E073 | SNR0-2M0 | F40300003 |  | SNR0
SNR-H03QEB40AT001 | Strainer (SNR-H03MKA91AT001) |  | OPERATING | OPERATING | E073 | SNR0-2M0 | F40300003 |  | SNR0
SNR-H03QEB40AT002 | Air Lubricator (SNR-H03MKA91AT002) |  | OPERATING | OPERATING | E073 | SNR0-2M0 | F40300003 |  | SNR0
SNR-H03QEB40BB001 | Oil Tank |  | OPERATING | OPERATING | E073 | SNR0-2M0 | F40300003 |  | SNR0
SNR-H03QEB40BR001 | Pipe Line |  | OPERATING | OPERATING | E073 | SNR0-2M0 | F40300003 |  | SNR0
SNR-H03QEB40BS001 | Silencer (SNR-H03MKA91BS001) |  | OPERATING | OPERATING | E073 | SNR0-2M0 | F40300003 |  | SNR0
SNR-H03QEB40CG001 | Limit Switch of 3 Way Valve (SNR-H03MKA91CG001) |  | OPERATING | OPERATING | E073 | SNR0-2E0 | F40300003 |  | SNR0
SNR-H03QEB40CG002 | Limit Switch of Valve for Return Oil (SNR-H03MKA91CG002) |  | OPERATING | OPERATING | E073 | SNR0-2E0 | F40300003 |  | SNR0
SNR-H03QEB40CL001 | Oil Level Indicator (SNR-H03MKA91CL001) |  | OPERATING | OPERATING | E073 | SNR0-2E0 | F40300003 |  | SNR0
SNR-H03QEB40CP001 | Pressure Breaking Air (Before Solenoid) (SNR-H03MKA91CP001) |  | OPERATING | OPERATING | E073 | SNR0-2E0 | F40300003 |  | SNR0
SNR-H03QEB40CP002 | Pressure Air Inlet to Braking Plant (Before 3/2 Way Solenoid Valve) (SNR-H03MKA91CP003) |  | OPERATING | OPERATING | E073 | SNR0-2E0 | F40300003 |  | SNR0
SNR-H03QEB40CP003 | Pressure Breaking Air (After Solenoid) (SNR-H03MKA91CP002) |  | OPERATING | OPERATING | E073 | SNR0-2E0 | F40300003 |  | SNR0
SNR-H03QEB40CP004 | Pressure Air Inlet to Brake Jacks (After 3/2 Way Solenoid Valve) Braking Plant (SNR-H03MKA91CP004) |  | OPERATING | OPERATING | E073 | SNR0-2E0 | F40300003 |  | SNR0
SNR-H03QEB40CP005 | Pressure Air Inlet to Braking Plant (Before Solenoid Valve) (SNR-H03MKA91CP505) |  | OPERATING | OPERATING | E073 | SNR0-2E0 | F40300003 |  | SNR0
SNR-H03QEB40CP006 | Pressure Air Inlet to Brake Jacks - Braking Plant (After Solenoid Valve) (SNR-H03MKA91CP506) |  | OPERATING | OPERATING | E073 | SNR0-2E0 | F40300003 |  | SNR0
SNR-H03QEB60 | Control Air Supply to Air Admission Control Valve (SNR-H03MEG10) |  | OPERATING | OPERATING | E073 | SNR0-2M0 | F40300003 |  | SNR0
SNR-H03QEB60AA001 | Valve 22 (SNR-H03MEG10AA101) |  | OPERATING | OPERATING | E073 | SNR0-2M0 | F40300003 |  | SNR0
SNR-H03QEB60AA002 | Solenoid Valve Control (SNR-H03MEA10AA101-Y01) |  | OPERATING | OPERATING | E073 | SNR0-2M0 | F40300003 |  | SNR0
SNR-H03QEB60AA002KA01 | Flow Control Valve (SNR-H03MEG10AA051) |  | OPERATING | OPERATING | E073 | SNR0-2M0 | F40300003 |  | SNR0
SNR-H03QEB60AA002KA02 | Flow Control Valve Before Diffuser (SNR-H03MEG10AA052) |  | OPERATING | OPERATING | E073 | SNR0-2M0 | F40300003 |  | SNR0
SNR-H03QEB60AA003 | Flow Control Valve (SNR-H03MEG10BP001) |  | OPERATING | OPERATING | E073 | SNR0-2M0 | F40300003 |  | SNR0
SNR-H03QEB60BR001 | Pipe Line |  | OPERATING | OPERATING | E073 | SNR0-2M0 | F40300003 |  | SNR0
SNR-H03QEB60CF001 | Flow Meter (SNR-H03MEG10CF501) |  | OPERATING | OPERATING | E073 | SNR0-2E0 | F40300003 |  | SNR0
SNR-H03QEB60CL001 | Air Admission Level High Level (SNR-H03MEG10CL301-S01) |  | OPERATING | OPERATING | E073 | SNR0-2E0 | F40300003 |  | SNR0
SNR-H03QEB70 | Control Air Supply to De-aeration Control Valve |  | OPERATING | OPERATING | E073 | SNR0-2M0 | F40300003 |  | SNR0
SNR-H03QEB70AA001 | Automatic Exhuast Valve |  | OPERATING | OPERATING | E073 | SNR0-2M0 | F40300003 |  | SNR0
SNR-H03QEB70AA002 | Solenoid Valve Control |  | OPERATING | OPERATING | E073 | SNR0-2M0 | F40300003 |  | SNR0
SNR-H03QEB70AA002KA01 | Flow Control Valve |  | OPERATING | OPERATING | E073 | SNR0-2M0 | F40300003 |  | SNR0
SNR-H03QEB70AA002KA02 | Flow Control Valve Before Diffuser |  | OPERATING | OPERATING | E073 | SNR0-2M0 | F40300003 |  | SNR0
SNR-H03QEB70AA003 | Flow Control Valve |  | OPERATING | OPERATING | E073 | SNR0-2M0 | F40300003 |  | SNR0
SNR-H03QEB70BR001 | Pipe Line |  | OPERATING | OPERATING | E073 | SNR0-2M0 | F40300003 |  | SNR0
SNR-H03S | Stationary Fire Protection Syatem SNR-H03 |  | OPERATING | OPERATING | E073 | SNR0-2E0 | F40300003 |  | SNR0
SNR-H03SG | Fire Protection |  | OPERATING | OPERATING | E073 | SNR0-2E0 | F40300003 |  | SNR0
SNR-H03SGJ | Fire Protection |  | OPERATING | OPERATING | E073 | SNR0-2E0 | F40300003 |  | SNR0
SNR-H03SGJ10 | Fighting System |  | OPERATING | OPERATING | E073 | SNR0-2E0 | F40300003 |  | SNR0
SNR-H03SGJ10EG001 | Smoke Detector No.1 |  | OPERATING | OPERATING | E073 | SNR0-2E0 | F40300003 |  | SNR0
SNR-H03SGJ10EG002 | Smoke Detector No.2 |  | OPERATING | OPERATING | E073 | SNR0-2E0 | F40300003 |  | SNR0
SNR-H03SGJ10EG003 | Smoke Detector No.3 |  | OPERATING | OPERATING | E073 | SNR0-2E0 | F40300003 |  | SNR0
SNR-H03SGJ10EG004 | Smoke Detector No.4 |  | OPERATING | OPERATING | E073 | SNR0-2E0 | F40300003 |  | SNR0
SNR-H03SGJ10EG005 | Temp Heat Dectector No.1 |  | OPERATING | OPERATING | E073 | SNR0-2E0 | F40300003 |  | SNR0
SNR-H03SGJ10EG006 | Temp Heat Dectector No.2 |  | OPERATING | OPERATING | E073 | SNR0-2E0 | F40300003 |  | SNR0
SNR-H03SGJ10EG007 | Temp Heat Dectector No.3 |  | OPERATING | OPERATING | E073 | SNR0-2E0 | F40300003 |  | SNR0
SNR-H03SGJ10EG008 | Temp Heat Dectector No.4 |  | OPERATING | OPERATING | E073 | SNR0-2E0 | F40300003 |  | SNR0
SNR-H03SGJ10EG009 | Temp Heat Dectector No.5 |  | OPERATING | OPERATING | E073 | SNR0-2E0 | F40300003 |  | SNR0
SNR-H03SGJ10EG010 | Temp Heat Dectector No.6 |  | OPERATING | OPERATING | E073 | SNR0-2E0 | F40300003 |  | SNR0
SNR-H03SGJ10EZ001 | Nozzle No.1 |  | OPERATING | OPERATING | E073 | SNR0-2M0 | F40300003 |  | SNR0
SNR-H03SGJ10EZ002 | Nozzle No.2 |  | OPERATING | OPERATING | E073 | SNR0-2M0 | F40300003 |  | SNR0
SNR-H03SGJ10EZ003 | Nozzle No.3 |  | OPERATING | OPERATING | E073 | SNR0-2M0 | F40300003 |  | SNR0
SNR-H03SGJ10EZ004 | Nozzle No.4 |  | OPERATING | OPERATING | E073 | SNR0-2M0 | F40300003 |  | SNR0
SNR-H03SGJ10EZ005 | Nozzle No.5 |  | OPERATING | OPERATING | E073 | SNR0-2M0 | F40300003 |  | SNR0
SNR-H03SGJ10EZ006 | Nozzle No.6 |  | OPERATING | OPERATING | E073 | SNR0-2M0 | F40300003 |  | SNR0
SNR-H03SGJ20 | Water Fire Protection For Sump Tank |  | OPERATING | OPERATING | E073 | SNR0-2M0 | F40300003 |  | SNR0
SNR-H03SGJ20AA001 | Fire Hydrants Nozzle No.1 |  | OPERATING | OPERATING | E073 | SNR0-2M0 | F40300003 |  | SNR0
SNR-H03SGJ20AA002 | Fire Hydrants Nozzle No.2 |  | OPERATING | OPERATING | E073 | SNR0-2M0 | F40300003 |  | SNR0
SNR-H03SGJ20AA003 | Fire Hydrants Nozzle No.3 |  | OPERATING | OPERATING | E073 | SNR0-2M0 | F40300003 |  | SNR0
SNR-H03SGJ20AA004 | Fire Hydrants Nozzle No.4 |  | OPERATING | OPERATING | E073 | SNR0-2M0 | F40300003 |  | SNR0
SNR-H03SGJ20AA005 | Fire Hydrants Nozzle No.5 |  | OPERATING | OPERATING | E073 | SNR0-2M0 | F40300003 |  | SNR0
SNR-H03SGJ20AA006 | Fire Hydrants Nozzle No.6 |  | OPERATING | OPERATING | E073 | SNR0-2M0 | F40300003 |  | SNR0
SNR-H03SGJ20AA007 | Fire Hydrants Nozzle No.7 |  | OPERATING | OPERATING | E073 | SNR0-2M0 | F40300003 |  | SNR0
SNR-H03SGJ20AA008 | Fire Hydrants Nozzle No.8 |  | OPERATING | OPERATING | E073 | SNR0-2M0 | F40300003 |  | SNR0
SNR-H03SGJ20EG001 | Smoke Detector No.1 |  | OPERATING | OPERATING | E073 | SNR0-2E0 | F40300003 |  | SNR0
SNR-H03SGJ20EG002 | Smoke Detector No.2 |  | OPERATING | OPERATING | E073 | SNR0-2E0 | F40300003 |  | SNR0
SNR-H03SGJ20EG003 | Temp Heat Dectector No.1 |  | OPERATING | OPERATING | E073 | SNR0-2E0 | F40300003 |  | SNR0
SNR-H03SGJ30 | Water Fire Protection For M.Tranformer |  | OPERATING | OPERATING | E073 | SNR0-2M0 | F40300003 |  | SNR0
SNR-H03SGJ30AA001 | Fire Hydrants Nozzle No.1 |  | OPERATING | OPERATING | E073 | SNR0-2M0 | F40300003 |  | SNR0
SNR-H03SGJ30AA002 | Fire Hydrants Nozzle No.2 |  | OPERATING | OPERATING | E073 | SNR0-2M0 | F40300003 |  | SNR0
SNR-H03SGJ30AA003 | Fire Hydrants Nozzle No.3 |  | OPERATING | OPERATING | E073 | SNR0-2M0 | F40300003 |  | SNR0
SNR-H03SGJ30AA004 | Fire Hydrants Nozzle No.4 |  | OPERATING | OPERATING | E073 | SNR0-2M0 | F40300003 |  | SNR0
SNR-H03SGJ30AA005 | Fire Hydrants Nozzle No.5 |  | OPERATING | OPERATING | E073 | SNR0-2M0 | F40300003 |  | SNR0
SNR-H03SGJ30AA006 | Fire Hydrants Nozzle No.6 |  | OPERATING | OPERATING | E073 | SNR0-2M0 | F40300003 |  | SNR0
SNR-H03SGJ30AA007 | Fire Hydrants Nozzle No.7 |  | OPERATING | OPERATING | E073 | SNR0-2M0 | F40300003 |  | SNR0
SNR-H03SGJ30AA008 | Fire Hydrants Nozzle No.8 |  | OPERATING | OPERATING | E073 | SNR0-2M0 | F40300003 |  | SNR0
SNR-H03SGJ30AA009 | Fire Hydrants Nozzle No.9 |  | OPERATING | OPERATING | E073 | SNR0-2M0 | F40300003 |  | SNR0
SNR-H03SGJ30AA010 | Fire Hydrants Nozzle No.10 |  | OPERATING | OPERATING | E073 | SNR0-2M0 | F40300003 |  | SNR0
SNR-H03SGJ30AA011 | Fire Hydrants Nozzle No.11 |  | OPERATING | OPERATING | E073 | SNR0-2M0 | F40300003 |  | SNR0
SNR-H03SGJ30AA012 | Fire Hydrants Nozzle No.12 |  | OPERATING | OPERATING | E073 | SNR0-2M0 | F40300003 |  | SNR0
SNR-H03SGJ30AA013 | Fire Hydrants Nozzle No.13 |  | OPERATING | OPERATING | E073 | SNR0-2M0 | F40300003 |  | SNR0
SNR-H03SGJ30AA014 | Fire Hydrants Nozzle No.14 |  | OPERATING | OPERATING | E073 | SNR0-2M0 | F40300003 |  | SNR0
SNR-H03SGJ30AA015 | Fire Hydrants Nozzle No.15 |  | OPERATING | OPERATING | E073 | SNR0-2M0 | F40300003 |  | SNR0
SNR-H03SGJ30AA016 | Fire Hydrants Nozzle No.16 |  | OPERATING | OPERATING | E073 | SNR0-2M0 | F40300003 |  | SNR0
SNR-H03SGJ30AA017 | Fire Hydrants Nozzle No.17 |  | OPERATING | OPERATING | E073 | SNR0-2M0 | F40300003 |  | SNR0
SNR-H03SGJ30AA018 | Fire Hydrants Nozzle No.18 |  | OPERATING | OPERATING | E073 | SNR0-2M0 | F40300003 |  | SNR0
SNR-H03SGJ30AA019 | Fire Hydrants Nozzle No.19 |  | OPERATING | OPERATING | E073 | SNR0-2M0 | F40300003 |  | SNR0
SNR-H03SGJ30AA020 | Fire Hydrants Nozzle No.20 |  | OPERATING | OPERATING | E073 | SNR0-2M0 | F40300003 |  | SNR0
SNR-H03SGJ30AA021 | Fire Hydrants Nozzle No.21 |  | OPERATING | OPERATING | E073 | SNR0-2M0 | F40300003 |  | SNR0
SNR-H03SGJ30AA022 | Fire Hydrants Nozzle No.22 |  | OPERATING | OPERATING | E073 | SNR0-2M0 | F40300003 |  | SNR0
SNR-H03SGJ30AA023 | Fire Hydrants Nozzle No.23 |  | OPERATING | OPERATING | E073 | SNR0-2M0 | F40300003 |  | SNR0
SNR-H03SGJ30AA024 | Fire Hydrants Nozzle No.24 |  | OPERATING | OPERATING | E073 | SNR0-2M0 | F40300003 |  | SNR0
SNR-H03SGJ30AA025 | Fire Hydrants Nozzle No.25 |  | OPERATING | OPERATING | E073 | SNR0-2M0 | F40300003 |  | SNR0
SNR-H03SGJ30AA026 | Fire Hydrants Nozzle No.26 |  | OPERATING | OPERATING | E073 | SNR0-2M0 | F40300003 |  | SNR0
SNR-H03SGJ30AA027 | Fire Hydrants Nozzle No.27 |  | OPERATING | OPERATING | E073 | SNR0-2M0 | F40300003 |  | SNR0
SNR-H03SGJ30AA028 | Fire Hydrants Nozzle No.28 |  | OPERATING | OPERATING | E073 | SNR0-2M0 | F40300003 |  | SNR0
SNR-H03SGJ30AA029 | Fire Hydrants Nozzle No.29 |  | OPERATING | OPERATING | E073 | SNR0-2M0 | F40300003 |  | SNR0
SNR-H03SGJ30AA030 | Fire Hydrants Nozzle No.30 |  | OPERATING | OPERATING | E073 | SNR0-2M0 | F40300003 |  | SNR0
SNR-H03SGJ30BR001 | Piping for Fire Hydrants Nozzle |  | OPERATING | OPERATING | E073 | SNR0-2M0 | F40300003 |  | SNR0
SNR-H03SGJ30EG001 | Temp Heat Dectector No.1 |  | OPERATING | OPERATING | E073 | SNR0-2E0 | F40300003 |  | SNR0
SNR-H03SGJ30EG002 | Temp Heat Dectector No.2 |  | OPERATING | OPERATING | E073 | SNR0-2E0 | F40300003 |  | SNR0
SNR-H03SGJ30EG003 | Temp Heat Dectector No.3 |  | OPERATING | OPERATING | E073 | SNR0-2E0 | F40300003 |  | SNR0
SNR-H03SGJ30EG004 | Temp Heat Dectector No.4 |  | OPERATING | OPERATING | E073 | SNR0-2E0 | F40300003 |  | SNR0
SNR-H03SGJ30EG005 | Temp Heat Dectector No.5 |  | OPERATING | OPERATING | E073 | SNR0-2E0 | F40300003 |  | SNR0
SNR-H03SGJ30EG006 | Temp Heat Dectector No.6 |  | OPERATING | OPERATING | E073 | SNR0-2E0 | F40300003 |  | SNR0
SNR-H04 | Srinagarind Hydro Unit 4 |  | OPERATING | OPERATING | E074 |  | F40300004 |  | SNR0
SNR-H04A | Grid & Distribution System |  | OPERATING | OPERATING | E074 | SNR0-2E0 | F40300004 |  | SNR0
SNR-H04AD | 230 kV System |  | OPERATING | OPERATING | E074 | SNR0-2E0 | F40300004 |  | SNR0
SNR-H04ADA | 230 kV Bay Generator |  | OPERATING | OPERATING | E074 | SNR0-2E0 | F40300004 |  | SNR0
SNR-H04ADA24 | 230KV. Bay Generator Unit 4 |  | OPERATING | OPERATING | E074 | SNR0-2E0 | F40300004 |  | SNR0
SNR-H04ADA24GS100 | Breaker 80042 |  | OPERATING | OPERATING | E074 | SNR0-2E0 | F40300004 |  | SNR0
SNR-H04ADA24GS200 | DS 80045 |  | OPERATING | OPERATING | E074 | SNR0-2E0 | F40300004 |  | SNR0
SNR-H04ADA24GS201 | DS 80046 |  | OPERATING | OPERATING | E074 | SNR0-2E0 | F40300004 |  | SNR0
SNR-H04ADA24GS202 | DS 80047 |  | OPERATING | OPERATING | E074 | SNR0-2E0 | F40300004 |  | SNR0
SNR-H04B | Power Transmission & Auxiliary Supply |  | OPERATING | OPERATING | E074 | SNR0-2E0 | F40300004 |  | SNR0
SNR-H04BA | Power Transmission |  | OPERATING | OPERATING | E074 | SNR0-2E0 | F40300004 |  | SNR0
SNR-H04BAA | Generator&Transformer System |  | OPERATING | OPERATING | E074 | SNR0-2E0 | F40300004 |  | SNR0
SNR-H04BAA10 | Generator&Transformer |  | OPERATING | OPERATING | E074 | SNR0-2E0 | F40300004 |  | SNR0
SNR-H04BAA10GS200 | DS.1341GM Cubicle |  | OPERATING | OPERATING | E074 | SNR0-2E0 | F40300004 |  | SNR0
SNR-H04BAA10GS200-Q01 | DS.1341GM Switch Gear for Gen.&Motor |  | OPERATING | OPERATING | E074 | SNR0-2E0 | F40300004 |  | SNR0
SNR-H04BAA11 | NGT & Star Point |  | OPERATING | OPERATING | E074 | SNR0-2E0 | F40300004 |  | SNR0
SNR-H04BAA11FE100 | Unit4 NGR Cubicle |  | OPERATING | OPERATING | E074 | SNR0-2E0 | F40300004 |  | SNR0
SNR-H04BAA11FE100-P01 | Unit4 NGR Resistance |  | OPERATING | OPERATING | E074 | SNR0-2E0 | F40300004 |  | SNR0
SNR-H04BAA11GT100 | Unit4 NGT Cubicle |  | OPERATING | OPERATING | E074 | SNR0-2E0 | F40300004 |  | SNR0
SNR-H04BAA11GT100-Q01 | Unit4 NGT DS |  | OPERATING | OPERATING | E074 | SNR0-2E0 | F40300004 |  | SNR0
SNR-H04BAA11GT100-T01 | Unit4 NGT Transformer |  | OPERATING | OPERATING | E074 | SNR0-2E0 | F40300004 |  | SNR0
SNR-H04BAA11GV100 | Unit4 Star Point BUS Cubicle |  | OPERATING | OPERATING | E074 | SNR0-2E0 | F40300004 |  | SNR0
SNR-H04BAA11GV100-T01 | Unit4 Star Point BUS CT1 |  | OPERATING | OPERATING | E074 | SNR0-2E0 | F40300004 |  | SNR0
SNR-H04BAA11GV100-T02 | Unit4 Star Point BUS CT2 |  | OPERATING | OPERATING | E074 | SNR0-2E0 | F40300004 |  | SNR0
SNR-H04BAA11GV100-T03 | Unit4 Star Point BUS CT3 |  | OPERATING | OPERATING | E074 | SNR0-2E0 | F40300004 |  | SNR0
SNR-H04BAA11GV100-T04 | Unit4 Star Point BUS CT4 |  | OPERATING | OPERATING | E074 | SNR0-2E0 | F40300004 |  | SNR0
SNR-H04BAA11GV100-T05 | Unit4 Star Point BUS CT5 |  | OPERATING | OPERATING | E074 | SNR0-2E0 | F40300004 |  | SNR0
SNR-H04BAA20 | DS.1333 Cubicle |  | OPERATING | OPERATING | E074 | SNR0-2E0 | F40300004 |  | SNR0
SNR-H04BAA20GS200 | DS.1333 Cubicle |  | OPERATING | OPERATING | E074 | SNR0-2E0 | F40300004 |  | SNR0
SNR-H04BAA20GS200-C01 | DS.1333 Surge Capacitor |  | OPERATING | OPERATING | E074 | SNR0-2E0 | F40300004 |  | SNR0
SNR-H04BAA20GS200-Q01 | DS.1333 DS 89H4 |  | OPERATING | OPERATING | E074 | SNR0-2E0 | F40300004 |  | SNR0
SNR-H04BAA20GS200-Q02 | DS.1333 BRK 52VH4 |  | OPERATING | OPERATING | E074 | SNR0-2E0 | F40300004 |  | SNR0
SNR-H04BAA20GS200-T01 | DS.1333 PT |  | OPERATING | OPERATING | E074 | SNR0-2E0 | F40300004 |  | SNR0
SNR-H04BAT | Main Transformer |  | OPERATING | OPERATING | E074 | SNR0-2E0 | F40300004 |  | SNR0
SNR-H04BAT10 | 13.8/230kV Gen. Transformer |  | OPERATING | OPERATING | E074 | SNR0-2E0 | F40300004 |  | SNR0
SNR-H04BAT10GT100 | 13.8/230KV Gen. Transformer KG4A |  | OPERATING | OPERATING | E074 | SNR0-2E0 | F40300004 |  | SNR0
SNR-H04BAT10GT100-T01 | HV CT of KG4A |  | OPERATING | OPERATING | E074 | SNR0-2E0 | F40300004 |  | SNR0
SNR-H04BAT10GT200 | Dry Type Transformer |  | OPERATING | OPERATING | E074 | SNR0-2E0 | F40300004 |  | SNR0
SNR-H04C | Instrumentation & Control Equipment |  | OPERATING | OPERATING | E074 | SNR0-2E0 | F40300004 |  | SNR0
SNR-H04CD | Drive Control Interface |  | OPERATING | OPERATING | E074 | SNR0-2E0 | F40300004 |  | SNR0
SNR-H04CDA | Control Center Unit |  | OPERATING | OPERATING | E074 | SNR0-2E0 | F40300004 |  | SNR0
SNR-H04CDA30 | Control Center Unit4 (front) |  | OPERATING | OPERATING | E074 | SNR0-2E0 | F40300004 |  | SNR0
SNR-H04CDA30GH011 | Unit4 Oil Lift Pump Motor-B (88QPMB) PNL.1 |  | OPERATING | OPERATING | E074 | SNR0-2E0 | F40300004 |  | SNR0
SNR-H04CDA30GH012 | Unit4 [QB-2B] Up Guide Brg (88QBM2B) PNL.1 |  | OPERATING | OPERATING | E074 | SNR0-2E0 | F40300004 |  | SNR0
SNR-H04CDA30GH013 | Unit4 [QB-1B] Tur Brg (88QBMB) PNL.1 |  | OPERATING | OPERATING | E074 | SNR0-2E0 | F40300004 |  | SNR0
SNR-H04CDA30GH014 | Unit4 [QGB] Gov Oil Pump (88QBMB) PNL.1 |  | OPERATING | OPERATING | E074 | SNR0-2E0 | F40300004 |  | SNR0
SNR-H04CDA30GH021 | Unit4 Spare PNL.2 |  | OPERATING | OPERATING | E074 | SNR0-2E0 | F40300004 |  | SNR0
SNR-H04CDA30GH031 | Unit4 Spare PNL.3 |  | OPERATING | OPERATING | E074 | SNR0-2E0 | F40300004 |  | SNR0
SNR-H04CDA30GH032 | Unit4 [SB]AutoStrainer Motor-B(88SMB)PNL.3 |  | OPERATING | OPERATING | E074 | SNR0-2E0 | F40300004 |  | SNR0
SNR-H04CDA30GH033 | Unit4 [SBV] AutoStrainer Drain(20SMB)PNL.3 |  | OPERATING | OPERATING | E074 | SNR0-2E0 | F40300004 |  | SNR0
SNR-H04CDA30GH041 | Unit4 [GMSH] Generator Space Heater PNL.4 |  | OPERATING | OPERATING | E074 | SNR0-2E0 | F40300004 |  | SNR0
SNR-H04CDA30GH042 | Unit4 [SA]AutoStrainer Motor-A(88SMA)PNL.4 |  | OPERATING | OPERATING | E074 | SNR0-2E0 | F40300004 |  | SNR0
SNR-H04CDA30GH043 | Unit4 [SAV] AutoStrainer Drain(20SMA)PNL.4 |  | OPERATING | OPERATING | E074 | SNR0-2E0 | F40300004 |  | SNR0
SNR-H04CDA30GH051 | Unit4 Spare PNL.5 |  | OPERATING | OPERATING | E074 | SNR0-2E0 | F40300004 |  | SNR0
SNR-H04CDA30GH061 | Unit4 [QPA] Oil Lift Pump (88QPMA) PNL.6 |  | OPERATING | OPERATING | E074 | SNR0-2E0 | F40300004 |  | SNR0
SNR-H04CDA30GH062 | Unit4 [QB-2B] Up Guide Brg (88QBM2A)PNL.6 |  | OPERATING | OPERATING | E074 | SNR0-2E0 | F40300004 |  | SNR0
SNR-H04CDA30GH063 | Unit4 [QB-1A] Tur Brg (88QBMA) PNL.6 |  | OPERATING | OPERATING | E074 | SNR0-2E0 | F40300004 |  | SNR0
SNR-H04CDA30GH064 | Unit4 [QGA] Gov Oil Pump (88QGMA) PNL.6 |  | OPERATING | OPERATING | E074 | SNR0-2E0 | F40300004 |  | SNR0
SNR-H04CDA30GH071 | Unit4 Run Hour Meter PNL.7 |  | OPERATING | OPERATING | E074 | SNR0-2E0 | F40300004 |  | SNR0
SNR-H04CDA30GH072 | Unit4 [WCM] DT.Water Pump (88WCM) PNL.7-1 |  | OPERATING | OPERATING | E074 | SNR0-2E0 | F40300004 |  | SNR0
SNR-H04CDA30GH073 | Unit4 [WCM] DT.Water Pump (88WCM) PNL.7-2 |  | OPERATING | OPERATING | E074 | SNR0-2E0 | F40300004 |  | SNR0
SNR-H04CDA30GH081 | Unit4 [WCM] DT.Water Pump (88WCM) PNL.8 |  | OPERATING | OPERATING | E074 | SNR0-2E0 | F40300004 |  | SNR0
SNR-H04CDA30GH091 | Unit4 [D1] Auto Exhaust Valve(20DM-1)PNL.9 |  | OPERATING | OPERATING | E074 | SNR0-2E0 | F40300004 |  | SNR0
SNR-H04CDA30GH092 | Unit4 [D2] Auto Exhaust Valve(20DM-2)PNL.9 |  | OPERATING | OPERATING | E074 | SNR0-2E0 | F40300004 |  | SNR0
SNR-H04CDA30GH093 | Unit4 [S] Auto Sand Separator (20SM) PNL.9 |  | OPERATING | OPERATING | E074 | SNR0-2E0 | F40300004 |  | SNR0
SNR-H04CDA30GH094 | Unit4 [TF] Thyristor Fan PNL.9 |  | OPERATING | OPERATING | E074 | SNR0-2E0 | F40300004 |  | SNR0
SNR-H04CDA30GH095 | Unit4 [ACC] AC Control No.4 Unit PNL.9 |  | OPERATING | OPERATING | E074 | SNR0-2E0 | F40300004 |  | SNR0
SNR-H04CDA30GH101 | Unit4 Spare1 PNL.10 |  | OPERATING | OPERATING | E074 | SNR0-2E0 | F40300004 |  | SNR0
SNR-H04CDA30GH102 | Unit4 [QL] Leaked Oil Motor (88QLM) PNL.10 |  | OPERATING | OPERATING | E074 | SNR0-2E0 | F40300004 |  | SNR0
SNR-H04CDA30GH103 | Unit4 [G] Grease Pump Motor (88GM) PNL.10 |  | OPERATING | OPERATING | E074 | SNR0-2E0 | F40300004 |  | SNR0
SNR-H04CDA30GH104 | Unit4 [QV] IV.Oil Pump Motor(88QVM)PNL.10 |  | OPERATING | OPERATING | E074 | SNR0-2E0 | F40300004 |  | SNR0
SNR-H04CDA30GH105 | Unit4 Spare2 PNL.10 |  | OPERATING | OPERATING | E074 | SNR0-2E0 | F40300004 |  | SNR0
SNR-H04CDA30GH111 | Unit4 [WR] RN Seal WaterSupply(20RM)PNL.11 |  | OPERATING | OPERATING | E074 | SNR0-2E0 | F40300004 |  | SNR0
SNR-H04CDA30GH112 | Unit4 [WCP] Water Supply Valve(20PM)PNL.11 |  | OPERATING | OPERATING | E074 | SNR0-2E0 | F40300004 |  | SNR0
SNR-H04CDA30GH121 | Unit4 [FF] Fault Indicator PNL.12 |  | OPERATING | OPERATING | E074 | SNR0-2E0 | F40300004 |  | SNR0
SNR-H04CDA31 | control center unit 4 (back) |  | OPERATING | OPERATING | E074 | SNR0-2E0 | F40300004 |  | SNR0
SNR-H04CDA31GH011 | Unit4 Relay PNL.1 (Back Side) |  | OPERATING | OPERATING | E074 | SNR0-2E0 | F40300004 |  | SNR0
SNR-H04CDA31GH012 | Unit4 Terminal PNL.1 (Back Side) |  | OPERATING | OPERATING | E074 | SNR0-2E0 | F40300004 |  | SNR0
SNR-H04CDA31GH021 | Unit4 Relay PNL.2 (Back Side) |  | OPERATING | OPERATING | E074 | SNR0-2E0 | F40300004 |  | SNR0
SNR-H04CDA31GH022 | Unit4 Terminal PNL.2 (Back Side) |  | OPERATING | OPERATING | E074 | SNR0-2E0 | F40300004 |  | SNR0
SNR-H04CDA31GH031 | Unit4 Relay PNL.3 (Back Side) |  | OPERATING | OPERATING | E074 | SNR0-2E0 | F40300004 |  | SNR0
SNR-H04CDA31GH032 | Unit4 Terminal PNL.3 (Back Side) |  | OPERATING | OPERATING | E074 | SNR0-2E0 | F40300004 |  | SNR0
SNR-H04CDA31GH041 | Unit4 Relay PNL.4 (Back Side) |  | OPERATING | OPERATING | E074 | SNR0-2E0 | F40300004 |  | SNR0
SNR-H04CDA31GH042 | Unit4 Terminal PNL.4 (Back Side) |  | OPERATING | OPERATING | E074 | SNR0-2E0 | F40300004 |  | SNR0
SNR-H04CDA31GH051 | Unit4 Relay PNL.5 (Back Side) |  | OPERATING | OPERATING | E074 | SNR0-2E0 | F40300004 |  | SNR0
SNR-H04CDA31GH052 | Unit4 Terminal PNL.5 (Back Side) |  | OPERATING | OPERATING | E074 | SNR0-2E0 | F40300004 |  | SNR0
SNR-H04CDA31GH061 | Unit4 Space1 PNL.6 (Back Side) |  | OPERATING | OPERATING | E074 | SNR0-2E0 | F40300004 |  | SNR0
SNR-H04CDA31GH062 | Unit4 Space2 PNL.6 (Back Side) |  | OPERATING | OPERATING | E074 | SNR0-2E0 | F40300004 |  | SNR0
SNR-H04CDA31GH071 | Unit4 Relay PNL.7 (Back Side) |  | OPERATING | OPERATING | E074 | SNR0-2E0 | F40300004 |  | SNR0
SNR-H04CDA31GH072 | Unit4 Terminal PNL.7 (Back Side) |  | OPERATING | OPERATING | E074 | SNR0-2E0 | F40300004 |  | SNR0
SNR-H04CDA31GH081 | Unit4 Relay PNL.8 (Back Side) |  | OPERATING | OPERATING | E074 | SNR0-2E0 | F40300004 |  | SNR0
SNR-H04CDA31GH082 | Unit4 Terminal PNL.8 (Back Side) |  | OPERATING | OPERATING | E074 | SNR0-2E0 | F40300004 |  | SNR0
SNR-H04CDA31GH091 | Unit4 Relay PNL.9 (Back Side) |  | OPERATING | OPERATING | E074 | SNR0-2E0 | F40300004 |  | SNR0
SNR-H04CDA31GH092 | Unit4 Terminal PNL.9 (Back Side) |  | OPERATING | OPERATING | E074 | SNR0-2E0 | F40300004 |  | SNR0
SNR-H04CDA31GH101 | Unit4 Relay PNL.10 (Back Side) |  | OPERATING | OPERATING | E074 | SNR0-2E0 | F40300004 |  | SNR0
SNR-H04CDA31GH102 | Unit4 Terminal PNL.10 (Back Side) |  | OPERATING | OPERATING | E074 | SNR0-2E0 | F40300004 |  | SNR0
SNR-H04CDA31GH111 | Unit4 Resistor PNL.11 (Back Side) |  | OPERATING | OPERATING | E074 | SNR0-2E0 | F40300004 |  | SNR0
SNR-H04CDA31GH112 | Unit4 Terminal PNL.11 (Back Side) |  | OPERATING | OPERATING | E074 | SNR0-2E0 | F40300004 |  | SNR0
SNR-H04CDA31GH121 | Unit4 Relay,Resistor PNL.12 (Back Side) |  | OPERATING | OPERATING | E074 | SNR0-2E0 | F40300004 |  | SNR0
SNR-H04CDA31GH122 | Unit4 Terminal PNL.12 (Back Side) |  | OPERATING | OPERATING | E074 | SNR0-2E0 | F40300004 |  | SNR0
SNR-H04CDA31GH200 | Unit4 Auto Back Wash Control Panel |  | OPERATING | OPERATING | E074 | SNR0-2E0 | F40300004 |  | SNR0
SNR-H04CDA31GH201 | Unit4 Shaft Deflec & Space Heater |  | OPERATING | OPERATING | E074 | SNR0-2E0 | F40300004 |  | SNR0
SNR-H04CDA32 | Control Center for Auto Back Wash Unit4 |  | OPERATING | OPERATING | E074 | SNR0-2E0 | F40300004 |  | SNR0
SNR-H04CDA33 | Shaft Deflec & Space Heater Control Unit4 |  | OPERATING | OPERATING | E074 | SNR0-2E0 | F40300004 |  | SNR0
SNR-H04CE | Unit4 Annunciator |  | OPERATING | OPERATING | E074 | SNR0-2E0 | F40300004 |  | SNR0
SNR-H04CEA | Annunciator Geneartor |  | OPERATING | OPERATING | E074 | SNR0-2E0 | F40300004 |  | SNR0
SNR-H04CEA10 | Annunciator |  | OPERATING | OPERATING | E074 | SNR0-2E0 | F40300004 |  | SNR0
SNR-H04CEA10EG100 | Annunciator Gen. Unit 4 PNL. S9 |  | OPERATING | OPERATING | E074 | SNR0-2E0 | F40300004 |  | SNR0
SNR-H04CF | Unit4 Metering |  | OPERATING | OPERATING | E074 | SNR0-2E0 | F40300004 |  | SNR0
SNR-H04CFA | Metering Generator |  | OPERATING | OPERATING | E074 | SNR0-2E0 | F40300004 |  | SNR0
SNR-H04CFA10 | Metering |  | OPERATING | OPERATING | E074 | SNR0-2E0 | F40300004 |  | SNR0
SNR-H04CFA10FE100 | Metering unit Gen. Unit 4 PNL. S9 |  | OPERATING | OPERATING | E074 | SNR0-2E0 | F40300004 |  | SNR0
SNR-H04CFQ | Unit4 Recorder |  | OPERATING | OPERATING | E074 | SNR0-2E0 | F40300004 |  | SNR0
SNR-H04CFQ10 | Recorder |  | OPERATING | OPERATING | E074 | SNR0-2E0 | F40300004 |  | SNR0
SNR-H04CFQ10EU100 | Unit Recorder PNL.S44 |  | OPERATING | OPERATING | E074 | SNR0-2E0 | F40300004 |  | SNR0
SNR-H04CH | Unit4 Protective Relay System |  | OPERATING | OPERATING | E074 | SNR0-2E0 | F40300004 |  | SNR0
SNR-H04CHA | Protective Relay System |  | OPERATING | OPERATING | E074 | SNR0-2E0 | F40300004 |  | SNR0
SNR-H04CHA10 | Protective Relay |  | OPERATING | OPERATING | E074 | SNR0-2E0 | F40300004 |  | SNR0
SNR-H04CHA10GH101 | Unit4 Generator-MotorPNL.S33(Protec relay) |  | OPERATING | OPERATING | E074 | SNR0-2E0 | F40300004 |  | SNR0
SNR-H04CHA10GH201 | Unit4 Frequency Relay PNL.S32 |  | OPERATING | OPERATING | E074 | SNR0-2E0 | F40300004 |  | SNR0
SNR-H04CHA11 | KG4A Protective Relay |  | OPERATING | OPERATING | E074 | SNR0-2E0 | F40300004 |  | SNR0
SNR-H04CHA11GH201 | Main Tr.Unit4PNL.S30 (Protection relay) |  | OPERATING | OPERATING | E074 | SNR0-2E0 | F40300004 |  | SNR0
SNR-H04CJ | Unit Control System |  | OPERATING | OPERATING | E074 | SNR0-2E0 | F40300004 |  | SNR0
SNR-H04CJA | Unit Control |  | OPERATING | OPERATING | E074 | SNR0-2E0 | F40300004 |  | SNR0
SNR-H04CJA10 | Unit Control Function/Sequence |  | OPERATING | OPERATING | E074 | SNR0-2E0 | F40300004 |  | SNR0
SNR-H04CJA11 | Auto Control |  | OPERATING | OPERATING | E074 | SNR0-2E0 | F40300004 |  | SNR0
SNR-H04CJA11GH101 | Auto Control U4GM PNL.S20(Protec Relay) |  | OPERATING | OPERATING | E074 | SNR0-2E0 | F40300004 |  | SNR0
SNR-H04CJA11GH102 | Auto Control U4GM PNL.S20 (Aux. Relay) |  | OPERATING | OPERATING | E074 | SNR0-2E0 | F40300004 |  | SNR0
SNR-H04CJA11GH103 | Auto Control U4GM PNL.S20 (Timer Relay) |  | OPERATING | OPERATING | E074 | SNR0-2E0 | F40300004 |  | SNR0
SNR-H04CJA11GH104 | Auto Control U4GM PNL.S21 (Keep Relay) |  | OPERATING | OPERATING | E074 | SNR0-2E0 | F40300004 |  | SNR0
SNR-H04CJA11GH105 | Auto Control U4GM PNL.S21 (Aux. Relay) |  | OPERATING | OPERATING | E074 | SNR0-2E0 | F40300004 |  | SNR0
SNR-H04CJA11GH106 | Auto Control U4GM PNL.S22 (Keep Relay) |  | OPERATING | OPERATING | E074 | SNR0-2E0 | F40300004 |  | SNR0
SNR-H04CJA11GH107 | Auto Control U4GM PNL.S22 (Aux. Relay) |  | OPERATING | OPERATING | E074 | SNR0-2E0 | F40300004 |  | SNR0
SNR-H04CJA20 | Control Relay |  | OPERATING | OPERATING | E074 | SNR0-2E0 | F40300004 |  | SNR0
SNR-H04CJA30 | Auxiliary Control |  | OPERATING | OPERATING | E074 | SNR0-2E0 | F40300004 |  | SNR0
SNR-H04CJA40 | Auto. Synchronizer |  | OPERATING | OPERATING | E074 | SNR0-2E0 | F40300004 |  | SNR0
SNR-H04CW | Unit4 Master SW. |  | OPERATING | OPERATING | E074 | SNR0-2E0 | F40300004 |  | SNR0
SNR-H04CWF | Master SW. |  | OPERATING | OPERATING | E074 | SNR0-2E0 | F40300004 |  | SNR0
SNR-H04CWF10 | Master SW.Control |  | OPERATING | OPERATING | E074 | SNR0-2E0 | F40300004 |  | SNR0
SNR-H04CWF10GK100 | Master SW.Control Gen. Unit 4 PNL. S9 |  | OPERATING | OPERATING | E074 | SNR0-2E0 | F40300004 |  | SNR0
SNR-H04L | Intake Gate System |  | OPERATING | OPERATING | E074 | SNR0-2M0 | F40300004 |  | SNR0
SNR-H04LP | Intake Gate System |  | OPERATING | OPERATING | E074 | SNR0-2M0 | F40300004 |  | SNR0
SNR-H04LPA | SNR-H04 Intake Trash Rack System |  | OPERATING | OPERATING | E074 | SNR0-2M0 | F40300004 |  | SNR0
SNR-H04LPA10 | Trash Rask No.1 |  | OPERATING | OPERATING | E074 | SNR0-2M0 | F40300004 |  | SNR0
SNR-H04LPA11 | Trash Rask Row.01 |  | OPERATING | OPERATING | E074 | SNR0-2M0 | F40300004 |  | SNR0
SNR-H04LPA11AT001 | Rack No.1 |  | OPERATING | OPERATING | E074 | SNR0-2M0 | F40300004 |  | SNR0
SNR-H04LPA11AT002 | Rack No.2 |  | OPERATING | OPERATING | E074 | SNR0-2M0 | F40300004 |  | SNR0
SNR-H04LPA11AT003 | Rack No.3 |  | OPERATING | OPERATING | E074 | SNR0-2M0 | F40300004 |  | SNR0
SNR-H04LPA11AT004 | Rack No.4 |  | OPERATING | OPERATING | E074 | SNR0-2M0 | F40300004 |  | SNR0
SNR-H04LPA11AT005 | Rack No.5 |  | OPERATING | OPERATING | E074 | SNR0-2M0 | F40300004 |  | SNR0
SNR-H04LPA12 | Trash Rask Row.02 |  | OPERATING | OPERATING | E074 | SNR0-2M0 | F40300004 |  | SNR0
SNR-H04LPA12AT001 | Rack No.1 |  | OPERATING | OPERATING | E074 | SNR0-2M0 | F40300004 |  | SNR0
SNR-H04LPA12AT002 | Rack No.2 |  | OPERATING | OPERATING | E074 | SNR0-2M0 | F40300004 |  | SNR0
SNR-H04LPA12AT003 | Rack No.3 |  | OPERATING | OPERATING | E074 | SNR0-2M0 | F40300004 |  | SNR0
SNR-H04LPA12AT004 | Rack No.4 |  | OPERATING | OPERATING | E074 | SNR0-2M0 | F40300004 |  | SNR0
SNR-H04LPA12AT005 | Rack No.5 |  | OPERATING | OPERATING | E074 | SNR0-2M0 | F40300004 |  | SNR0
SNR-H04LPA20 | Trash Rask No.2 |  | OPERATING | OPERATING | E074 | SNR0-2M0 | F40300004 |  | SNR0
SNR-H04LPA21 | Trash Rask Row.01 |  | OPERATING | OPERATING | E074 | SNR0-2M0 | F40300004 |  | SNR0
SNR-H04LPA21AT001 | Rack No.1 |  | OPERATING | OPERATING | E074 | SNR0-2M0 | F40300004 |  | SNR0
SNR-H04LPA21AT002 | Rack No.2 |  | OPERATING | OPERATING | E074 | SNR0-2M0 | F40300004 |  | SNR0
SNR-H04LPA21AT003 | Rack No.3 |  | OPERATING | OPERATING | E074 | SNR0-2M0 | F40300004 |  | SNR0
SNR-H04LPA21AT004 | Rack No.4 |  | OPERATING | OPERATING | E074 | SNR0-2M0 | F40300004 |  | SNR0
SNR-H04LPA21AT005 | Rack No.5 |  | OPERATING | OPERATING | E074 | SNR0-2M0 | F40300004 |  | SNR0
SNR-H04LPA22 | Trash Rask Row.02 |  | OPERATING | OPERATING | E074 | SNR0-2M0 | F40300004 |  | SNR0
SNR-H04LPA22AT001 | Rack No.1 |  | OPERATING | OPERATING | E074 | SNR0-2M0 | F40300004 |  | SNR0
SNR-H04LPA22AT002 | Rack No.2 |  | OPERATING | OPERATING | E074 | SNR0-2M0 | F40300004 |  | SNR0
SNR-H04LPA22AT003 | Rack No.3 |  | OPERATING | OPERATING | E074 | SNR0-2M0 | F40300004 |  | SNR0
SNR-H04LPA22AT004 | Rack No.4 |  | OPERATING | OPERATING | E074 | SNR0-2M0 | F40300004 |  | SNR0
SNR-H04LPA22AT005 | Rack No.5 |  | OPERATING | OPERATING | E074 | SNR0-2M0 | F40300004 |  | SNR0
SNR-H04LPB | SNR-H04 Intake Gate |  | OPERATING | OPERATING | E074 | SNR0-2M0 | F40300004 |  | SNR0
SNR-H04LPB10AB001 | Intake Gate |  | OPERATING | OPERATING | E074 | SNR0-2M0 | F40300004 |  | SNR0
SNR-H04LPB10AB001KA01 | Filling Valve |  | OPERATING | OPERATING | E074 | SNR0-2M0 | F40300004 |  | SNR0
SNR-H04LPB10AB001KB01 | Gate |  | OPERATING | OPERATING | E074 | SNR0-2M0 | F40300004 |  | SNR0
SNR-H04LPB10AB001KE01 | ServoMotor |  | OPERATING | OPERATING | E074 | SNR0-2M0 | F40300004 |  | SNR0
SNR-H04LPB10BB001 | Head Tank |  | OPERATING | OPERATING | E074 | SNR0-2M0 | F40300004 |  | SNR0
SNR-H04LPC | SNR-H04 Penstock Pipe |  | OPERATING | OPERATING | E074 | SNR0-2M0 | F40300004 |  | SNR0
SNR-H04LPC10 | Penstock Pipe |  | OPERATING | OPERATING | E074 | SNR0-2M0 | F40300004 |  | SNR0
SNR-H04LPC10AA001 | Valve Drain Penstock |  | OPERATING | OPERATING | E074 | SNR0-2M0 | F40300004 |  | SNR0
SNR-H04LPC10BQ001 | Expention Joint Unit 4 |  | OPERATING | OPERATING | E074 | SNR0-2M0 | F40300004 |  | SNR0
SNR-H04LPC10BR001 | Pipe |  | OPERATING | OPERATING | E074 | SNR0-2M0 | F40300004 |  | SNR0
SNR-H04LPY | SNR-H04 Control And Protection Equipme |  | OPERATING | OPERATING | E074 | SNR0-2M0 | F40300004 |  | SNR0
SNR-H04LPY10 | Hydraulic Control Device |  | OPERATING | OPERATING | E074 | SNR0-2M0 | F40300004 |  | SNR0
SNR-H04LPY10AA001 | Valve Supply to Open Intake Gate |  | OPERATING | OPERATING | E074 | SNR0-2M0 | F40300004 |  | SNR0
SNR-H04LPY10AA002 | Valve Supply to Close Intake Gate |  | OPERATING | OPERATING | E074 | SNR0-2M0 | F40300004 |  | SNR0
SNR-H04LPY10AA003 | Check Valve (17-1) |  | OPERATING | OPERATING | E074 | SNR0-2M0 | F40300004 |  | SNR0
SNR-H04LPY10AA004 | Check Valve (26-1) |  | OPERATING | OPERATING | E074 | SNR0-2M0 | F40300004 |  | SNR0
SNR-H04LPY10AA005 | Check Valve (27-1) |  | OPERATING | OPERATING | E074 | SNR0-2M0 | F40300004 |  | SNR0
SNR-H04LPY10AA006 | Check Valve (48-1) |  | OPERATING | OPERATING | E074 | SNR0-2M0 | F40300004 |  | SNR0
SNR-H04LPY10AA007 | Valve (13-1) |  | OPERATING | OPERATING | E074 | SNR0-2M0 | F40300004 |  | SNR0
SNR-H04LPY10AA008 | Valve (13-2) |  | OPERATING | OPERATING | E074 | SNR0-2M0 | F40300004 |  | SNR0
SNR-H04LPY10AA009 | Valve (14-1) |  | OPERATING | OPERATING | E074 | SNR0-2M0 | F40300004 |  | SNR0
SNR-H04LPY10AA010 | Valve (14-2) |  | OPERATING | OPERATING | E074 | SNR0-2M0 | F40300004 |  | SNR0
SNR-H04LPY10AA011 | Flow Control Valve (18-1) |  | OPERATING | OPERATING | E074 | SNR0-2M0 | F40300004 |  | SNR0
SNR-H04LPY10AA012 | Flow Control Valve (18-2) |  | OPERATING | OPERATING | E074 | SNR0-2M0 | F40300004 |  | SNR0
SNR-H04LPY10AA013 | Thouttle Valve (30-1) |  | OPERATING | OPERATING | E074 | SNR0-2M0 | F40300004 |  | SNR0
SNR-H04LPY10AA014 | Thouttle Valve (32-1) |  | OPERATING | OPERATING | E074 | SNR0-2M0 | F40300004 |  | SNR0
SNR-H04LPY10AA015 | Solenoid Operate Valve (23-1) |  | OPERATING | OPERATING | E074 | SNR0-2M0 | F40300004 |  | SNR0
SNR-H04LPY10AA016 | Solenoid Operate Valve (24-1) |  | OPERATING | OPERATING | E074 | SNR0-2M0 | F40300004 |  | SNR0
SNR-H04LPY10AA017 | Solenoid Operate Valve (29-1) |  | OPERATING | OPERATING | E074 | SNR0-2M0 | F40300004 |  | SNR0
SNR-H04LPY10AA018 | Solenoid Control Pilot OperateValve 25-1 |  | OPERATING | OPERATING | E074 | SNR0-2M0 | F40300004 |  | SNR0
SNR-H04LPY10AA019 | Manual Operate Valve (20-1) |  | OPERATING | OPERATING | E074 | SNR0-2M0 | F40300004 |  | SNR0
SNR-H04LPY10AA020 | Shut Off Valve (15-1) |  | OPERATING | OPERATING | E074 | SNR0-2M0 | F40300004 |  | SNR0
SNR-H04LPY10AA021 | Reducing Valve (19-1) |  | OPERATING | OPERATING | E074 | SNR0-2M0 | F40300004 |  | SNR0
SNR-H04LPY10AA022 | Gauge Valve (12-4) |  | OPERATING | OPERATING | E074 | SNR0-2M0 | F40300004 |  | SNR0
SNR-H04LPY10AA023 | Stop & Check Valve (47-1) |  | OPERATING | OPERATING | E074 | SNR0-2M0 | F40300004 |  | SNR0
SNR-H04LPY10AA024 | Sequence Valve (45-1) |  | OPERATING | OPERATING | E074 | SNR0-2M0 | F40300004 |  | SNR0
SNR-H04LPY10AA025 | Gauge Damping |  | OPERATING | OPERATING | E074 | SNR0-2E0 | F40300004 |  | SNR0
SNR-H04LPY10AA026 | Gauge Damping (11-6) |  | OPERATING | OPERATING | E074 | SNR0-2E0 | F40300004 |  | SNR0
SNR-H04LPY10AA027 | Differential Pressure Regulator (28-1) |  | OPERATING | OPERATING | E074 | SNR0-2E0 | F40300004 |  | SNR0
SNR-H04LPY10BR001 | Pipe Line |  | OPERATING | OPERATING | E074 | SNR0-2M0 | F40300004 |  | SNR0
SNR-H04LPY10CP001 | Pressure Switch (36-3) |  | OPERATING | OPERATING | E074 | SNR0-2E0 | F40300004 |  | SNR0
SNR-H04LPY10CP002 | Pressure Gauge (41-3) |  | OPERATING | OPERATING | E074 | SNR0-2E0 | F40300004 |  | SNR0
SNR-H04M | Mechanical (Turbine & Generator) |  | OPERATING | OPERATING | E074 | SNR0-2M0 | F40300004 |  | SNR0
SNR-H04ME | Hydraulic Turbine Plant |  | OPERATING | OPERATING | E074 | SNR0-2M0 | F40300004 |  | SNR0
SNR-H04MEY | Hydraulic Turbine Electrical Control |  | OPERATING | OPERATING | E074 | SNR0-2E0 | F40300004 |  | SNR0
SNR-H04MEY10 | Turbine Electrical Control |  | OPERATING | OPERATING | E074 | SNR0-2E0 | F40300004 |  | SNR0
SNR-H04MEY10GH100 | Unit4 PNL. Pump Turbine Control Cubicle |  | OPERATING | OPERATING | E074 | SNR0-2E0 | F40300004 |  | SNR0
SNR-H04MEY10GH101 | Unit4 PNL. Actuator Cubicle |  | OPERATING | OPERATING | E074 | SNR0-2E0 | F40300004 |  | SNR0
SNR-H04MEY10GH102 | Unit4 PNL. Governor Control |  | OPERATING | OPERATING | E074 | SNR0-2E0 | F40300004 |  | SNR0
SNR-H04MEY10GH103 | Unit4 PNL. Gate Opening Control |  | OPERATING | OPERATING | E074 | SNR0-2E0 | F40300004 |  | SNR0
SNR-H04MF | SNR-H04 HYDRO PUMP TURBINE PLANT |  | OPERATING | OPERATING | E074 | SNR0-2M0 | F40300004 |  | SNR0
SNR-H04MFA | SNR-H04 Pump Turbine |  | OPERATING | OPERATING | E074 | SNR0-2M0 | F40300004 |  | SNR0
SNR-H04MFA10 | Spiral Case |  | OPERATING | OPERATING | E074 | SNR0-2M0 | F40300004 |  | SNR0
SNR-H04MFA10HA001 | Spiral Case |  | OPERATING | OPERATING | E074 | SNR0-2M0 | F40300004 |  | SNR0
SNR-H04MFA10HA001KB01 | Man hole Spiral Case |  | OPERATING | OPERATING | E074 | SNR0-2M0 | F40300004 |  | SNR0
SNR-H04MFA20 | Guide Vane Mechanism & Servomotor |  | OPERATING | OPERATING | E074 | SNR0-2M0 | F40300004 |  | SNR0
SNR-H04MFA20HA101 | Guide Vane Set No.01 |  | OPERATING | OPERATING | E074 | SNR0-2M0 | F40300004 |  | SNR0
SNR-H04MFA20HA101KB01 | Guide Vane No.01 |  | OPERATING | OPERATING | E074 | SNR0-2M0 | F40300004 |  | SNR0
SNR-H04MFA20HA101KE01 | Arm Lever Guide Vane No.01 |  | OPERATING | OPERATING | E074 | SNR0-2M0 | F40300004 |  | SNR0
SNR-H04MFA20HA101KE02 | Shear Pin No.01 |  | OPERATING | OPERATING | E074 | SNR0-2M0 | F40300004 |  | SNR0
SNR-H04MFA20HA101KE03 | Eccentric Pin No.01 |  | OPERATING | OPERATING | E074 | SNR0-2M0 | F40300004 |  | SNR0
SNR-H04MFA20HA101MU01 | Guide Vane Link No.01 |  | OPERATING | OPERATING | E074 | SNR0-2M0 | F40300004 |  | SNR0
SNR-H04MFA20HA102 | Guide Vane Set No.02 |  | OPERATING | OPERATING | E074 | SNR0-2M0 | F40300004 |  | SNR0
SNR-H04MFA20HA102KB01 | Guide Vane No.02 |  | OPERATING | OPERATING | E074 | SNR0-2M0 | F40300004 |  | SNR0
SNR-H04MFA20HA102KE01 | Arm Lever Guide Vane No.02 |  | OPERATING | OPERATING | E074 | SNR0-2M0 | F40300004 |  | SNR0
SNR-H04MFA20HA102KE02 | Shear Pin No.02 |  | OPERATING | OPERATING | E074 | SNR0-2M0 | F40300004 |  | SNR0
SNR-H04MFA20HA102KE03 | Eccentric Pin No.02 |  | OPERATING | OPERATING | E074 | SNR0-2M0 | F40300004 |  | SNR0
SNR-H04MFA20HA102MU01 | Guide Vane Link No.02 |  | OPERATING | OPERATING | E074 | SNR0-2M0 | F40300004 |  | SNR0
SNR-H04MFA20HA103 | Guide Vane Set No.03 |  | OPERATING | OPERATING | E074 | SNR0-2M0 | F40300004 |  | SNR0
SNR-H04MFA20HA103KB01 | Guide Vane No.03 |  | OPERATING | OPERATING | E074 | SNR0-2M0 | F40300004 |  | SNR0
SNR-H04MFA20HA103KE01 | Arm Lever Guide Vane No.03 |  | OPERATING | OPERATING | E074 | SNR0-2M0 | F40300004 |  | SNR0
SNR-H04MFA20HA103KE02 | Shear Pin No.03 |  | OPERATING | OPERATING | E074 | SNR0-2M0 | F40300004 |  | SNR0
SNR-H04MFA20HA103KE03 | Eccentric Pin No.03 |  | OPERATING | OPERATING | E074 | SNR0-2M0 | F40300004 |  | SNR0
SNR-H04MFA20HA103MU01 | Guide Vane Link No.03 |  | OPERATING | OPERATING | E074 | SNR0-2M0 | F40300004 |  | SNR0
SNR-H04MFA20HA104 | Guide Vane Set no.04 |  | OPERATING | OPERATING | E074 | SNR0-2M0 | F40300004 |  | SNR0
SNR-H04MFA20HA104KB01 | Guide Vane no.04 |  | OPERATING | OPERATING | E074 | SNR0-2M0 | F40300004 |  | SNR0
SNR-H04MFA20HA104KE01 | Arm Lever Guide Vane no.04 |  | OPERATING | OPERATING | E074 | SNR0-2M0 | F40300004 |  | SNR0
SNR-H04MFA20HA104KE02 | Shear Pin no.04 |  | OPERATING | OPERATING | E074 | SNR0-2M0 | F40300004 |  | SNR0
SNR-H04MFA20HA104KE03 | Eccentric Pin no.04 |  | OPERATING | OPERATING | E074 | SNR0-2M0 | F40300004 |  | SNR0
SNR-H04MFA20HA104MU01 | Guide Vane Link no.04 |  | OPERATING | OPERATING | E074 | SNR0-2M0 | F40300004 |  | SNR0
SNR-H04MFA20HA105 | Guide Vane Set No.05 |  | OPERATING | OPERATING | E074 | SNR0-2M0 | F40300004 |  | SNR0
SNR-H04MFA20HA105KB01 | Guide Vane No.05 |  | OPERATING | OPERATING | E074 | SNR0-2M0 | F40300004 |  | SNR0
SNR-H04MFA20HA105KE01 | Arm Lever Guide Vane No.05 |  | OPERATING | OPERATING | E074 | SNR0-2M0 | F40300004 |  | SNR0
SNR-H04MFA20HA105KE02 | Shear Pin No.05 |  | OPERATING | OPERATING | E074 | SNR0-2M0 | F40300004 |  | SNR0
SNR-H04MFA20HA105KE03 | Eccentric Pin No.05 |  | OPERATING | OPERATING | E074 | SNR0-2M0 | F40300004 |  | SNR0
SNR-H04MFA20HA105MU01 | Guide Vane Link No.05 |  | OPERATING | OPERATING | E074 | SNR0-2M0 | F40300004 |  | SNR0
SNR-H04MFA20HA106 | Guide Vane Set No.06 |  | OPERATING | OPERATING | E074 | SNR0-2M0 | F40300004 |  | SNR0
SNR-H04MFA20HA106KB01 | Guide Vane No.06 |  | OPERATING | OPERATING | E074 | SNR0-2M0 | F40300004 |  | SNR0
SNR-H04MFA20HA106KE01 | Arm Lever Guide Vane No.06 |  | OPERATING | OPERATING | E074 | SNR0-2M0 | F40300004 |  | SNR0
SNR-H04MFA20HA106KE02 | Shear Pin No.06 |  | OPERATING | OPERATING | E074 | SNR0-2M0 | F40300004 |  | SNR0
SNR-H04MFA20HA106KE03 | Eccentric Pin No.06 |  | OPERATING | OPERATING | E074 | SNR0-2M0 | F40300004 |  | SNR0
SNR-H04MFA20HA106MU01 | Guide Vane Link No.06 |  | OPERATING | OPERATING | E074 | SNR0-2M0 | F40300004 |  | SNR0
SNR-H04MFA20HA107 | Guide Vane Set No.07 |  | OPERATING | OPERATING | E074 | SNR0-2M0 | F40300004 |  | SNR0
SNR-H04MFA20HA107KB01 | Guide Vane No.07 |  | OPERATING | OPERATING | E074 | SNR0-2M0 | F40300004 |  | SNR0
SNR-H04MFA20HA107KE01 | Arm Lever Guide Vane No.07 |  | OPERATING | OPERATING | E074 | SNR0-2M0 | F40300004 |  | SNR0
SNR-H04MFA20HA107KE02 | Shear Pin No.07 |  | OPERATING | OPERATING | E074 | SNR0-2M0 | F40300004 |  | SNR0
SNR-H04MFA20HA107KE03 | Eccentric Pin No.07 |  | OPERATING | OPERATING | E074 | SNR0-2M0 | F40300004 |  | SNR0
SNR-H04MFA20HA107MU01 | Guide Vane Link No.07 |  | OPERATING | OPERATING | E074 | SNR0-2M0 | F40300004 |  | SNR0
SNR-H04MFA20HA108 | Guide Vane Set No.08 |  | OPERATING | OPERATING | E074 | SNR0-2M0 | F40300004 |  | SNR0
SNR-H04MFA20HA108KB01 | Guide Vane No.08 |  | OPERATING | OPERATING | E074 | SNR0-2M0 | F40300004 |  | SNR0
SNR-H04MFA20HA108KE01 | Arm Lever Guide Vane No.08 |  | OPERATING | OPERATING | E074 | SNR0-2M0 | F40300004 |  | SNR0
SNR-H04MFA20HA108KE02 | Shear Pin No.08 |  | OPERATING | OPERATING | E074 | SNR0-2M0 | F40300004 |  | SNR0
SNR-H04MFA20HA108KE03 | Eccentric Pin No.08 |  | OPERATING | OPERATING | E074 | SNR0-2M0 | F40300004 |  | SNR0
SNR-H04MFA20HA108MU01 | Guide Vane Link No.08 |  | OPERATING | OPERATING | E074 | SNR0-2M0 | F40300004 |  | SNR0
SNR-H04MFA20HA109 | Guide Vane Set No.09 |  | OPERATING | OPERATING | E074 | SNR0-2M0 | F40300004 |  | SNR0
SNR-H04MFA20HA109KB01 | Guide Vane No.09 |  | OPERATING | OPERATING | E074 | SNR0-2M0 | F40300004 |  | SNR0
SNR-H04MFA20HA109KE01 | Arm Lever Guide Vane No.09 |  | OPERATING | OPERATING | E074 | SNR0-2M0 | F40300004 |  | SNR0
SNR-H04MFA20HA109KE02 | Shear Pin No.09 |  | OPERATING | OPERATING | E074 | SNR0-2M0 | F40300004 |  | SNR0
SNR-H04MFA20HA109KE03 | Eccentric Pin No.09 |  | OPERATING | OPERATING | E074 | SNR0-2M0 | F40300004 |  | SNR0
SNR-H04MFA20HA109MU01 | Guide Vane Link No.09 |  | OPERATING | OPERATING | E074 | SNR0-2M0 | F40300004 |  | SNR0
SNR-H04MFA20HA110 | Guide Vane Set No.10 |  | OPERATING | OPERATING | E074 | SNR0-2M0 | F40300004 |  | SNR0
SNR-H04MFA20HA110KB01 | Guide Vane No.10 |  | OPERATING | OPERATING | E074 | SNR0-2M0 | F40300004 |  | SNR0
SNR-H04MFA20HA110KE01 | Arm Lever Guide Vane No.10 |  | OPERATING | OPERATING | E074 | SNR0-2M0 | F40300004 |  | SNR0
SNR-H04MFA20HA110KE02 | Shear Pin No.10 |  | OPERATING | OPERATING | E074 | SNR0-2M0 | F40300004 |  | SNR0
SNR-H04MFA20HA110KE03 | Eccentric Pin No.10 |  | OPERATING | OPERATING | E074 | SNR0-2M0 | F40300004 |  | SNR0
SNR-H04MFA20HA110MU01 | Guide Vane Link No.10 |  | OPERATING | OPERATING | E074 | SNR0-2M0 | F40300004 |  | SNR0
SNR-H04MFA20HA111 | Guide Vane Set No.11 |  | OPERATING | OPERATING | E074 | SNR0-2M0 | F40300004 |  | SNR0
SNR-H04MFA20HA111KB01 | Guide Vane No.11 |  | OPERATING | OPERATING | E074 | SNR0-2M0 | F40300004 |  | SNR0
SNR-H04MFA20HA111KE01 | Arm Lever Guide Vane No.11 |  | OPERATING | OPERATING | E074 | SNR0-2M0 | F40300004 |  | SNR0
SNR-H04MFA20HA111KE02 | Shear Pin No.11 |  | OPERATING | OPERATING | E074 | SNR0-2M0 | F40300004 |  | SNR0
SNR-H04MFA20HA111KE03 | Eccentric Pin No.11 |  | OPERATING | OPERATING | E074 | SNR0-2M0 | F40300004 |  | SNR0
SNR-H04MFA20HA111MU01 | Guide Vane Link No.11 |  | OPERATING | OPERATING | E074 | SNR0-2M0 | F40300004 |  | SNR0
SNR-H04MFA20HA112 | Guide Vane Set No.12 |  | OPERATING | OPERATING | E074 | SNR0-2M0 | F40300004 |  | SNR0
SNR-H04MFA20HA112KB01 | Guide Vane No.12 |  | OPERATING | OPERATING | E074 | SNR0-2M0 | F40300004 |  | SNR0
SNR-H04MFA20HA112KE01 | Arm Lever Guide Vane No.12 |  | OPERATING | OPERATING | E074 | SNR0-2M0 | F40300004 |  | SNR0
SNR-H04MFA20HA112KE02 | Shear Pin No.12 |  | OPERATING | OPERATING | E074 | SNR0-2M0 | F40300004 |  | SNR0
SNR-H04MFA20HA112KE03 | Eccentric Pin No.12 |  | OPERATING | OPERATING | E074 | SNR0-2M0 | F40300004 |  | SNR0
SNR-H04MFA20HA112MU01 | Guide Vane Link No.12 |  | OPERATING | OPERATING | E074 | SNR0-2M0 | F40300004 |  | SNR0
SNR-H04MFA20HA113 | Guide Vane Set No.13 |  | OPERATING | OPERATING | E074 | SNR0-2M0 | F40300004 |  | SNR0
SNR-H04MFA20HA113KB01 | Guide Vane No.13 |  | OPERATING | OPERATING | E074 | SNR0-2M0 | F40300004 |  | SNR0
SNR-H04MFA20HA113KE01 | Arm Lever Guide Vane No.13 |  | OPERATING | OPERATING | E074 | SNR0-2M0 | F40300004 |  | SNR0
SNR-H04MFA20HA113KE02 | Shear Pin No.13 |  | OPERATING | OPERATING | E074 | SNR0-2M0 | F40300004 |  | SNR0
SNR-H04MFA20HA113KE03 | Eccentric Pin No.13 |  | OPERATING | OPERATING | E074 | SNR0-2M0 | F40300004 |  | SNR0
SNR-H04MFA20HA113MU01 | Guide Vane Link No.13 |  | OPERATING | OPERATING | E074 | SNR0-2M0 | F40300004 |  | SNR0
SNR-H04MFA20HA114 | Guide Vane Set No.14 |  | OPERATING | OPERATING | E074 | SNR0-2M0 | F40300004 |  | SNR0
SNR-H04MFA20HA114KB01 | Guide Vane No.14 |  | OPERATING | OPERATING | E074 | SNR0-2M0 | F40300004 |  | SNR0
SNR-H04MFA20HA114KE01 | Arm Lever Guide Vane No.14 |  | OPERATING | OPERATING | E074 | SNR0-2M0 | F40300004 |  | SNR0
SNR-H04MFA20HA114KE02 | Shear Pin No.14 |  | OPERATING | OPERATING | E074 | SNR0-2M0 | F40300004 |  | SNR0
SNR-H04MFA20HA114KE03 | Eccentric Pin No.14 |  | OPERATING | OPERATING | E074 | SNR0-2M0 | F40300004 |  | SNR0
SNR-H04MFA20HA114MU01 | Guide Vane Link No.14 |  | OPERATING | OPERATING | E074 | SNR0-2M0 | F40300004 |  | SNR0
SNR-H04MFA20HA115 | Guide Vane Set No.15 |  | OPERATING | OPERATING | E074 | SNR0-2M0 | F40300004 |  | SNR0
SNR-H04MFA20HA115KB01 | Guide Vane No.15 |  | OPERATING | OPERATING | E074 | SNR0-2M0 | F40300004 |  | SNR0
SNR-H04MFA20HA115KE01 | Arm Lever Guide Vane No.15 |  | OPERATING | OPERATING | E074 | SNR0-2M0 | F40300004 |  | SNR0
SNR-H04MFA20HA115KE02 | Shear Pin No.15 |  | OPERATING | OPERATING | E074 | SNR0-2M0 | F40300004 |  | SNR0
SNR-H04MFA20HA115KE03 | Eccentric Pin No.15 |  | OPERATING | OPERATING | E074 | SNR0-2M0 | F40300004 |  | SNR0
SNR-H04MFA20HA115MU01 | Guide Vane Link No.15 |  | OPERATING | OPERATING | E074 | SNR0-2M0 | F40300004 |  | SNR0
SNR-H04MFA20HA116 | Guide Vane Set No.16 |  | OPERATING | OPERATING | E074 | SNR0-2M0 | F40300004 |  | SNR0
SNR-H04MFA20HA116KB01 | Guide Vane No.16 |  | OPERATING | OPERATING | E074 | SNR0-2M0 | F40300004 |  | SNR0
SNR-H04MFA20HA116KE01 | Arm Lever Guide Vane No.16 |  | OPERATING | OPERATING | E074 | SNR0-2M0 | F40300004 |  | SNR0
SNR-H04MFA20HA116KE02 | Shear Pin No.16 |  | OPERATING | OPERATING | E074 | SNR0-2M0 | F40300004 |  | SNR0
SNR-H04MFA20HA116KE03 | Eccentric Pin No.16 |  | OPERATING | OPERATING | E074 | SNR0-2M0 | F40300004 |  | SNR0
SNR-H04MFA20HA116MU01 | Guide Vane Link No.16 |  | OPERATING | OPERATING | E074 | SNR0-2M0 | F40300004 |  | SNR0
SNR-H04MFA20HA117 | Guide Vane Set No.17 |  | OPERATING | OPERATING | E074 | SNR0-2M0 | F40300004 |  | SNR0
SNR-H04MFA20HA117KB01 | Guide Vane No.17 |  | OPERATING | OPERATING | E074 | SNR0-2M0 | F40300004 |  | SNR0
SNR-H04MFA20HA117KE01 | Arm Lever Guide Vane No.17 |  | OPERATING | OPERATING | E074 | SNR0-2M0 | F40300004 |  | SNR0
SNR-H04MFA20HA117KE02 | Shear Pin No.17 |  | OPERATING | OPERATING | E074 | SNR0-2M0 | F40300004 |  | SNR0
SNR-H04MFA20HA117KE03 | Eccentric Pin No.17 |  | OPERATING | OPERATING | E074 | SNR0-2M0 | F40300004 |  | SNR0
SNR-H04MFA20HA117MU01 | Guide Vane Link No.17 |  | OPERATING | OPERATING | E074 | SNR0-2M0 | F40300004 |  | SNR0
SNR-H04MFA20HA118 | Guide Vane Set No.18 |  | OPERATING | OPERATING | E074 | SNR0-2M0 | F40300004 |  | SNR0
SNR-H04MFA20HA118KB01 | Guide Vane No.18 |  | OPERATING | OPERATING | E074 | SNR0-2M0 | F40300004 |  | SNR0
SNR-H04MFA20HA118KE01 | Arm Lever Guide Vane No.18 |  | OPERATING | OPERATING | E074 | SNR0-2M0 | F40300004 |  | SNR0
SNR-H04MFA20HA118KE02 | Shear Pin No.18 |  | OPERATING | OPERATING | E074 | SNR0-2M0 | F40300004 |  | SNR0
SNR-H04MFA20HA118KE03 | Eccentric Pin No.18 |  | OPERATING | OPERATING | E074 | SNR0-2M0 | F40300004 |  | SNR0
SNR-H04MFA20HA118MU01 | Guide Vane Link No.18 |  | OPERATING | OPERATING | E074 | SNR0-2M0 | F40300004 |  | SNR0
SNR-H04MFA20HA119 | Guide Vane Set No.19 |  | OPERATING | OPERATING | E074 | SNR0-2M0 | F40300004 |  | SNR0
SNR-H04MFA20HA119KB01 | Guide Vane No.19 |  | OPERATING | OPERATING | E074 | SNR0-2M0 | F40300004 |  | SNR0
SNR-H04MFA20HA119KE01 | Arm Lever Guide Vane No.19 |  | OPERATING | OPERATING | E074 | SNR0-2M0 | F40300004 |  | SNR0
SNR-H04MFA20HA119KE02 | Shear Pin No.19 |  | OPERATING | OPERATING | E074 | SNR0-2M0 | F40300004 |  | SNR0
SNR-H04MFA20HA119KE03 | Eccentric Pin No.19 |  | OPERATING | OPERATING | E074 | SNR0-2M0 | F40300004 |  | SNR0
SNR-H04MFA20HA119MU01 | Guide Vane Link No.19 |  | OPERATING | OPERATING | E074 | SNR0-2M0 | F40300004 |  | SNR0
SNR-H04MFA20HA120 | Guide Vane Set No.20 |  | OPERATING | OPERATING | E074 | SNR0-2M0 | F40300004 |  | SNR0
SNR-H04MFA20HA120KB01 | Guide Vane No.20 |  | OPERATING | OPERATING | E074 | SNR0-2M0 | F40300004 |  | SNR0
SNR-H04MFA20HA120KE01 | Arm Lever Guide Vane No.20 |  | OPERATING | OPERATING | E074 | SNR0-2M0 | F40300004 |  | SNR0
SNR-H04MFA20HA120KE02 | Shear Pin No.20 |  | OPERATING | OPERATING | E074 | SNR0-2M0 | F40300004 |  | SNR0
SNR-H04MFA20HA120KE03 | Eccentric Pin No.20 |  | OPERATING | OPERATING | E074 | SNR0-2M0 | F40300004 |  | SNR0
SNR-H04MFA20HA120MU01 | Guide Vane Link No.20 |  | OPERATING | OPERATING | E074 | SNR0-2M0 | F40300004 |  | SNR0
SNR-H04MFA20HA124HA01 | Operating Ring |  | OPERATING | OPERATING | E074 | SNR0-2M0 | F40300004 |  | SNR0
SNR-H04MFA20HA124HA02 | ServoMotor Link L |  | OPERATING | OPERATING | E074 | SNR0-2M0 | F40300004 |  | SNR0
SNR-H04MFA20HA124HA03 | ServoMotor Link R |  | OPERATING | OPERATING | E074 | SNR0-2M0 | F40300004 |  | SNR0
SNR-H04MFA30 | Runner, Main Shaft |  | OPERATING | OPERATING | E074 | SNR0-2M0 | F40300004 |  | SNR0
SNR-H04MFA30HB100 | Runner |  | OPERATING | OPERATING | E074 | SNR0-2M0 | F40300004 |  | SNR0
SNR-H04MFA30HB101 | Runner Blade No.01 |  | OPERATING | OPERATING | E074 | SNR0-2M0 | F40300004 |  | SNR0
SNR-H04MFA30HB102 | Runner Blade No.02 |  | OPERATING | OPERATING | E074 | SNR0-2M0 | F40300004 |  | SNR0
SNR-H04MFA30HB103 | Runner Blade No.03 |  | OPERATING | OPERATING | E074 | SNR0-2M0 | F40300004 |  | SNR0
SNR-H04MFA30HB104 | Runner Blade No.04 |  | OPERATING | OPERATING | E074 | SNR0-2M0 | F40300004 |  | SNR0
SNR-H04MFA30HB105 | Runner Blade No.05 |  | OPERATING | OPERATING | E074 | SNR0-2M0 | F40300004 |  | SNR0
SNR-H04MFA30HB106 | Runner Blade No.06 |  | OPERATING | OPERATING | E074 | SNR0-2M0 | F40300004 |  | SNR0
SNR-H04MFA30HB200 | Turbine Shaft |  | OPERATING | OPERATING | E074 | SNR0-2M0 | F40300004 |  | SNR0
SNR-H04MFA40 | Head Cove,Stay Ring,Draft Tube,Shaft Seal |  | OPERATING | OPERATING | E074 | SNR0-2M0 | F40300004 |  | SNR0
SNR-H04MFA40HA001 | Bottom Ring |  | OPERATING | OPERATING | E074 | SNR0-2M0 | F40300004 |  | SNR0
SNR-H04MFA40HA002 | Upper Ring |  | OPERATING | OPERATING | E074 | SNR0-2M0 | F40300004 |  | SNR0
SNR-H04MFA40HA003 | Head Cover |  | OPERATING | OPERATING | E074 | SNR0-2M0 | F40300004 |  | SNR0
SNR-H04MFA40HA004 | Draft Tube |  | OPERATING | OPERATING | E074 | SNR0-2M0 | F40300004 |  | SNR0
SNR-H04MFA40HA004KB01 | Man hole Draft Tube |  | OPERATING | OPERATING | E074 | SNR0-2M0 | F40300004 |  | SNR0
SNR-H04MFA40HA005 | Discharge Ring |  | OPERATING | OPERATING | E074 | SNR0-2M0 | F40300004 |  | SNR0
SNR-H04MFA40HA006 | Sealing Box |  | OPERATING | OPERATING | E074 | SNR0-2M0 | F40300004 |  | SNR0
SNR-H04MFA40HA101 | Stay Vane No.1 |  | OPERATING | OPERATING | E074 | SNR0-2M0 | F40300004 |  | SNR0
SNR-H04MFA40HA102 | Stay Vane No.2 |  | OPERATING | OPERATING | E074 | SNR0-2M0 | F40300004 |  | SNR0
SNR-H04MFA40HA103 | Stay Vane No.3 |  | OPERATING | OPERATING | E074 | SNR0-2M0 | F40300004 |  | SNR0
SNR-H04MFA40HA104 | Stay Vane No.4 |  | OPERATING | OPERATING | E074 | SNR0-2M0 | F40300004 |  | SNR0
SNR-H04MFA40HA105 | Stay Vane No.5 |  | OPERATING | OPERATING | E074 | SNR0-2M0 | F40300004 |  | SNR0
SNR-H04MFA40HA106 | Stay Vane No.6 |  | OPERATING | OPERATING | E074 | SNR0-2M0 | F40300004 |  | SNR0
SNR-H04MFA40HA107 | Stay Vane No.7 |  | OPERATING | OPERATING | E074 | SNR0-2M0 | F40300004 |  | SNR0
SNR-H04MFA40HA108 | Stay Vane No.8 |  | OPERATING | OPERATING | E074 | SNR0-2M0 | F40300004 |  | SNR0
SNR-H04MFA40HA109 | Stay Vane No.9 |  | OPERATING | OPERATING | E074 | SNR0-2M0 | F40300004 |  | SNR0
SNR-H04MFA40HA110 | Stay Vane No.10 |  | OPERATING | OPERATING | E074 | SNR0-2M0 | F40300004 |  | SNR0
SNR-H04MFA50 | Spiral Case Drain |  | OPERATING | OPERATING | E074 | SNR0-2M0 | F40300004 |  | SNR0
SNR-H04MFA50AA001 | Valve Drain Spiral Case |  | OPERATING | OPERATING | E074 | SNR0-2M0 | F40300004 |  | SNR0
SNR-H04MFA50BR001 | Pipe Drain Spiral Case |  | OPERATING | OPERATING | E074 | SNR0-2M0 | F40300004 |  | SNR0
SNR-H04MFB | SNR-H04 Inlet Valve |  | OPERATING | OPERATING | E074 | SNR0-2M0 | F40300004 |  | SNR0
SNR-H04MFB10 | Main Inlet Valve Set |  | OPERATING | OPERATING | E074 | SNR0-2M0 | F40300004 |  | SNR0
SNR-H04MFB10AA001 | Inlet Valve |  | OPERATING | OPERATING | E074 | SNR0-2M0 | F40300004 |  | SNR0
SNR-H04MFB10AA001-S01 | Limit Switch (Opening) |  | OPERATING | OPERATING | E074 | SNR0-2E0 | F40300004 |  | SNR0
SNR-H04MFB10AA001-S02 | Limit Switch (Closing) |  | OPERATING | OPERATING | E074 | SNR0-2E0 | F40300004 |  | SNR0
SNR-H04MFB10AA001QP01 | Indicator |  | OPERATING | OPERATING | E074 | SNR0-2M0 | F40300004 |  | SNR0
SNR-H04MFB10HA001 | Arm Inlet Valve |  | OPERATING | OPERATING | E074 | SNR0-2M0 | F40300004 |  | SNR0
SNR-H04MFB20 | By - Pass Valve Set |  | OPERATING | OPERATING | E074 | SNR0-2M0 | F40300004 |  | SNR0
SNR-H04MFB20AA001 | Valve before By - Pass Valve |  | OPERATING | OPERATING | E074 | SNR0-2M0 | F40300004 |  | SNR0
SNR-H04MFB20BR001 | Pipe Line |  | OPERATING | OPERATING | E074 | SNR0-2M0 | F40300004 |  | SNR0
SNR-H04MFB20HA002 | By- Pass Valve |  | OPERATING | OPERATING | E074 | SNR0-2M0 | F40300004 |  | SNR0
SNR-H04MFB20HA002-S01 | Limit Switch 338A (Opening) |  | OPERATING | OPERATING | E074 | SNR0-2E0 | F40300004 |  | SNR0
SNR-H04MFB20HA002-S02 | Limit Switch 338B (Closing) |  | OPERATING | OPERATING | E074 | SNR0-2E0 | F40300004 |  | SNR0
SNR-H04MFB20HA002KA01 | Valve |  | OPERATING | OPERATING | E074 | SNR0-2M0 | F40300004 |  | SNR0
SNR-H04MFB20HA002MU01 | ServoMotor |  | OPERATING | OPERATING | E074 | SNR0-2M0 | F40300004 |  | SNR0
SNR-H04MFD | Turbine Stationary Part |  | OPERATING | OPERATING | E074 | SNR0-2M0 | F40300004 |  | SNR0
SNR-H04MFD10 | Turbine Guide Bearing Oil Pan |  | OPERATING | OPERATING | E074 | SNR0-2M0 | F40300004 |  | SNR0
SNR-H04MFD10AS101 | Pivot Adjusting Bearing No.1 |  | OPERATING | OPERATING | E074 | SNR0-2M0 | F40300004 |  | SNR0
SNR-H04MFD10AS102 | Pivot Adjusting Bearing No.2 |  | OPERATING | OPERATING | E074 | SNR0-2M0 | F40300004 |  | SNR0
SNR-H04MFD10AS103 | Pivot Adjusting Bearing No.3 |  | OPERATING | OPERATING | E074 | SNR0-2M0 | F40300004 |  | SNR0
SNR-H04MFD10AS104 | Pivot Adjusting Bearing No.4 |  | OPERATING | OPERATING | E074 | SNR0-2M0 | F40300004 |  | SNR0
SNR-H04MFD10AS105 | Pivot Adjusting Bearing No.5 |  | OPERATING | OPERATING | E074 | SNR0-2M0 | F40300004 |  | SNR0
SNR-H04MFD10AS106 | Pivot Adjusting Bearing No.6 |  | OPERATING | OPERATING | E074 | SNR0-2M0 | F40300004 |  | SNR0
SNR-H04MFD10AS107 | Pivot Adjusting Bearing No.7 |  | OPERATING | OPERATING | E074 | SNR0-2M0 | F40300004 |  | SNR0
SNR-H04MFD10AS108 | Pivot Adjusting Bearing No.8 |  | OPERATING | OPERATING | E074 | SNR0-2M0 | F40300004 |  | SNR0
SNR-H04MFD10AS109 | Pivot Adjusting Bearing No.9 |  | OPERATING | OPERATING | E074 | SNR0-2M0 | F40300004 |  | SNR0
SNR-H04MFD10AS110 | Pivot Adjusting Bearing No.10 |  | OPERATING | OPERATING | E074 | SNR0-2M0 | F40300004 |  | SNR0
SNR-H04MFD10AS111 | Pivot Adjusting Bearing No.11 |  | OPERATING | OPERATING | E074 | SNR0-2M0 | F40300004 |  | SNR0
SNR-H04MFD10AS112 | Pivot Adjusting Bearing No.12 |  | OPERATING | OPERATING | E074 | SNR0-2M0 | F40300004 |  | SNR0
SNR-H04MFD10BB001 | Turbine Oil Pan |  | OPERATING | OPERATING | E074 | SNR0-2M0 | F40300004 |  | SNR0
SNR-H04MFD10BQ001 | Support Tur. Bearing |  | OPERATING | OPERATING | E074 | SNR0-2M0 | F40300004 |  | SNR0
SNR-H04MFD10CL001 | Level Relay |  | OPERATING | OPERATING | E074 | SNR0-2E0 | F40300004 |  | SNR0
SNR-H04MFD10CT001 | RTD.1 |  | OPERATING | OPERATING | E074 | SNR0-2E0 | F40300004 |  | SNR0
SNR-H04MFD10CT002 | RTD.2 |  | OPERATING | OPERATING | E074 | SNR0-2E0 | F40300004 |  | SNR0
SNR-H04MFD10CT003 | Dial Type ThermoMFter 38W |  | OPERATING | OPERATING | E074 | SNR0-2E0 | F40300004 |  | SNR0
SNR-H04MFD10CT004 | Dial Type ThermoMFter 38DW |  | OPERATING | OPERATING | E074 | SNR0-2E0 | F40300004 |  | SNR0
SNR-H04MFD10CT005 | Dial Type ThermoMFter 38LDW |  | OPERATING | OPERATING | E074 | SNR0-2E0 | F40300004 |  | SNR0
SNR-H04MFD20 | Bearing |  | OPERATING | OPERATING | E074 | SNR0-2M0 | F40300004 |  | SNR0
SNR-H04MFD20HD101 | Turbine Guide Bearing No.1 |  | OPERATING | OPERATING | E074 | SNR0-2M0 | F40300004 |  | SNR0
SNR-H04MFD20HD102 | Turbine Guide Bearing No.2 |  | OPERATING | OPERATING | E074 | SNR0-2M0 | F40300004 |  | SNR0
SNR-H04MFD20HD103 | Turbine Guide Bearing No.3 |  | OPERATING | OPERATING | E074 | SNR0-2M0 | F40300004 |  | SNR0
SNR-H04MFD20HD104 | Turbine Guide Bearing No.4 |  | OPERATING | OPERATING | E074 | SNR0-2M0 | F40300004 |  | SNR0
SNR-H04MFD20HD105 | Turbine Guide Bearing No.5 |  | OPERATING | OPERATING | E074 | SNR0-2M0 | F40300004 |  | SNR0
SNR-H04MFD20HD106 | Turbine Guide Bearing No.6 |  | OPERATING | OPERATING | E074 | SNR0-2M0 | F40300004 |  | SNR0
SNR-H04MFD20HD107 | Turbine Guide Bearing No.7 |  | OPERATING | OPERATING | E074 | SNR0-2M0 | F40300004 |  | SNR0
SNR-H04MFD20HD108 | Turbine Guide Bearing No.8 |  | OPERATING | OPERATING | E074 | SNR0-2M0 | F40300004 |  | SNR0
SNR-H04MFD20HD109 | Turbine Guide Bearing No.9 |  | OPERATING | OPERATING | E074 | SNR0-2M0 | F40300004 |  | SNR0
SNR-H04MFD20HD110 | Turbine Guide Bearing No.10 |  | OPERATING | OPERATING | E074 | SNR0-2M0 | F40300004 |  | SNR0
SNR-H04MFD20HD111 | Turbine Guide Bearing No.11 |  | OPERATING | OPERATING | E074 | SNR0-2M0 | F40300004 |  | SNR0
SNR-H04MFD20HD112 | Turbine Guide Bearing No.12 |  | OPERATING | OPERATING | E074 | SNR0-2M0 | F40300004 |  | SNR0
SNR-H04MFS | SNR-H04 WaterSupply to Tur. Shaft Seali |  | OPERATING | OPERATING | E074 | SNR0-2M0 | F40300004 |  | SNR0
SNR-H04MFS10 | Water Supply for Sealing Box |  | OPERATING | OPERATING | E074 | SNR0-2M0 | F40300004 |  | SNR0
SNR-H04MFS10AA001 | Main Supply Valve for Sealing Box |  | OPERATING | OPERATING | E074 | SNR0-2M0 | F40300004 |  | SNR0
SNR-H04MFS10AA002 | ValveInlet before WashingStrainer(813A) |  | OPERATING | OPERATING | E074 | SNR0-2M0 | F40300004 |  | SNR0
SNR-H04MFS10AA003 | ValveOutlet after Washing Strainer(813A) |  | OPERATING | OPERATING | E074 | SNR0-2M0 | F40300004 |  | SNR0
SNR-H04MFS10AA004 | ValveDrain for Washing Strainer(813A) |  | OPERATING | OPERATING | E074 | SNR0-2M0 | F40300004 |  | SNR0
SNR-H04MFS10AA005 | ValveInlet before Washing Strainer(813B) |  | OPERATING | OPERATING | E074 | SNR0-2M0 | F40300004 |  | SNR0
SNR-H04MFS10AA006 | ValveOutlet after Washing Strainer(813B) |  | OPERATING | OPERATING | E074 | SNR0-2M0 | F40300004 |  | SNR0
SNR-H04MFS10AA007 | Valve Drain for Washing Strainer(813B) |  | OPERATING | OPERATING | E074 | SNR0-2M0 | F40300004 |  | SNR0
SNR-H04MFS10AA008 | Auto Sand Separator Valve Drain(20SM) |  | OPERATING | OPERATING | E074 | SNR0-2M0 | F40300004 |  | SNR0
SNR-H04MFS10AA008-M01 | Motor |  | OPERATING | OPERATING | E074 | SNR0-2E0 | F40300004 |  | SNR0
SNR-H04MFS10AA008KA01 | Valve |  | OPERATING | OPERATING | E074 | SNR0-2M0 | F40300004 |  | SNR0
SNR-H04MFS10AA009 | Valve Inlet before Flow Relay(80WP) |  | OPERATING | OPERATING | E074 | SNR0-2M0 | F40300004 |  | SNR0
SNR-H04MFS10AA010 | Valve Outlet after Flow Relay(80WP) |  | OPERATING | OPERATING | E074 | SNR0-2M0 | F40300004 |  | SNR0
SNR-H04MFS10AA011 | Valve By - Pass for Flow Relay(80WP) |  | OPERATING | OPERATING | E074 | SNR0-2M0 | F40300004 |  | SNR0
SNR-H04MFS10AT001 | Stationary Washing Strainer (813A) |  | OPERATING | OPERATING | E074 | SNR0-2M0 | F40300004 |  | SNR0
SNR-H04MFS10AT002 | Stationary Washing Strainer (813B) |  | OPERATING | OPERATING | E074 | SNR0-2M0 | F40300004 |  | SNR0
SNR-H04MFS10AT003 | Auto Sand Separator(840) |  | OPERATING | OPERATING | E074 | SNR0-2M0 | F40300004 |  | SNR0
SNR-H04MFS10BR001 | Pipe Line |  | OPERATING | OPERATING | E074 | SNR0-2M0 | F40300004 |  | SNR0
SNR-H04MFS10CP001 | Water Flow Relay Sand Separator(80WP) |  | OPERATING | OPERATING | E074 | SNR0-2E0 | F40300004 |  | SNR0
SNR-H04MFV | SNR-H04 Lubricant Supply System |  | OPERATING | OPERATING | E074 | SNR0-2M0 | F40300004 |  | SNR0
SNR-H04MFV10 | Turbine Lub Oil Supply |  | OPERATING | OPERATING | E074 | SNR0-2M0 | F40300004 |  | SNR0
SNR-H04MFV10AA001 | Valve Inlet before Oil Pump No.1 |  | OPERATING | OPERATING | E074 | SNR0-2M0 | F40300004 |  | SNR0
SNR-H04MFV10AA002 | Valve Outlet after Oil Pump No.1 |  | OPERATING | OPERATING | E074 | SNR0-2M0 | F40300004 |  | SNR0
SNR-H04MFV10AA003 | Valve Inlet before Oil Pump No.2 |  | OPERATING | OPERATING | E074 | SNR0-2M0 | F40300004 |  | SNR0
SNR-H04MFV10AA004 | Valve Outlet after Oil Pump No.2 |  | OPERATING | OPERATING | E074 | SNR0-2M0 | F40300004 |  | SNR0
SNR-H04MFV10AA005 | Valve Inlet Oil Cooler No.1 |  | OPERATING | OPERATING | E074 | SNR0-2M0 | F40300004 |  | SNR0
SNR-H04MFV10AA006 | Valve Outlet Oil Cooler No.1 |  | OPERATING | OPERATING | E074 | SNR0-2M0 | F40300004 |  | SNR0
SNR-H04MFV10AA007 | Valve Inlet Oil Cooler No.2 |  | OPERATING | OPERATING | E074 | SNR0-2M0 | F40300004 |  | SNR0
SNR-H04MFV10AA008 | Valve Outlet Oil Cooler No.2 |  | OPERATING | OPERATING | E074 | SNR0-2M0 | F40300004 |  | SNR0
SNR-H04MFV10AA009 | Valve Inlet to Turbine Oil Pan |  | OPERATING | OPERATING | E074 | SNR0-2M0 | F40300004 |  | SNR0
SNR-H04MFV10AC001 | Turbine Guide Brg. Oil Cooler No.1 |  | OPERATING | OPERATING | E074 | SNR0-2M0 | F40300004 |  | SNR0
SNR-H04MFV10AC002 | Turbine Guide Brg. Oil Cooler No.2 |  | OPERATING | OPERATING | E074 | SNR0-2M0 | F40300004 |  | SNR0
SNR-H04MFV10AP001 | Turbine Guide Brg. Oil Pump No.1 |  | OPERATING | OPERATING | E074 | SNR0-2M0 | F40300004 |  | SNR0
SNR-H04MFV10AP001-M01 | Motor 88QBMA |  | OPERATING | OPERATING | E074 | SNR0-2E0 | F40300004 |  | SNR0
SNR-H04MFV10AP001KA01 | Valve for Pressure Gauge |  | OPERATING | OPERATING | E074 | SNR0-2M0 | F40300004 |  | SNR0
SNR-H04MFV10AP001KP01 | Pump No.1 (120A) |  | OPERATING | OPERATING | E074 | SNR0-2M0 | F40300004 |  | SNR0
SNR-H04MFV10AP001MK01 | Coupling |  | OPERATING | OPERATING | E074 | SNR0-2M0 | F40300004 |  | SNR0
SNR-H04MFV10AP001QP01 | Pressure Gauge |  | OPERATING | OPERATING | E074 | SNR0-2E0 | F40300004 |  | SNR0
SNR-H04MFV10AP002 | Turbine Guide Brg. Oil Pump No.2 |  | OPERATING | OPERATING | E074 | SNR0-2M0 | F40300004 |  | SNR0
SNR-H04MFV10AP002-M01 | Motor 88QBMB |  | OPERATING | OPERATING | E074 | SNR0-2E0 | F40300004 |  | SNR0
SNR-H04MFV10AP002KA01 | Valve for Pressure Gauge |  | OPERATING | OPERATING | E074 | SNR0-2M0 | F40300004 |  | SNR0
SNR-H04MFV10AP002KP01 | Oil Pump No.2 (120B) |  | OPERATING | OPERATING | E074 | SNR0-2M0 | F40300004 |  | SNR0
SNR-H04MFV10AP002MK01 | Coupling |  | OPERATING | OPERATING | E074 | SNR0-2M0 | F40300004 |  | SNR0
SNR-H04MFV10AP002QP01 | Pressure Gauge |  | OPERATING | OPERATING | E074 | SNR0-2E0 | F40300004 |  | SNR0
SNR-H04MFV10AT001 | Strainer for Oil Pump No.1 |  | OPERATING | OPERATING | E074 | SNR0-2M0 | F40300004 |  | SNR0
SNR-H04MFV10AT002 | Strainer for Oil Pump No.2 |  | OPERATING | OPERATING | E074 | SNR0-2M0 | F40300004 |  | SNR0
SNR-H04MFV10BR001 | Pipe Line |  | OPERATING | OPERATING | E074 | SNR0-2M0 | F40300004 |  | SNR0
SNR-H04MFV10CP001 | Flow Relay 80QBWA |  | OPERATING | OPERATING | E074 | SNR0-2E0 | F40300004 |  | SNR0
SNR-H04MFV10CP002 | Flow Relay 80QBWB |  | OPERATING | OPERATING | E074 | SNR0-2E0 | F40300004 |  | SNR0
SNR-H04MFV20 | Grease Supply System |  | OPERATING | OPERATING | E074 | SNR0-2M0 | F40300004 |  | SNR0
SNR-H04MFV20AA001 | Shut off valve for Hand Pump No.1 |  | OPERATING | OPERATING | E074 | SNR0-2M0 | F40300004 |  | SNR0
SNR-H04MFV20AA002 | Shut off valve for Hand Pump No.2 |  | OPERATING | OPERATING | E074 | SNR0-2M0 | F40300004 |  | SNR0
SNR-H04MFV20AA003 | Solenoid Valve (20GSA) |  | OPERATING | OPERATING | E074 | SNR0-2M0 | F40300004 |  | SNR0
SNR-H04MFV20AA004 | Solenoid Valve (20GSB) |  | OPERATING | OPERATING | E074 | SNR0-2M0 | F40300004 |  | SNR0
SNR-H04MFV20AA005 | Main Dist. valve No.1 Guide Vane Bush |  | OPERATING | OPERATING | E074 | SNR0-2M0 | F40300004 |  | SNR0
SNR-H04MFV20AA005-S01 | Cycle Swich 33GA |  | OPERATING | OPERATING | E074 | SNR0-2E0 | F40300004 |  | SNR0
SNR-H04MFV20AA006 | Main Dist. valve No.2 Link |  | OPERATING | OPERATING | E074 | SNR0-2M0 | F40300004 |  | SNR0
SNR-H04MFV20AA007 | Main Dis.valve No.3 Thrust Col.,Guid Stip, I/V |  | OPERATING | OPERATING | E074 | SNR0-2M0 | F40300004 |  | SNR0
SNR-H04MFV20AA007-S01 | Cycle Swich 33GB |  | OPERATING | OPERATING | E074 | SNR0-2E0 | F40300004 |  | SNR0
SNR-H04MFV20AA008 | Distributing valve Guide Vane Bush No.1 |  | OPERATING | OPERATING | E074 | SNR0-2M0 | F40300004 |  | SNR0
SNR-H04MFV20AA009 | Distributing valve Guide Vane Bush No.2 |  | OPERATING | OPERATING | E074 | SNR0-2M0 | F40300004 |  | SNR0
SNR-H04MFV20AA010 | Distributing valve Guide Vane Bush No.3 |  | OPERATING | OPERATING | E074 | SNR0-2M0 | F40300004 |  | SNR0
SNR-H04MFV20AA011 | Distributing valve Guide Vane Bush No.4 |  | OPERATING | OPERATING | E074 | SNR0-2M0 | F40300004 |  | SNR0
SNR-H04MFV20AA012 | Distributing valve for Link No.1 |  | OPERATING | OPERATING | E074 | SNR0-2M0 | F40300004 |  | SNR0
SNR-H04MFV20AA013 | Distributing valve for Link No.2 |  | OPERATING | OPERATING | E074 | SNR0-2M0 | F40300004 |  | SNR0
SNR-H04MFV20AA014 | Distributing valve for Link No.3 |  | OPERATING | OPERATING | E074 | SNR0-2M0 | F40300004 |  | SNR0
SNR-H04MFV20AA015 | Dist. valve for Link No.4 |  | OPERATING | OPERATING | E074 | SNR0-2M0 | F40300004 |  | SNR0
SNR-H04MFV20AA016 | Dist. valve for Link No.5 |  | OPERATING | OPERATING | E074 | SNR0-2M0 | F40300004 |  | SNR0
SNR-H04MFV20AA017 | Dist. valve for Thrust Collar No.1 |  | OPERATING | OPERATING | E074 | SNR0-2M0 | F40300004 |  | SNR0
SNR-H04MFV20AA018 | Dist. valve for Thrust Collar No.2 |  | OPERATING | OPERATING | E074 | SNR0-2M0 | F40300004 |  | SNR0
SNR-H04MFV20AA019 | Distributing valve for Guide Stip |  | OPERATING | OPERATING | E074 | SNR0-2M0 | F40300004 |  | SNR0
SNR-H04MFV20AA020 | Distributing valve for Inlet Valve |  | OPERATING | OPERATING | E074 | SNR0-2M0 | F40300004 |  | SNR0
SNR-H04MFV20AA021 | CheckValve for GuideVane MiddleBushNo.1 |  | OPERATING | OPERATING | E074 | SNR0-2M0 | F40300004 |  | SNR0
SNR-H04MFV20AA022 | CheckValve for GuideVane MiddleBushNo.2 |  | OPERATING | OPERATING | E074 | SNR0-2M0 | F40300004 |  | SNR0
SNR-H04MFV20AA023 | CheckValve for GuideVane MiddleBushNo.3 |  | OPERATING | OPERATING | E074 | SNR0-2M0 | F40300004 |  | SNR0
SNR-H04MFV20AA024 | CheckValve for GuideVane MiddleBushNo.4 |  | OPERATING | OPERATING | E074 | SNR0-2M0 | F40300004 |  | SNR0
SNR-H04MFV20AA025 | CheckValve for GuideVane MiddleBushNo.5 |  | OPERATING | OPERATING | E074 | SNR0-2M0 | F40300004 |  | SNR0
SNR-H04MFV20AA026 | CheckValve for GuideVane MiddleBushNo.6 |  | OPERATING | OPERATING | E074 | SNR0-2M0 | F40300004 |  | SNR0
SNR-H04MFV20AA027 | CheckValve for GuideVane MiddleBushNo.7 |  | OPERATING | OPERATING | E074 | SNR0-2M0 | F40300004 |  | SNR0
SNR-H04MFV20AA028 | CheckValve for GuideVane MiddleBushNo.8 |  | OPERATING | OPERATING | E074 | SNR0-2M0 | F40300004 |  | SNR0
SNR-H04MFV20AA029 | CheckValve for GuideVane MiddleBushNo.9 |  | OPERATING | OPERATING | E074 | SNR0-2M0 | F40300004 |  | SNR0
SNR-H04MFV20AA030 | CheckValve for GuideVane MiddleBushNo.10 |  | OPERATING | OPERATING | E074 | SNR0-2M0 | F40300004 |  | SNR0
SNR-H04MFV20AA031 | CheckValve for GuideVane MiddleBushNo.11 |  | OPERATING | OPERATING | E074 | SNR0-2M0 | F40300004 |  | SNR0
SNR-H04MFV20AA032 | CheckValve for GuideVane MiddleBushNo.12 |  | OPERATING | OPERATING | E074 | SNR0-2M0 | F40300004 |  | SNR0
SNR-H04MFV20AA033 | CheckValve for GuideVane MiddleBushNo.13 |  | OPERATING | OPERATING | E074 | SNR0-2M0 | F40300004 |  | SNR0
SNR-H04MFV20AA034 | CheckValve for GuideVane MiddleBushNo.14 |  | OPERATING | OPERATING | E074 | SNR0-2M0 | F40300004 |  | SNR0
SNR-H04MFV20AA035 | CheckValve for GuideVane MiddleBushNo.15 |  | OPERATING | OPERATING | E074 | SNR0-2M0 | F40300004 |  | SNR0
SNR-H04MFV20AA036 | CheckValve for GuideVane MiddleBushNo.16 |  | OPERATING | OPERATING | E074 | SNR0-2M0 | F40300004 |  | SNR0
SNR-H04MFV20AA037 | CheckValve for GuideVane MiddleBushNo.17 |  | OPERATING | OPERATING | E074 | SNR0-2M0 | F40300004 |  | SNR0
SNR-H04MFV20AA038 | CheckValve for GuideVane MiddleBushNo.18 |  | OPERATING | OPERATING | E074 | SNR0-2M0 | F40300004 |  | SNR0
SNR-H04MFV20AA039 | CheckValve for GuideVane MiddleBushNo.19 |  | OPERATING | OPERATING | E074 | SNR0-2M0 | F40300004 |  | SNR0
SNR-H04MFV20AA040 | CheckValve for GuideVane MiddleBushNo.20 |  | OPERATING | OPERATING | E074 | SNR0-2M0 | F40300004 |  | SNR0
SNR-H04MFV20AA041 | CheckValve for GuideVane LowerBush No.1 |  | OPERATING | OPERATING | E074 | SNR0-2M0 | F40300004 |  | SNR0
SNR-H04MFV20AA042 | CheckValve for GuideVane LowerBush No.2 |  | OPERATING | OPERATING | E074 | SNR0-2M0 | F40300004 |  | SNR0
SNR-H04MFV20AA043 | CheckValve for GuideVane LowerBush No.3 |  | OPERATING | OPERATING | E074 | SNR0-2M0 | F40300004 |  | SNR0
SNR-H04MFV20AA044 | CheckValve for GuideVane LowerBush No.4 |  | OPERATING | OPERATING | E074 | SNR0-2M0 | F40300004 |  | SNR0
SNR-H04MFV20AA045 | CheckValve for GuideVane LowerBush No.5 |  | OPERATING | OPERATING | E074 | SNR0-2M0 | F40300004 |  | SNR0
SNR-H04MFV20AA046 | CheckValve for GuideVane LowerBush No.6 |  | OPERATING | OPERATING | E074 | SNR0-2M0 | F40300004 |  | SNR0
SNR-H04MFV20AA047 | CheckValve for GuideVane LowerBush No.7 |  | OPERATING | OPERATING | E074 | SNR0-2M0 | F40300004 |  | SNR0
SNR-H04MFV20AA048 | CheckValve for GuideVane LowerBush No.8 |  | OPERATING | OPERATING | E074 | SNR0-2M0 | F40300004 |  | SNR0
SNR-H04MFV20AA049 | CheckValve for GuideVane LowerBush No.9 |  | OPERATING | OPERATING | E074 | SNR0-2M0 | F40300004 |  | SNR0
SNR-H04MFV20AA050 | CheckValve for GuideVane LowerBush No.10 |  | OPERATING | OPERATING | E074 | SNR0-2M0 | F40300004 |  | SNR0
SNR-H04MFV20AA051 | CheckValve for GuideVane LowerBush No.11 |  | OPERATING | OPERATING | E074 | SNR0-2M0 | F40300004 |  | SNR0
SNR-H04MFV20AA052 | CheckValve for GuideVane LowerBush No.12 |  | OPERATING | OPERATING | E074 | SNR0-2M0 | F40300004 |  | SNR0
SNR-H04MFV20AA053 | CheckValve for GuideVane LowerBush No.13 |  | OPERATING | OPERATING | E074 | SNR0-2M0 | F40300004 |  | SNR0
SNR-H04MFV20AA054 | CheckValve for GuideVane LowerBush No.14 |  | OPERATING | OPERATING | E074 | SNR0-2M0 | F40300004 |  | SNR0
SNR-H04MFV20AA055 | CheckValve for GuideVane LowerBush No.15 |  | OPERATING | OPERATING | E074 | SNR0-2M0 | F40300004 |  | SNR0
SNR-H04MFV20AA056 | CheckValve for GuideVane LowerBush No.16 |  | OPERATING | OPERATING | E074 | SNR0-2M0 | F40300004 |  | SNR0
SNR-H04MFV20AA057 | CheckValve for GuideVane LowerBush No.17 |  | OPERATING | OPERATING | E074 | SNR0-2M0 | F40300004 |  | SNR0
SNR-H04MFV20AA058 | CheckValve for GuideVane LowerBush No.18 |  | OPERATING | OPERATING | E074 | SNR0-2M0 | F40300004 |  | SNR0
SNR-H04MFV20AA059 | CheckValve for GuideVane LowerBush No.19 |  | OPERATING | OPERATING | E074 | SNR0-2M0 | F40300004 |  | SNR0
SNR-H04MFV20AA060 | CheckValve for GuideVane LowerBush No.20 |  | OPERATING | OPERATING | E074 | SNR0-2M0 | F40300004 |  | SNR0
SNR-H04MFV20AA061 | CheckValve for InletValve Stem Disc No.1 |  | OPERATING | OPERATING | E074 | SNR0-2M0 | F40300004 |  | SNR0
SNR-H04MFV20AA062 | CheckValve for InletValve Stem Disc No.2 |  | OPERATING | OPERATING | E074 | SNR0-2M0 | F40300004 |  | SNR0
SNR-H04MFV20AP001 | Electric Grease Pump |  | OPERATING | OPERATING | E074 | SNR0-2M0 | F40300004 |  | SNR0
SNR-H04MFV20AP001-M01 | Motor(88GM) |  | OPERATING | OPERATING | E074 | SNR0-2E0 | F40300004 |  | SNR0
SNR-H04MFV20AP001KA01 | Check Valve |  | OPERATING | OPERATING | E074 | SNR0-2M0 | F40300004 |  | SNR0
SNR-H04MFV20AP001KP01 | Pump No.135 |  | OPERATING | OPERATING | E074 | SNR0-2M0 | F40300004 |  | SNR0
SNR-H04MFV20AP001MK01 | Coupling |  | OPERATING | OPERATING | E074 | SNR0-2M0 | F40300004 |  | SNR0
SNR-H04MFV20AP001QP01 | Pressure Gauge |  | OPERATING | OPERATING | E074 | SNR0-2E0 | F40300004 |  | SNR0
SNR-H04MFV20AP001QP02 | Pressure Switch(63G) |  | OPERATING | OPERATING | E074 | SNR0-2E0 | F40300004 |  | SNR0
SNR-H04MFV20AP002 | Hand Pump |  | OPERATING | OPERATING | E074 | SNR0-2M0 | F40300004 |  | SNR0
SNR-H04MFV20AP002KA01 | Check Valve |  | OPERATING | OPERATING | E074 | SNR0-2M0 | F40300004 |  | SNR0
SNR-H04MFV20AP002KP01 | Pump No.140 |  | OPERATING | OPERATING | E074 | SNR0-2M0 | F40300004 |  | SNR0
SNR-H04MFV20AP002QP01 | Pressure Gauge |  | OPERATING | OPERATING | E074 | SNR0-2E0 | F40300004 |  | SNR0
SNR-H04MFV20BB001 | Tank for Electric Pump |  | OPERATING | OPERATING | E074 | SNR0-2M0 | F40300004 |  | SNR0
SNR-H04MFV20BB001-S01 | Limit Switch (71G) |  | OPERATING | OPERATING | E074 | SNR0-2E0 | F40300004 |  | SNR0
SNR-H04MFV20BB002 | Tank for Hand Pump |  | OPERATING | OPERATING | E074 | SNR0-2M0 | F40300004 |  | SNR0
SNR-H04MFV20BR001 | Piping |  | OPERATING | OPERATING | E074 | SNR0-2M0 | F40300004 |  | SNR0
SNR-H04MFW | SNR-H04 Sealing Water Supply System |  | OPERATING | OPERATING | E074 | SNR0-2M0 | F40300004 |  | SNR0
SNR-H04MFW10 | Water Supply for Runner Seal |  | OPERATING | OPERATING | E074 | SNR0-2M0 | F40300004 |  | SNR0
SNR-H04MFW10AA001 | Main Supply Valve For Runner Seal |  | OPERATING | OPERATING | E074 | SNR0-2M0 | F40300004 |  | SNR0
SNR-H04MFW10AA002 | Valve 20 RM |  | OPERATING | OPERATING | E074 | SNR0-2M0 | F40300004 |  | SNR0
SNR-H04MFW10AA002-M01 | Motor |  | OPERATING | OPERATING | E074 | SNR0-2E0 | F40300004 |  | SNR0
SNR-H04MFW10AA002KA01 | Valve |  | OPERATING | OPERATING | E074 | SNR0-2M0 | F40300004 |  | SNR0
SNR-H04MFW10AA003 | By Pass Valve for 20 RM |  | OPERATING | OPERATING | E074 | SNR0-2M0 | F40300004 |  | SNR0
SNR-H04MFW10AA004 | Valve Drain for Strainer 814 |  | OPERATING | OPERATING | E074 | SNR0-2M0 | F40300004 |  | SNR0
SNR-H04MFW10AA005 | Valve Inlet before Folw Relay 80WR |  | OPERATING | OPERATING | E074 | SNR0-2M0 | F40300004 |  | SNR0
SNR-H04MFW10AA006 | Valve Outlet after Folw Relay 80WR |  | OPERATING | OPERATING | E074 | SNR0-2M0 | F40300004 |  | SNR0
SNR-H04MFW10AA007 | Valve By - Pass for Folw Relay 80WR |  | OPERATING | OPERATING | E074 | SNR0-2M0 | F40300004 |  | SNR0
SNR-H04MFW10AA008 | CheckValve for Runner Seal To BottomRing |  | OPERATING | OPERATING | E074 | SNR0-2M0 | F40300004 |  | SNR0
SNR-H04MFW10AA009 | CheckValve for Runner Seal To Head Cover |  | OPERATING | OPERATING | E074 | SNR0-2M0 | F40300004 |  | SNR0
SNR-H04MFW10AA010 | ValveOutlet for RunnerSeal To BottomRing |  | OPERATING | OPERATING | E074 | SNR0-2M0 | F40300004 |  | SNR0
SNR-H04MFW10AA011 | ValveOutlet for Runner Seal To HeadCover |  | OPERATING | OPERATING | E074 | SNR0-2M0 | F40300004 |  | SNR0
SNR-H04MFW10AT001 | Runner Seal Strainer(814) |  | OPERATING | OPERATING | E074 | SNR0-2M0 | F40300004 |  | SNR0
SNR-H04MFW10AT001KT01 | Strainer |  | OPERATING | OPERATING | E074 | SNR0-2M0 | F40300004 |  | SNR0
SNR-H04MFW10AT001QP01 | Pressure Gauge before Strainer |  | OPERATING | OPERATING | E074 | SNR0-2E0 | F40300004 |  | SNR0
SNR-H04MFW10AT001QP02 | Pressure Gauge After Strainer |  | OPERATING | OPERATING | E074 | SNR0-2E0 | F40300004 |  | SNR0
SNR-H04MFW10BR001 | Pipe Line |  | OPERATING | OPERATING | E074 | SNR0-2M0 | F40300004 |  | SNR0
SNR-H04MFW10CP001 | Water Flow Relay For Runner Seal(80WR) |  | OPERATING | OPERATING | E074 | SNR0-2E0 | F40300004 |  | SNR0
SNR-H04MFW20 | Water Supply for Pumping Mode |  | OPERATING | OPERATING | E074 | SNR0-2M0 | F40300004 |  | SNR0
SNR-H04MFW20AA001 | Main Valve Inlet |  | OPERATING | OPERATING | E074 | SNR0-2M0 | F40300004 |  | SNR0
SNR-H04MFW20AA002 | Motor Operated Valve 20VM |  | OPERATING | OPERATING | E074 | SNR0-2E0 | F40300004 |  | SNR0
SNR-H04MFW20AA002-M01 | Motor |  | OPERATING | OPERATING | E074 | SNR0-2E0 | F40300004 |  | SNR0
SNR-H04MFW20AA002KA01 | Valve |  | OPERATING | OPERATING | E074 | SNR0-2M0 | F40300004 |  | SNR0
SNR-H04MFW20AA002MG01 | Gear drive |  | OPERATING | OPERATING | E074 | SNR0-2M0 | F40300004 |  | SNR0
SNR-H04MFW20AA003 | Valve ByPass Motor Operated Valve20VM |  | OPERATING | OPERATING | E074 | SNR0-2M0 | F40300004 |  | SNR0
SNR-H04MFW20AA004 | Main Valve Outlet |  | OPERATING | OPERATING | E074 | SNR0-2M0 | F40300004 |  | SNR0
SNR-H04MFW20AA005 | Throttle Valve 827 |  | OPERATING | OPERATING | E074 | SNR0-2M0 | F40300004 |  | SNR0
SNR-H04MFW20BR001 | Pipe Line |  | OPERATING | OPERATING | E074 | SNR0-2M0 | F40300004 |  | SNR0
SNR-H04MFW20CL001 | Water Level Relay for Pumping Mode |  | OPERATING | OPERATING | E074 | SNR0-2E0 | F40300004 |  | SNR0
SNR-H04MFW20CL001KA01 | Valve Upper |  | OPERATING | OPERATING | E074 | SNR0-2M0 | F40300004 |  | SNR0
SNR-H04MFW20CL001KA02 | Valve Lower |  | OPERATING | OPERATING | E074 | SNR0-2M0 | F40300004 |  | SNR0
SNR-H04MFW20CL001KA03 | Valve Drain |  | OPERATING | OPERATING | E074 | SNR0-2M0 | F40300004 |  | SNR0
SNR-H04MFW20CL001KD01 | Tank |  | OPERATING | OPERATING | E074 | SNR0-2M0 | F40300004 |  | SNR0
SNR-H04MFW20CL001KT01 | Strainer Upper |  | OPERATING | OPERATING | E074 | SNR0-2M0 | F40300004 |  | SNR0
SNR-H04MFW20CL001KT02 | Strainer Lower |  | OPERATING | OPERATING | E074 | SNR0-2M0 | F40300004 |  | SNR0
SNR-H04MFW20CL001QP01 | 71D1 |  | OPERATING | OPERATING | E074 | SNR0-2E0 | F40300004 |  | SNR0
SNR-H04MFW20CL001QP02 | 71D2 |  | OPERATING | OPERATING | E074 | SNR0-2E0 | F40300004 |  | SNR0
SNR-H04MFW20CL001QP03 | 71D3 |  | OPERATING | OPERATING | E074 | SNR0-2E0 | F40300004 |  | SNR0
SNR-H04MFW20CL001QP04 | 71D4 |  | OPERATING | OPERATING | E074 | SNR0-2E0 | F40300004 |  | SNR0
SNR-H04MFW20CL002 | Sight Glass |  | OPERATING | OPERATING | E074 | SNR0-2E0 | F40300004 |  | SNR0
SNR-H04MFX | SNR-H04 Oil Pressure Supply System |  | OPERATING | OPERATING | E074 | SNR0-2M0 | F40300004 |  | SNR0
SNR-H04MFX10 | GOVERNOR OIL SUMP TANK |  | OPERATING | OPERATING | E074 | SNR0-2M0 | F40300004 |  | SNR0
SNR-H04MFX10AA001 | Valve for Oil Conditioner |  | OPERATING | OPERATING | E074 | SNR0-2M0 | F40300004 |  | SNR0
SNR-H04MFX10AA002 | Valve Drain for Sump Tank |  | OPERATING | OPERATING | E074 | SNR0-2M0 | F40300004 |  | SNR0
SNR-H04MFX10AC001 | Internal Oil Cooler (404) |  | OPERATING | OPERATING | E074 | SNR0-2M0 | F40300004 |  | SNR0
SNR-H04MFX10AP001 | Governor Oil Pump No.A (401A) |  | OPERATING | OPERATING | E074 | SNR0-2M0 | F40300004 |  | SNR0
SNR-H04MFX10AP001-M01 | Motor (88QGMA) |  | OPERATING | OPERATING | E074 | SNR0-2E0 | F40300004 |  | SNR0
SNR-H04MFX10AP001-Y01 | Electromagnetic Valve (20QGSA) |  | OPERATING | OPERATING | E074 | SNR0-2M0 | F40300004 |  | SNR0
SNR-H04MFX10AP001KA01 | Safety Relief Valve (405A) |  | OPERATING | OPERATING | E074 | SNR0-2M0 | F40300004 |  | SNR0
SNR-H04MFX10AP001KA02 | Unloader Valve (410A) |  | OPERATING | OPERATING | E074 | SNR0-2M0 | F40300004 |  | SNR0
SNR-H04MFX10AP001KA03 | Check Valve |  | OPERATING | OPERATING | E074 | SNR0-2M0 | F40300004 |  | SNR0
SNR-H04MFX10AP001KA04 | Valve Outlet |  | OPERATING | OPERATING | E074 | SNR0-2M0 | F40300004 |  | SNR0
SNR-H04MFX10AP001KP01 | Pump |  | OPERATING | OPERATING | E074 | SNR0-2M0 | F40300004 |  | SNR0
SNR-H04MFX10AP001KT01 | Line Filter |  | OPERATING | OPERATING | E074 | SNR0-2M0 | F40300004 |  | SNR0
SNR-H04MFX10AP001MK01 | Coupling |  | OPERATING | OPERATING | E074 | SNR0-2M0 | F40300004 |  | SNR0
SNR-H04MFX10AP001MR01 | Pipe Line |  | OPERATING | OPERATING | E074 | SNR0-2M0 | F40300004 |  | SNR0
SNR-H04MFX10AP002 | Governor Oil Pump No.B (401B) |  | OPERATING | OPERATING | E074 | SNR0-2M0 | F40300004 |  | SNR0
SNR-H04MFX10AP002-M01 | Motor (88QGMB) |  | OPERATING | OPERATING | E074 | SNR0-2E0 | F40300004 |  | SNR0
SNR-H04MFX10AP002-Y01 | Electromagnetic Valve (20QGSB) |  | OPERATING | OPERATING | E074 | SNR0-2M0 | F40300004 |  | SNR0
SNR-H04MFX10AP002KA01 | Safety Relief Valve (405B) |  | OPERATING | OPERATING | E074 | SNR0-2M0 | F40300004 |  | SNR0
SNR-H04MFX10AP002KA02 | Unloader Valve (410B) |  | OPERATING | OPERATING | E074 | SNR0-2M0 | F40300004 |  | SNR0
SNR-H04MFX10AP002KA03 | Check Valve |  | OPERATING | OPERATING | E074 | SNR0-2M0 | F40300004 |  | SNR0
SNR-H04MFX10AP002KA04 | Valve Outlet |  | OPERATING | OPERATING | E074 | SNR0-2M0 | F40300004 |  | SNR0
SNR-H04MFX10AP002KP01 | Pump |  | OPERATING | OPERATING | E074 | SNR0-2M0 | F40300004 |  | SNR0
SNR-H04MFX10AP002KT01 | Line Filter |  | OPERATING | OPERATING | E074 | SNR0-2M0 | F40300004 |  | SNR0
SNR-H04MFX10AP002MK01 | Coupling |  | OPERATING | OPERATING | E074 | SNR0-2M0 | F40300004 |  | SNR0
SNR-H04MFX10AP002MR01 | Pipe Line |  | OPERATING | OPERATING | E074 | SNR0-2M0 | F40300004 |  | SNR0
SNR-H04MFX10AT001 | Oil Filter |  | OPERATING | OPERATING | E074 | SNR0-2M0 | F40300004 |  | SNR0
SNR-H04MFX10AT001KA02 | 3 - way Valve Inlet |  | OPERATING | OPERATING | E074 | SNR0-2M0 | F40300004 |  | SNR0
SNR-H04MFX10BB001 | Sump Tank (403) |  | OPERATING | OPERATING | E074 | SNR0-2M0 | F40300004 |  | SNR0
SNR-H04MFX10CL001 | Water Detection Relay (74G) |  | OPERATING | OPERATING | E074 | SNR0-2E0 | F40300004 |  | SNR0
SNR-H04MFX10CL002 | Oil Level Relay (71GS) |  | OPERATING | OPERATING | E074 | SNR0-2E0 | F40300004 |  | SNR0
SNR-H04MFX10CL003 | Oil Level Gauge (407) |  | OPERATING | OPERATING | E074 | SNR0-2E0 | F40300004 |  | SNR0
SNR-H04MFX10CT001 | Thermometer (26QGS) |  | OPERATING | OPERATING | E074 | SNR0-2E0 | F40300004 |  | SNR0
SNR-H04MFX11 | Governor Oil Pressure Tank |  | OPERATING | OPERATING | E074 | SNR0-2M0 | F40300004 |  | SNR0
SNR-H04MFX11AA001 | Valve Main Supply to Distributing Valve |  | OPERATING | OPERATING | E074 | SNR0-2M0 | F40300004 |  | SNR0
SNR-H04MFX11AA002 | Valve Supply to Pressure Relay |  | OPERATING | OPERATING | E074 | SNR0-2M0 | F40300004 |  | SNR0
SNR-H04MFX11AA003 | Valve Air Supply From Main Air Tank |  | OPERATING | OPERATING | E074 | SNR0-2M0 | F40300004 |  | SNR0
SNR-H04MFX11AA004 | Valve Drain Air |  | OPERATING | OPERATING | E074 | SNR0-2M0 | F40300004 |  | SNR0
SNR-H04MFX11AA005 | Valve Upper 71GP1 |  | OPERATING | OPERATING | E074 | SNR0-2M0 | F40300004 |  | SNR0
SNR-H04MFX11AA006 | Valve Lower 71GP1 |  | OPERATING | OPERATING | E074 | SNR0-2M0 | F40300004 |  | SNR0
SNR-H04MFX11AA007 | Valve Drain 71GP1 |  | OPERATING | OPERATING | E074 | SNR0-2M0 | F40300004 |  | SNR0
SNR-H04MFX11AA008 | Valve Upper 71GP2 |  | OPERATING | OPERATING | E074 | SNR0-2M0 | F40300004 |  | SNR0
SNR-H04MFX11AA009 | Valve Lower 71GP2 |  | OPERATING | OPERATING | E074 | SNR0-2M0 | F40300004 |  | SNR0
SNR-H04MFX11AA010 | Valve Drain 71GP2 |  | OPERATING | OPERATING | E074 | SNR0-2M0 | F40300004 |  | SNR0
SNR-H04MFX11AA011 | Valve to Pressure Gauge (I13) |  | OPERATING | OPERATING | E074 | SNR0-2M0 | F40300004 |  | SNR0
SNR-H04MFX11AA012 | Valve Drain Oil to Sump Tank |  | OPERATING | OPERATING | E074 | SNR0-2M0 | F40300004 |  | SNR0
SNR-H04MFX11AA013 | Valve Drain Oil |  | OPERATING | OPERATING | E074 | SNR0-2M0 | F40300004 |  | SNR0
SNR-H04MFX11AA014 | Float Valve (495) |  | OPERATING | OPERATING | E074 | SNR0-2M0 | F40300004 |  | SNR0
SNR-H04MFX11AA015 | Safety Relief Valve (411) |  | OPERATING | OPERATING | E074 | SNR0-2M0 | F40300004 |  | SNR0
SNR-H04MFX11AA015-S01 | Limit Switch (63QGS) |  | OPERATING | OPERATING | E074 | SNR0-2E0 | F40300004 |  | SNR0
SNR-H04MFX11BB001 | Pressure Tank (402) |  | OPERATING | OPERATING | E074 | SNR0-2M0 | F40300004 |  | SNR0
SNR-H04MFX11BR001 | Pipe Line |  | OPERATING | OPERATING | E074 | SNR0-2M0 | F40300004 |  | SNR0
SNR-H04MFX11CL001 | Oil Level Relay (71GP1) |  | OPERATING | OPERATING | E074 | SNR0-2E0 | F40300004 |  | SNR0
SNR-H04MFX11CL002 | Oil Level Relay(71GP2) |  | OPERATING | OPERATING | E074 | SNR0-2E0 | F40300004 |  | SNR0
SNR-H04MFX11CL003 | Oil Level Gauge (406) |  | OPERATING | OPERATING | E074 | SNR0-2E0 | F40300004 |  | SNR0
SNR-H04MFX11CP001 | Pressure Gauge (I13) |  | OPERATING | OPERATING | E074 | SNR0-2E0 | F40300004 |  | SNR0
SNR-H04MFX11CP002 | Pressure Relay (63Q1) |  | OPERATING | OPERATING | E074 | SNR0-2E0 | F40300004 |  | SNR0
SNR-H04MFX11CP003 | Pressure Relay (63Q2) |  | OPERATING | OPERATING | E074 | SNR0-2E0 | F40300004 |  | SNR0
SNR-H04MFX11CP004 | Pressure Relay (63Q3) |  | OPERATING | OPERATING | E074 | SNR0-2E0 | F40300004 |  | SNR0
SNR-H04MFX11CP005 | Pressure Relay (63Q4) |  | OPERATING | OPERATING | E074 | SNR0-2E0 | F40300004 |  | SNR0
SNR-H04MFX11CP006 | Pressure Relay (63Q5) |  | OPERATING | OPERATING | E074 | SNR0-2E0 | F40300004 |  | SNR0
SNR-H04MFX20 | Inlet Valve Oil Sump Tank |  | OPERATING | OPERATING | E074 | SNR0-2M0 | F40300004 |  | SNR0
SNR-H04MFX20AA001 | Valve for Oil Conditioner |  | OPERATING | OPERATING | E074 | SNR0-2M0 | F40300004 |  | SNR0
SNR-H04MFX20AA002 | Valve Drain |  | OPERATING | OPERATING | E074 | SNR0-2M0 | F40300004 |  | SNR0
SNR-H04MFX20AC001 | Internal Oil Cooler (274) |  | OPERATING | OPERATING | E074 | SNR0-2M0 | F40300004 |  | SNR0
SNR-H04MFX20AP001 | Inlet Valve Oil Pump (271) |  | OPERATING | OPERATING | E074 | SNR0-2M0 | F40300004 |  | SNR0
SNR-H04MFX20AP001-M01 | Motor (88QVM) |  | OPERATING | OPERATING | E074 | SNR0-2E0 | F40300004 |  | SNR0
SNR-H04MFX20AP001-Y01 | Electromagnetic Valve (20QVS) |  | OPERATING | OPERATING | E074 | SNR0-2M0 | F40300004 |  | SNR0
SNR-H04MFX20AP001KA01 | Safety Relief Valve (285) |  | OPERATING | OPERATING | E074 | SNR0-2M0 | F40300004 |  | SNR0
SNR-H04MFX20AP001KA02 | Check Valve |  | OPERATING | OPERATING | E074 | SNR0-2M0 | F40300004 |  | SNR0
SNR-H04MFX20AP001KA03 | Valve Outlet |  | OPERATING | OPERATING | E074 | SNR0-2M0 | F40300004 |  | SNR0
SNR-H04MFX20AP001KP01 | Pump (271) |  | OPERATING | OPERATING | E074 | SNR0-2M0 | F40300004 |  | SNR0
SNR-H04MFX20AP001MK01 | Coupling |  | OPERATING | OPERATING | E074 | SNR0-2M0 | F40300004 |  | SNR0
SNR-H04MFX20AP001MR01 | Pipe Line |  | OPERATING | OPERATING | E074 | SNR0-2M0 | F40300004 |  | SNR0
SNR-H04MFX20AT001 | Oil Filter |  | OPERATING | OPERATING | E074 | SNR0-2M0 | F40300004 |  | SNR0
SNR-H04MFX20BB001 | Sump Tank (273) |  | OPERATING | OPERATING | E074 | SNR0-2M0 | F40300004 |  | SNR0
SNR-H04MFX20CL001 | Water Detection Relay (74V) |  | OPERATING | OPERATING | E074 | SNR0-2E0 | F40300004 |  | SNR0
SNR-H04MFX20CL002 | Oil Level Relay (71VS) |  | OPERATING | OPERATING | E074 | SNR0-2E0 | F40300004 |  | SNR0
SNR-H04MFX20CL003 | Oil Level Gauge (279) |  | OPERATING | OPERATING | E074 | SNR0-2E0 | F40300004 |  | SNR0
SNR-H04MFX20CT001 | Thermometer (26QVS) |  | OPERATING | OPERATING | E074 | SNR0-2E0 | F40300004 |  | SNR0
SNR-H04MFX21 | Inlet Valve Oil Pressure Tank |  | OPERATING | OPERATING | E074 | SNR0-2M0 | F40300004 |  | SNR0
SNR-H04MFX21AA001 | Valve to Hydraulic Oil Dist. Valve |  | OPERATING | OPERATING | E074 | SNR0-2M0 | F40300004 |  | SNR0
SNR-H04MFX21AA002 | Valve To Solenoid Valve |  | OPERATING | OPERATING | E074 | SNR0-2M0 | F40300004 |  | SNR0
SNR-H04MFX21AA003 | Valve Supply to Pressure Relay |  | OPERATING | OPERATING | E074 | SNR0-2M0 | F40300004 |  | SNR0
SNR-H04MFX21AA004 | Valve Air Supply From Main Air Tank |  | OPERATING | OPERATING | E074 | SNR0-2M0 | F40300004 |  | SNR0
SNR-H04MFX21AA005 | Valve Drain Air |  | OPERATING | OPERATING | E074 | SNR0-2M0 | F40300004 |  | SNR0
SNR-H04MFX21AA006 | Valve Upper 71VP1 |  | OPERATING | OPERATING | E074 | SNR0-2M0 | F40300004 |  | SNR0
SNR-H04MFX21AA007 | Valve Lower 71VP1 |  | OPERATING | OPERATING | E074 | SNR0-2M0 | F40300004 |  | SNR0
SNR-H04MFX21AA008 | Valve Drain 71VP1 |  | OPERATING | OPERATING | E074 | SNR0-2M0 | F40300004 |  | SNR0
SNR-H04MFX21AA009 | Valve Upper 71VP2 |  | OPERATING | OPERATING | E074 | SNR0-2M0 | F40300004 |  | SNR0
SNR-H04MFX21AA010 | Valve Lower 71VP2 |  | OPERATING | OPERATING | E074 | SNR0-2M0 | F40300004 |  | SNR0
SNR-H04MFX21AA011 | Valve Drain 71VP2 |  | OPERATING | OPERATING | E074 | SNR0-2M0 | F40300004 |  | SNR0
SNR-H04MFX21AA012 | Valve to Pressure Gauge (I14) |  | OPERATING | OPERATING | E074 | SNR0-2M0 | F40300004 |  | SNR0
SNR-H04MFX21AA013 | Valve Drain Oil to Sump Tank |  | OPERATING | OPERATING | E074 | SNR0-2M0 | F40300004 |  | SNR0
SNR-H04MFX21AA014 | Valve Drain Oil |  | OPERATING | OPERATING | E074 | SNR0-2M0 | F40300004 |  | SNR0
SNR-H04MFX21AA015 | Safety Relief Valve (276) |  | OPERATING | OPERATING | E074 | SNR0-2M0 | F40300004 |  | SNR0
SNR-H04MFX21AA015-S01 | Limit Switch (63QVS) |  | OPERATING | OPERATING | E074 | SNR0-2E0 | F40300004 |  | SNR0
SNR-H04MFX21AA016 | Float Valve (295) |  | OPERATING | OPERATING | E074 | SNR0-2M0 | F40300004 |  | SNR0
SNR-H04MFX21BB001 | Pressure Tank |  | OPERATING | OPERATING | E074 | SNR0-2M0 | F40300004 |  | SNR0
SNR-H04MFX21BR001 | Pipe Line |  | OPERATING | OPERATING | E074 | SNR0-2M0 | F40300004 |  | SNR0
SNR-H04MFX21CL001 | Oil Level Relay(71VP1) |  | OPERATING | OPERATING | E074 | SNR0-2E0 | F40300004 |  | SNR0
SNR-H04MFX21CL002 | Oil Level Relay(71VP2) |  | OPERATING | OPERATING | E074 | SNR0-2E0 | F40300004 |  | SNR0
SNR-H04MFX21CL003 | Oil Level Gauge(278) |  | OPERATING | OPERATING | E074 | SNR0-2E0 | F40300004 |  | SNR0
SNR-H04MFX21CP001 | Pressure Gauge (I14) |  | OPERATING | OPERATING | E074 | SNR0-2E0 | F40300004 |  | SNR0
SNR-H04MFX21CP002 | Pressure Relay (63QV1) |  | OPERATING | OPERATING | E074 | SNR0-2E0 | F40300004 |  | SNR0
SNR-H04MFX21CP003 | Pressure Relay (63QV2) |  | OPERATING | OPERATING | E074 | SNR0-2E0 | F40300004 |  | SNR0
SNR-H04MFX21CP004 | Pressure Relay (63QV3) |  | OPERATING | OPERATING | E074 | SNR0-2E0 | F40300004 |  | SNR0
SNR-H04MFX21CP005 | Pressure Relay (63QV4) |  | OPERATING | OPERATING | E074 | SNR0-2E0 | F40300004 |  | SNR0
SNR-H04MFX30 | Leaked Oil Sump Tank (482) |  | OPERATING | OPERATING | E074 | SNR0-2M0 | F40300004 |  | SNR0
SNR-H04MFX30AA001 | Valve Inlet |  | OPERATING | OPERATING | E074 | SNR0-2M0 | F40300004 |  | SNR0
SNR-H04MFX30AA002 | Valve Outlet |  | OPERATING | OPERATING | E074 | SNR0-2M0 | F40300004 |  | SNR0
SNR-H04MFX30AA003 | Check Valve |  | OPERATING | OPERATING | E074 | SNR0-2M0 | F40300004 |  | SNR0
SNR-H04MFX30AP001 | Leaked Oil Pump (481) |  | OPERATING | OPERATING | E074 | SNR0-2M0 | F40300004 |  | SNR0
SNR-H04MFX30AP001-M01 | Motor (88QLM) |  | OPERATING | OPERATING | E074 | SNR0-2E0 | F40300004 |  | SNR0
SNR-H04MFX30AP001KP01 | Pump (481) |  | OPERATING | OPERATING | E074 | SNR0-2M0 | F40300004 |  | SNR0
SNR-H04MFX30AP001MK01 | Coupling |  | OPERATING | OPERATING | E074 | SNR0-2M0 | F40300004 |  | SNR0
SNR-H04MFX30AT001 | Strainer |  | OPERATING | OPERATING | E074 | SNR0-2M0 | F40300004 |  | SNR0
SNR-H04MFX30BB001 | Sump Tank (482) |  | OPERATING | OPERATING | E074 | SNR0-2M0 | F40300004 |  | SNR0
SNR-H04MFX30BR001 | Pipe Line |  | OPERATING | OPERATING | E074 | SNR0-2M0 | F40300004 |  | SNR0
SNR-H04MFX30CL001 | Oil Level Relay (71L) |  | OPERATING | OPERATING | E074 | SNR0-2E0 | F40300004 |  | SNR0
SNR-H04MFX30CL002 | Oil Level Gauge (485) |  | OPERATING | OPERATING | E074 | SNR0-2E0 | F40300004 |  | SNR0
SNR-H04MFX50 | Turbine Control |  | OPERATING | OPERATING | E074 | SNR0-2M0 | F40300004 |  | SNR0
SNR-H04MFX50AA001 | Main Supply Valve for Governor (630) |  | OPERATING | OPERATING | E074 | SNR0-2M0 | F40300004 |  | SNR0
SNR-H04MFX51AA002 | SNR-H04MFX51AA002 |  | OPERATING | OPERATING | E074 | SNR0-2M0 | F40300004 |  | SNR0
SNR-H04MFX51AA002KA01 | Valve Outlet |  | OPERATING | OPERATING | E074 | SNR0-2M0 | F40300004 |  | SNR0
SNR-H04MFX51AA002KA02 | 3 - way Valve Inlet |  | OPERATING | OPERATING | E074 | SNR0-2M0 | F40300004 |  | SNR0
SNR-H04MFX51AA002KA03 | 3 - way Valve Outlet |  | OPERATING | OPERATING | E074 | SNR0-2M0 | F40300004 |  | SNR0
SNR-H04MFX51AA002KT01 | Strainer No.A |  | OPERATING | OPERATING | E074 | SNR0-2M0 | F40300004 |  | SNR0
SNR-H04MFX51AA002KT02 | Strainer No.B |  | OPERATING | OPERATING | E074 | SNR0-2M0 | F40300004 |  | SNR0
SNR-H04MFX51AT001 | Duplex Strainer 707 |  | OPERATING | OPERATING | E074 | SNR0-2M0 | F40300004 |  | SNR0
SNR-H04MFX51AT001KA01 | Valve Inlet |  | OPERATING | OPERATING | E074 | SNR0-2M0 | F40300004 |  | SNR0
SNR-H04MFX51AT001KA03 | 3 - way Valve Outlet |  | OPERATING | OPERATING | E074 | SNR0-2M0 | F40300004 |  | SNR0
SNR-H04MFX51AT001KT01 | Strainer No.A |  | OPERATING | OPERATING | E074 | SNR0-2M0 | F40300004 |  | SNR0
SNR-H04MFX51AT001KT02 | Strainer No.B |  | OPERATING | OPERATING | E074 | SNR0-2M0 | F40300004 |  | SNR0
SNR-H04MFX51AT002 | Duplex Strainer 708 |  | OPERATING | OPERATING | E074 | SNR0-2M0 | F40300004 |  | SNR0
SNR-H04MFX52 | Actuator |  | OPERATING | OPERATING | E074 | SNR0-2M0 | F40300004 |  | SNR0
SNR-H04MFX52AA001 | Actuator (701) |  | OPERATING | OPERATING | E074 | SNR0-2M0 | F40300004 |  | SNR0
SNR-H04MFX52AA002 | Actuator Pilot Valve (702) |  | OPERATING | OPERATING | E074 | SNR0-2M0 | F40300004 |  | SNR0
SNR-H04MFX52AA002-B01 | Transducer (65B-65C) |  | OPERATING | OPERATING | E074 | SNR0-2M0 | F40300004 |  | SNR0
SNR-H04MFX52AA002-M01 | 65LM (Load Limit Motor) |  | OPERATING | OPERATING | E074 | SNR0-2E0 | F40300004 |  | SNR0
SNR-H04MFX52AA002-S01 | 65LF(Limit Switch for Actuator lockfree) |  | OPERATING | OPERATING | E074 | SNR0-2E0 | F40300004 |  | SNR0
SNR-H04MFX52AA002-S02 | 65LP(LimitSwitch for Load LimitPosition) |  | OPERATING | OPERATING | E074 | SNR0-2E0 | F40300004 |  | SNR0
SNR-H04MFX52AA002-Y01 | 65LS (Locking Solenoid for Actuator) |  | OPERATING | OPERATING | E074 | SNR0-2E0 | F40300004 |  | SNR0
SNR-H04MFX52AA002-Y02 | 65GR(Differential Transformer Feedback) |  | OPERATING | OPERATING | E074 | SNR0-2E0 | F40300004 |  | SNR0
SNR-H04MFX52AA002KA01 | Pilot Valve (701) |  | OPERATING | OPERATING | E074 | SNR0-2M0 | F40300004 |  | SNR0
SNR-H04MFX52AA003 | Gate Opening Control Device |  | OPERATING | OPERATING | E074 | SNR0-2E0 | F40300004 |  | SNR0
SNR-H04MFX52AA003-B01 | Potentiometer (77WG) |  | OPERATING | OPERATING | E074 | SNR0-2E0 | F40300004 |  | SNR0
SNR-H04MFX52AA003-B02 | Potentiometer (77WP) |  | OPERATING | OPERATING | E074 | SNR0-2E0 | F40300004 |  | SNR0
SNR-H04MFX52AA003-B03 | Potentiometer (33W) |  | OPERATING | OPERATING | E074 | SNR0-2E0 | F40300004 |  | SNR0
SNR-H04MFX52AA003-B04 | Potentiometer (33WP) |  | OPERATING | OPERATING | E074 | SNR0-2E0 | F40300004 |  | SNR0
SNR-H04MFX52AA003-M01 | Motor (77WCM) |  | OPERATING | OPERATING | E074 | SNR0-2E0 | F40300004 |  | SNR0
SNR-H04MFX52AU001 | Actuator ServoMotor (703) |  | OPERATING | OPERATING | E074 | SNR0-2M0 | F40300004 |  | SNR0
SNR-H04MFX52CP001 | Pressure Gauge I11 |  | OPERATING | OPERATING | E074 | SNR0-2E0 | F40300004 |  | SNR0
SNR-H04MFX52CP002 | Pressure Gauge I12 |  | OPERATING | OPERATING | E074 | SNR0-2E0 | F40300004 |  | SNR0
SNR-H04MFX52CP003 | Pressure Switch 63QA |  | OPERATING | OPERATING | E074 | SNR0-2E0 | F40300004 |  | SNR0
SNR-H04MFX53 | Distributing Valve 720 |  | OPERATING | OPERATING | E074 | SNR0-2M0 | F40300004 |  | SNR0
SNR-H04MFX53AA001 | Distributing Valve GuideVane Servo.(720) |  | OPERATING | OPERATING | E074 | SNR0-2M0 | F40300004 |  | SNR0
SNR-H04MFX53AA002 | Interlocking Valve for Dist.Valve (672) |  | OPERATING | OPERATING | E074 | SNR0-2M0 | F40300004 |  | SNR0
SNR-H04MFX53AA003 | Throttle Valve for closing time 725-1 |  | OPERATING | OPERATING | E074 | SNR0-2M0 | F40300004 |  | SNR0
SNR-H04MFX53AA004 | Throttle Valve for Opening time 725-2 |  | OPERATING | OPERATING | E074 | SNR0-2M0 | F40300004 |  | SNR0
SNR-H04MFX53AA005 | Throttle Valve for closing time 725-3 |  | OPERATING | OPERATING | E074 | SNR0-2M0 | F40300004 |  | SNR0
SNR-H04MFX53AA006 | Valve for Pressure Gauge |  | OPERATING | OPERATING | E074 | SNR0-2M0 | F40300004 |  | SNR0
SNR-H04MFX53CP001 | Pressure Gauge I9 |  | OPERATING | OPERATING | E074 | SNR0-2E0 | F40300004 |  | SNR0
SNR-H04MFX54 | G/V ServoMotor |  | OPERATING | OPERATING | E074 | SNR0-2M0 | F40300004 |  | SNR0
SNR-H04MFX54AU001 | G/V ServoMotor 710A |  | OPERATING | OPERATING | E074 | SNR0-2M0 | F40300004 |  | SNR0
SNR-H04MFX54AU001BP01 | Slow - closing Cushionong Device (718A) |  | OPERATING | OPERATING | E074 | SNR0-2M0 | F40300004 |  | SNR0
SNR-H04MFX54AU001KA01 | Valve for Pressure Gauge |  | OPERATING | OPERATING | E074 | SNR0-2M0 | F40300004 |  | SNR0
SNR-H04MFX54AU001KA02 | Valve for Pressure Gauge |  | OPERATING | OPERATING | E074 | SNR0-2M0 | F40300004 |  | SNR0
SNR-H04MFX54AU001MS01 | ServoMotor |  | OPERATING | OPERATING | E074 | SNR0-2M0 | F40300004 |  | SNR0
SNR-H04MFX54AU002 | G/V ServoMotor 710B |  | OPERATING | OPERATING | E074 | SNR0-2M0 | F40300004 |  | SNR0
SNR-H04MFX54AU002BP01 | Slow - closing Cushionong Device (718B) |  | OPERATING | OPERATING | E074 | SNR0-2M0 | F40300004 |  | SNR0
SNR-H04MFX54AU002KA01 | Valve for Pressure Gauge |  | OPERATING | OPERATING | E074 | SNR0-2M0 | F40300004 |  | SNR0
SNR-H04MFX54AU002KA02 | Valve for Pressure Gauge |  | OPERATING | OPERATING | E074 | SNR0-2M0 | F40300004 |  | SNR0
SNR-H04MFX54AU002MS01 | ServoMotor |  | OPERATING | OPERATING | E074 | SNR0-2M0 | F40300004 |  | SNR0
SNR-H04MFX54AU002QO02 | Pressure Gauge (I18-2) |  | OPERATING | OPERATING | E074 | SNR0-2E0 | F40300004 |  | SNR0
SNR-H04MFX54AU002QP01 | Pressure Gauge (I18-1) |  | OPERATING | OPERATING | E074 | SNR0-2E0 | F40300004 |  | SNR0
SNR-H04MFX54BR001 | Pipe Line |  | OPERATING | OPERATING | E074 | SNR0-2M0 | F40300004 |  | SNR0
SNR-H04MFX55 | GuideVaneServo.Position Transmitter(GPT) |  | OPERATING | OPERATING | E074 | SNR0-2M0 | F40300004 |  | SNR0
SNR-H04MFX55AE001 | Return Mechanism |  | OPERATING | OPERATING | E074 | SNR0-2M0 | F40300004 |  | SNR0
SNR-H04MFX55AE001-S01 | Limit Sw.GuideVane Servo.Position(74P) |  | OPERATING | OPERATING | E074 | SNR0-2E0 | F40300004 |  | SNR0
SNR-H04MFX55AE001KE01 | Buffer for restoring connection (761) |  | OPERATING | OPERATING | E074 | SNR0-2M0 | F40300004 |  | SNR0
SNR-H04MFX60 | Inlet Valve Control |  | OPERATING | OPERATING | E074 | SNR0-2M0 | F40300004 |  | SNR0
SNR-H04MFX60AA001 | Valve Supply |  | OPERATING | OPERATING | E074 | SNR0-2M0 | F40300004 |  | SNR0
SNR-H04MFX60AA002 | Valve Control |  | OPERATING | OPERATING | E074 | SNR0-2M0 | F40300004 |  | SNR0
SNR-H04MFX60AA003 | Hydro. oil Dist.Valve .Inlet Valve (230) |  | OPERATING | OPERATING | E074 | SNR0-2M0 | F40300004 |  | SNR0
SNR-H04MFX60AA004 | Hydro. oil Dist.Valve By pass Valve(231) |  | OPERATING | OPERATING | E074 | SNR0-2M0 | F40300004 |  | SNR0
SNR-H04MFX60AA005 | Valve for Strainer |  | OPERATING | OPERATING | E074 | SNR0-2M0 | F40300004 |  | SNR0
SNR-H04MFX60AA006 | Valve for Pressure Gauge |  | OPERATING | OPERATING | E074 | SNR0-2M0 | F40300004 |  | SNR0
SNR-H04MFX60AT001 | Strainer |  | OPERATING | OPERATING | E074 | SNR0-2M0 | F40300004 |  | SNR0
SNR-H04MFX60AU001 | I/V ServoMotor (210A) |  | OPERATING | OPERATING | E074 | SNR0-2M0 | F40300004 |  | SNR0
SNR-H04MFX60AU001KA01 | Throttle Valve 235A |  | OPERATING | OPERATING | E074 | SNR0-2M0 | F40300004 |  | SNR0
SNR-H04MFX60AU001KA02 | Throttle Valve 235B |  | OPERATING | OPERATING | E074 | SNR0-2M0 | F40300004 |  | SNR0
SNR-H04MFX60AU001MU01 | ServoMotor |  | OPERATING | OPERATING | E074 | SNR0-2M0 | F40300004 |  | SNR0
SNR-H04MFX60AU002 | I/V ServoMotor (210B) |  | OPERATING | OPERATING | E074 | SNR0-2M0 | F40300004 |  | SNR0
SNR-H04MFX60AU002KA01 | Throttle Valve 235C |  | OPERATING | OPERATING | E074 | SNR0-2M0 | F40300004 |  | SNR0
SNR-H04MFX60AU002KA02 | Throttle Valve 235D |  | OPERATING | OPERATING | E074 | SNR0-2M0 | F40300004 |  | SNR0
SNR-H04MFX60AU002MU01 | ServoMotor |  | OPERATING | OPERATING | E074 | SNR0-2M0 | F40300004 |  | SNR0
SNR-H04MFX60BR001 | Pipe Line |  | OPERATING | OPERATING | E074 | SNR0-2M0 | F40300004 |  | SNR0
SNR-H04MFX60CP001 | Pressure Gauge I10 |  | OPERATING | OPERATING | E074 | SNR0-2E0 | F40300004 |  | SNR0
SNR-H04MFX70 | Sol. Valve for Turbine Control Cubical |  | OPERATING | OPERATING | E074 | SNR0-2M0 | F40300004 |  | SNR0
SNR-H04MFX70AA001 | Valve Inlet |  | OPERATING | OPERATING | E074 | SNR0-2M0 | F40300004 |  | SNR0
SNR-H04MFX70AA002 | Valve 32 (20BVS) |  | OPERATING | OPERATING | E074 | SNR0-2M0 | F40300004 |  | SNR0
SNR-H04MFX70AA003 | Valve 32 (20IVS) |  | OPERATING | OPERATING | E074 | SNR0-2M0 | F40300004 |  | SNR0
SNR-H04MFX70AA004 | Valve 32 (74CS1) |  | OPERATING | OPERATING | E074 | SNR0-2M0 | F40300004 |  | SNR0
SNR-H04MFX70AA005 | Valve 32 (74CS2) |  | OPERATING | OPERATING | E074 | SNR0-2M0 | F40300004 |  | SNR0
SNR-H04MFX70AA006 | Valve 32 (20AS1) |  | OPERATING | OPERATING | E074 | SNR0-2M0 | F40300004 |  | SNR0
SNR-H04MFX70AA007 | Valve 32 (20AS2) |  | OPERATING | OPERATING | E074 | SNR0-2M0 | F40300004 |  | SNR0
SNR-H04MFX70AA008 | Valve 32 (20ADS1) |  | OPERATING | OPERATING | E074 | SNR0-2M0 | F40300004 |  | SNR0
SNR-H04MFX70AA009 | Valve 32 (20ADS2) |  | OPERATING | OPERATING | E074 | SNR0-2M0 | F40300004 |  | SNR0
SNR-H04MFX70AA010 | Valve 32 (65S) |  | OPERATING | OPERATING | E074 | SNR0-2M0 | F40300004 |  | SNR0
SNR-H04MFX70AA011 | Valve 32 (75S) |  | OPERATING | OPERATING | E074 | SNR0-2M0 | F40300004 |  | SNR0
SNR-H04MFX70AA012 | Valve 32 (20QS) |  | OPERATING | OPERATING | E074 | SNR0-2M0 | F40300004 |  | SNR0
SNR-H04MFX70AA013 | Valve 32 (20DSS) |  | OPERATING | OPERATING | E074 | SNR0-2M0 | F40300004 |  | SNR0
SNR-H04MFX70AT001 | Duplex Strainer 709 |  | OPERATING | OPERATING | E074 | SNR0-2M0 | F40300004 |  | SNR0
SNR-H04MFX70AT001KA01 | Valve Inlet |  | OPERATING | OPERATING | E074 | SNR0-2M0 | F40300004 |  | SNR0
SNR-H04MFX70AT001KA02 | 3 - way Valve Inlet |  | OPERATING | OPERATING | E074 | SNR0-2M0 | F40300004 |  | SNR0
SNR-H04MFX70AT001KA03 | 3 - way Valve Outlet |  | OPERATING | OPERATING | E074 | SNR0-2M0 | F40300004 |  | SNR0
SNR-H04MFX70AT001KT01 | Strainer No.A |  | OPERATING | OPERATING | E074 | SNR0-2M0 | F40300004 |  | SNR0
SNR-H04MFX70AT001KT02 | Strainer No.B |  | OPERATING | OPERATING | E074 | SNR0-2M0 | F40300004 |  | SNR0
SNR-H04MFX70BR001 | Pipe Line |  | OPERATING | OPERATING | E074 | SNR0-2M0 | F40300004 |  | SNR0
SNR-H04MFY | Instrumentation Equipment |  | OPERATING | OPERATING | E074 | SNR0-2E0 | F40300004 |  | SNR0
SNR-H04MK | SNR-H04 Generator Plant |  | OPERATING | OPERATING | E074 | SNR0-2E0 | F40300004 |  | SNR0
SNR-H04MKA | SNR-H04 Generator |  | OPERATING | OPERATING | E074 | SNR0-2E0 | F40300004 |  | SNR0
SNR-H04MKA10 | Main Shaft |  | OPERATING | OPERATING | E074 | SNR0-2M0 | F40300004 |  | SNR0
SNR-H04MKA10AU101 | Coupling bolts gen. shaft&tur.Shaft No.1 |  | OPERATING | OPERATING | E074 | SNR0-2M0 | F40300004 |  | SNR0
SNR-H04MKA10AU102 | Coupling bolts gen. shaft&tur.Shaft No.2 |  | OPERATING | OPERATING | E074 | SNR0-2M0 | F40300004 |  | SNR0
SNR-H04MKA10AU103 | Coupling bolts gen. shaft&tur.Shaft No.3 |  | OPERATING | OPERATING | E074 | SNR0-2M0 | F40300004 |  | SNR0
SNR-H04MKA10AU104 | Coupling bolts gen. shaft&tur.Shaft No.4 |  | OPERATING | OPERATING | E074 | SNR0-2M0 | F40300004 |  | SNR0
SNR-H04MKA10AU105 | Coupling bolts gen. shaft&tur.Shaft No.5 |  | OPERATING | OPERATING | E074 | SNR0-2M0 | F40300004 |  | SNR0
SNR-H04MKA10AU106 | Coupling bolts gen. shaft&tur.Shaft No.6 |  | OPERATING | OPERATING | E074 | SNR0-2M0 | F40300004 |  | SNR0
SNR-H04MKA10AU107 | Coupling bolts gen. shaft&tur.Shaft No.7 |  | OPERATING | OPERATING | E074 | SNR0-2M0 | F40300004 |  | SNR0
SNR-H04MKA10AU108 | Coupling bolts gen. shaft&tur.Shaft No.8 |  | OPERATING | OPERATING | E074 | SNR0-2M0 | F40300004 |  | SNR0
SNR-H04MKA10AU109 | Coupling bolts gen. shaft&tur.Shaft No.9 |  | OPERATING | OPERATING | E074 | SNR0-2M0 | F40300004 |  | SNR0
SNR-H04MKA10AU110 | Coupling bolts gen.shaft&tur.Shaft No.10 |  | OPERATING | OPERATING | E074 | SNR0-2M0 | F40300004 |  | SNR0
SNR-H04MKA10AU111 | Coupling bolts gen.shaft&tur.Shaft No.11 |  | OPERATING | OPERATING | E074 | SNR0-2M0 | F40300004 |  | SNR0
SNR-H04MKA10AU112 | Coupling bolts gen.shaft&tur.Shaft No.12 |  | OPERATING | OPERATING | E074 | SNR0-2M0 | F40300004 |  | SNR0
SNR-H04MKA10AU113 | Coupling bolts gen.shaft&tur.Shaft No.13 |  | OPERATING | OPERATING | E074 | SNR0-2M0 | F40300004 |  | SNR0
SNR-H04MKA10AU114 | Coupling bolts gen.shaft&tur.Shaft No.14 |  | OPERATING | OPERATING | E074 | SNR0-2M0 | F40300004 |  | SNR0
SNR-H04MKA10AU115 | Coupling bolts gen.shaft&tur.Shaft No.15 |  | OPERATING | OPERATING | E074 | SNR0-2M0 | F40300004 |  | SNR0
SNR-H04MKA10AU116 | Coupling bolts gen.shaft&tur.Shaft No.16 |  | OPERATING | OPERATING | E074 | SNR0-2M0 | F40300004 |  | SNR0
SNR-H04MKA10AU117 | Coupling bolts gen.shaft&tur.Shaft No.17 |  | OPERATING | OPERATING | E074 | SNR0-2M0 | F40300004 |  | SNR0
SNR-H04MKA10AU118 | Coupling bolts gen.shaft&tur.Shaft No.18 |  | OPERATING | OPERATING | E074 | SNR0-2M0 | F40300004 |  | SNR0
SNR-H04MKA10HB001 | Gen. shaft |  | OPERATING | OPERATING | E074 | SNR0-2M0 | F40300004 |  | SNR0
SNR-H04MKA10HB002 | Thrust Runner Segment No.1 |  | OPERATING | OPERATING | E074 | SNR0-2M0 | F40300004 |  | SNR0
SNR-H04MKA10HB003 | Thrust Runner Segment No.2 |  | OPERATING | OPERATING | E074 | SNR0-2M0 | F40300004 |  | SNR0
SNR-H04MKA10HB004 | Gen. Upper Shaft |  | OPERATING | OPERATING | E074 | SNR0-2M0 | F40300004 |  | SNR0
SNR-H04MKA20 | Rotor |  | OPERATING | OPERATING | E074 | SNR0-2E0 | F40300004 |  | SNR0
SNR-H04MKA20AU101 | Coupling bolts Rotor & Gen. Shaft No.1 |  | OPERATING | OPERATING | E074 | SNR0-2M0 | F40300004 |  | SNR0
SNR-H04MKA20AU102 | Coupling bolts Rotor & Gen. Shaft No.2 |  | OPERATING | OPERATING | E074 | SNR0-2M0 | F40300004 |  | SNR0
SNR-H04MKA20AU103 | Coupling bolts Rotor & Gen. Shaft No.3 |  | OPERATING | OPERATING | E074 | SNR0-2M0 | F40300004 |  | SNR0
SNR-H04MKA20AU104 | Coupling bolts Rotor & Gen. Shaft No.4 |  | OPERATING | OPERATING | E074 | SNR0-2M0 | F40300004 |  | SNR0
SNR-H04MKA20AU105 | Coupling bolts Rotor & Gen. Shaft No.5 |  | OPERATING | OPERATING | E074 | SNR0-2M0 | F40300004 |  | SNR0
SNR-H04MKA20AU106 | Coupling bolts Rotor & Gen. Shaft No.6 |  | OPERATING | OPERATING | E074 | SNR0-2M0 | F40300004 |  | SNR0
SNR-H04MKA20AU107 | Coupling bolts Rotor & Gen. Shaft No.7 |  | OPERATING | OPERATING | E074 | SNR0-2M0 | F40300004 |  | SNR0
SNR-H04MKA20AU108 | Coupling bolts Rotor & Gen. Shaft No.8 |  | OPERATING | OPERATING | E074 | SNR0-2M0 | F40300004 |  | SNR0
SNR-H04MKA20AU109 | Coupling bolts Rotor & Gen. Shaft No.9 |  | OPERATING | OPERATING | E074 | SNR0-2M0 | F40300004 |  | SNR0
SNR-H04MKA20AU110 | Coupling bolts Rotor & Gen. Shaft No.10 |  | OPERATING | OPERATING | E074 | SNR0-2M0 | F40300004 |  | SNR0
SNR-H04MKA20AU111 | Coupling bolts Rotor & Gen. Shaft No.11 |  | OPERATING | OPERATING | E074 | SNR0-2M0 | F40300004 |  | SNR0
SNR-H04MKA20AU112 | Coupling bolts Rotor & Gen. Shaft No.12 |  | OPERATING | OPERATING | E074 | SNR0-2M0 | F40300004 |  | SNR0
SNR-H04MKA20AU113 | Coupling bolts Rotor & Gen. Shaft No.13 |  | OPERATING | OPERATING | E074 | SNR0-2M0 | F40300004 |  | SNR0
SNR-H04MKA20AU114 | Coupling bolts Rotor & Gen. Shaft No.14 |  | OPERATING | OPERATING | E074 | SNR0-2M0 | F40300004 |  | SNR0
SNR-H04MKA20AU115 | Coupling bolts Rotor & Gen. Shaft No.15 |  | OPERATING | OPERATING | E074 | SNR0-2M0 | F40300004 |  | SNR0
SNR-H04MKA20AU116 | Coupling bolts Rotor & Gen. Shaft No.16 |  | OPERATING | OPERATING | E074 | SNR0-2M0 | F40300004 |  | SNR0
SNR-H04MKA20AU117 | Coupling bolts Rotor & Gen. Shaft No.17 |  | OPERATING | OPERATING | E074 | SNR0-2M0 | F40300004 |  | SNR0
SNR-H04MKA20AU118 | Coupling bolts Rotor & Gen. Shaft No.18 |  | OPERATING | OPERATING | E074 | SNR0-2M0 | F40300004 |  | SNR0
SNR-H04MKA20AU119 | Coupling bolts Rotor & Gen. Shaft No.19 |  | OPERATING | OPERATING | E074 | SNR0-2M0 | F40300004 |  | SNR0
SNR-H04MKA20AU120 | Coupling bolts Rotor & Gen. Shaft No.20 |  | OPERATING | OPERATING | E074 | SNR0-2M0 | F40300004 |  | SNR0
SNR-H04MKA20AU201 | Coupling Eccentric Set for Rotor No.1 |  | OPERATING | OPERATING | E074 | SNR0-2M0 | F40300004 |  | SNR0
SNR-H04MKA20AU202 | Coupling Eccentric Set for Rotor No.2 |  | OPERATING | OPERATING | E074 | SNR0-2M0 | F40300004 |  | SNR0
SNR-H04MKA20AU203 | Coupling Eccentric Set for Rotor No.3 |  | OPERATING | OPERATING | E074 | SNR0-2M0 | F40300004 |  | SNR0
SNR-H04MKA20AU204 | Coupling Eccentric Set for Rotor No.4 |  | OPERATING | OPERATING | E074 | SNR0-2M0 | F40300004 |  | SNR0
SNR-H04MKA20AU205 | Coupling Eccentric Set for Rotor No.5 |  | OPERATING | OPERATING | E074 | SNR0-2M0 | F40300004 |  | SNR0
SNR-H04MKA20AU206 | Coupling Eccentric Set for Rotor No.6 |  | OPERATING | OPERATING | E074 | SNR0-2M0 | F40300004 |  | SNR0
SNR-H04MKA20AU207 | Coupling Eccentric Set for Rotor No.7 |  | OPERATING | OPERATING | E074 | SNR0-2M0 | F40300004 |  | SNR0
SNR-H04MKA20AU208 | Coupling Eccentric Set for Rotor No.8 |  | OPERATING | OPERATING | E074 | SNR0-2M0 | F40300004 |  | SNR0
SNR-H04MKA20AU209 | Coupling Eccentric Set for Rotor No.9 |  | OPERATING | OPERATING | E074 | SNR0-2M0 | F40300004 |  | SNR0
SNR-H04MKA20AU210 | Coupling Eccentric Set for Rotor No.10 |  | OPERATING | OPERATING | E074 | SNR0-2M0 | F40300004 |  | SNR0
SNR-H04MKA20AU211 | Coupling Eccentric Set for Rotor No.11 |  | OPERATING | OPERATING | E074 | SNR0-2M0 | F40300004 |  | SNR0
SNR-H04MKA20AU212 | Coupling Eccentric Set for Rotor No.12 |  | OPERATING | OPERATING | E074 | SNR0-2M0 | F40300004 |  | SNR0
SNR-H04MKA20HB001 | Gen. Rotor |  | OPERATING | OPERATING | E074 | SNR0-2E0 | F40300004 |  | SNR0
SNR-H04MKA20HB101 | Pole Rotor No.1 |  | OPERATING | OPERATING | E074 | SNR0-2E0 | F40300004 |  | SNR0
SNR-H04MKA20HB102 | Pole Rotor No.2 |  | OPERATING | OPERATING | E074 | SNR0-2E0 | F40300004 |  | SNR0
SNR-H04MKA20HB103 | Pole Rotor No.3 |  | OPERATING | OPERATING | E074 | SNR0-2E0 | F40300004 |  | SNR0
SNR-H04MKA20HB104 | Pole Rotor No.4 |  | OPERATING | OPERATING | E074 | SNR0-2E0 | F40300004 |  | SNR0
SNR-H04MKA20HB105 | Pole Rotor No.5 |  | OPERATING | OPERATING | E074 | SNR0-2E0 | F40300004 |  | SNR0
SNR-H04MKA20HB106 | Pole Rotor No.6 |  | OPERATING | OPERATING | E074 | SNR0-2E0 | F40300004 |  | SNR0
SNR-H04MKA20HB107 | Pole Rotor No.7 |  | OPERATING | OPERATING | E074 | SNR0-2E0 | F40300004 |  | SNR0
SNR-H04MKA20HB108 | Pole Rotor No.8 |  | OPERATING | OPERATING | E074 | SNR0-2E0 | F40300004 |  | SNR0
SNR-H04MKA20HB109 | Pole Rotor No.9 |  | OPERATING | OPERATING | E074 | SNR0-2E0 | F40300004 |  | SNR0
SNR-H04MKA20HB110 | Pole Rotor No.10 |  | OPERATING | OPERATING | E074 | SNR0-2E0 | F40300004 |  | SNR0
SNR-H04MKA20HB111 | Pole Rotor No.11 |  | OPERATING | OPERATING | E074 | SNR0-2E0 | F40300004 |  | SNR0
SNR-H04MKA20HB112 | Pole Rotor No.12 |  | OPERATING | OPERATING | E074 | SNR0-2E0 | F40300004 |  | SNR0
SNR-H04MKA20HB113 | Pole Rotor No.13 |  | OPERATING | OPERATING | E074 | SNR0-2E0 | F40300004 |  | SNR0
SNR-H04MKA20HB114 | Pole Rotor No.14 |  | OPERATING | OPERATING | E074 | SNR0-2E0 | F40300004 |  | SNR0
SNR-H04MKA20HB115 | Pole Rotor No.15 |  | OPERATING | OPERATING | E074 | SNR0-2E0 | F40300004 |  | SNR0
SNR-H04MKA20HB116 | Pole Rotor No.16 |  | OPERATING | OPERATING | E074 | SNR0-2E0 | F40300004 |  | SNR0
SNR-H04MKA20HB117 | Pole Rotor No.17 |  | OPERATING | OPERATING | E074 | SNR0-2E0 | F40300004 |  | SNR0
SNR-H04MKA20HB118 | Pole Rotor No.18 |  | OPERATING | OPERATING | E074 | SNR0-2E0 | F40300004 |  | SNR0
SNR-H04MKA20HB119 | Pole Rotor No.19 |  | OPERATING | OPERATING | E074 | SNR0-2E0 | F40300004 |  | SNR0
SNR-H04MKA20HB120 | Pole Rotor No.20 |  | OPERATING | OPERATING | E074 | SNR0-2E0 | F40300004 |  | SNR0
SNR-H04MKA20HB121 | Pole Rotor No.21 |  | OPERATING | OPERATING | E074 | SNR0-2E0 | F40300004 |  | SNR0
SNR-H04MKA20HB122 | Pole Rotor No.22 |  | OPERATING | OPERATING | E074 | SNR0-2E0 | F40300004 |  | SNR0
SNR-H04MKA20HB123 | Pole Rotor No.23 |  | OPERATING | OPERATING | E074 | SNR0-2E0 | F40300004 |  | SNR0
SNR-H04MKA20HB124 | Pole Rotor No.24 |  | OPERATING | OPERATING | E074 | SNR0-2E0 | F40300004 |  | SNR0
SNR-H04MKA20HB125 | Pole Rotor No.25 |  | OPERATING | OPERATING | E074 | SNR0-2E0 | F40300004 |  | SNR0
SNR-H04MKA20HB126 | Pole Rotor No.26 |  | OPERATING | OPERATING | E074 | SNR0-2E0 | F40300004 |  | SNR0
SNR-H04MKA20HB127 | Pole Rotor No.27 |  | OPERATING | OPERATING | E074 | SNR0-2E0 | F40300004 |  | SNR0
SNR-H04MKA20HB128 | Pole Rotor No.28 |  | OPERATING | OPERATING | E074 | SNR0-2E0 | F40300004 |  | SNR0
SNR-H04MKA20HB129 | Pole Rotor No.29 |  | OPERATING | OPERATING | E074 | SNR0-2E0 | F40300004 |  | SNR0
SNR-H04MKA20HB130 | Pole Rotor No.30 |  | OPERATING | OPERATING | E074 | SNR0-2E0 | F40300004 |  | SNR0
SNR-H04MKA20HB131 | Pole Rotor No.31 |  | OPERATING | OPERATING | E074 | SNR0-2E0 | F40300004 |  | SNR0
SNR-H04MKA20HB132 | Pole Rotor No.32 |  | OPERATING | OPERATING | E074 | SNR0-2E0 | F40300004 |  | SNR0
SNR-H04MKA20HB133 | Pole Rotor No.33 |  | OPERATING | OPERATING | E074 | SNR0-2E0 | F40300004 |  | SNR0
SNR-H04MKA20HB134 | Pole Rotor No.34 |  | OPERATING | OPERATING | E074 | SNR0-2E0 | F40300004 |  | SNR0
SNR-H04MKA20HB135 | Pole Rotor No.35 |  | OPERATING | OPERATING | E074 | SNR0-2E0 | F40300004 |  | SNR0
SNR-H04MKA20HB136 | Pole Rotor No.36 |  | OPERATING | OPERATING | E074 | SNR0-2E0 | F40300004 |  | SNR0
SNR-H04MKA20HB137 | Pole Rotor No.37 |  | OPERATING | OPERATING | E074 | SNR0-2E0 | F40300004 |  | SNR0
SNR-H04MKA20HB138 | Pole Rotor No.38 |  | OPERATING | OPERATING | E074 | SNR0-2E0 | F40300004 |  | SNR0
SNR-H04MKA20HB139 | Pole Rotor No.39 |  | OPERATING | OPERATING | E074 | SNR0-2E0 | F40300004 |  | SNR0
SNR-H04MKA20HB140 | Pole Rotor No.40 |  | OPERATING | OPERATING | E074 | SNR0-2E0 | F40300004 |  | SNR0
SNR-H04MKA30 | Support Structure & Foundation |  | OPERATING | OPERATING | E074 | SNR0-2M0 | F40300004 |  | SNR0
SNR-H04MKA30AP001 | Jacking Oil Pump Set |  | OPERATING | OPERATING | E074 | SNR0-2M0 | F40300004 |  | SNR0
SNR-H04MKA30AP001-M01 | Motor |  | OPERATING | OPERATING | E074 | SNR0-2E0 | F40300004 |  | SNR0
SNR-H04MKA30AP001KP01 | Pump |  | OPERATING | OPERATING | E074 | SNR0-2M0 | F40300004 |  | SNR0
SNR-H04MKA30AP001MK01 | Coupling |  | OPERATING | OPERATING | E074 | SNR0-2M0 | F40300004 |  | SNR0
SNR-H04MKA30HA001 | Lower Bracket |  | OPERATING | OPERATING | E074 | SNR0-2M0 | F40300004 |  | SNR0
SNR-H04MKA30HA002 | Gen. Lower Air Buffle |  | OPERATING | OPERATING | E074 | SNR0-2M0 | F40300004 |  | SNR0
SNR-H04MKA30HA003 | Upper Bracket |  | OPERATING | OPERATING | E074 | SNR0-2M0 | F40300004 |  | SNR0
SNR-H04MKA30HA004 | Gen. Upper Air Buffle |  | OPERATING | OPERATING | E074 | SNR0-2M0 | F40300004 |  | SNR0
SNR-H04MKA30HA005 | Gen Floor Plate |  | OPERATING | OPERATING | E074 | SNR0-2M0 | F40300004 |  | SNR0
SNR-H04MKA40 | Stator |  | OPERATING | OPERATING | E074 | SNR0-2E0 | F40300004 |  | SNR0
SNR-H04MKA40HA001 | Gen. Stator |  | OPERATING | OPERATING | E074 | SNR0-2E0 | F40300004 |  | SNR0
SNR-H04MKA41 | Air Cooler |  | OPERATING | OPERATING | E074 | SNR0-2M0 | F40300004 |  | SNR0
SNR-H04MKA41AC101 | Gen. Air Cooler No.01 |  | OPERATING | OPERATING | E074 | SNR0-2M0 | F40300004 |  | SNR0
SNR-H04MKA41AC101KA01 | Air Vent for Air Cooler No.1 |  | OPERATING | OPERATING | E074 | SNR0-2M0 | F40300004 |  | SNR0
SNR-H04MKA41AC102 | Gen. Air Cooler No.02 |  | OPERATING | OPERATING | E074 | SNR0-2M0 | F40300004 |  | SNR0
SNR-H04MKA41AC102KA01 | Air Vent for Air Cooler No.2 |  | OPERATING | OPERATING | E074 | SNR0-2M0 | F40300004 |  | SNR0
SNR-H04MKA41AC103 | Gen. Air Cooler No.03 |  | OPERATING | OPERATING | E074 | SNR0-2M0 | F40300004 |  | SNR0
SNR-H04MKA41AC103KA01 | Air Vent for Air Cooler No.3 |  | OPERATING | OPERATING | E074 | SNR0-2M0 | F40300004 |  | SNR0
SNR-H04MKA41AC104 | Gen. Air Cooler No.04 |  | OPERATING | OPERATING | E074 | SNR0-2M0 | F40300004 |  | SNR0
SNR-H04MKA41AC104KA01 | Air Vent for Air Cooler No.4 |  | OPERATING | OPERATING | E074 | SNR0-2M0 | F40300004 |  | SNR0
SNR-H04MKA41AC105 | Gen. Air Cooler No.05 |  | OPERATING | OPERATING | E074 | SNR0-2M0 | F40300004 |  | SNR0
SNR-H04MKA41AC105KA01 | Air Vent for Air Cooler No.5 |  | OPERATING | OPERATING | E074 | SNR0-2M0 | F40300004 |  | SNR0
SNR-H04MKA41AC106 | Gen. Air Cooler No.06 |  | OPERATING | OPERATING | E074 | SNR0-2M0 | F40300004 |  | SNR0
SNR-H04MKA41AC106KA01 | Air Vent for Air Cooler No.6 |  | OPERATING | OPERATING | E074 | SNR0-2M0 | F40300004 |  | SNR0
SNR-H04MKA41AC107 | Gen. Air Cooler No.07 |  | OPERATING | OPERATING | E074 | SNR0-2M0 | F40300004 |  | SNR0
SNR-H04MKA41AC107KA01 | Air Vent for Air Cooler No.7 |  | OPERATING | OPERATING | E074 | SNR0-2M0 | F40300004 |  | SNR0
SNR-H04MKA41AC108 | Gen. Air Cooler No.08 |  | OPERATING | OPERATING | E074 | SNR0-2M0 | F40300004 |  | SNR0
SNR-H04MKA41AC108KA01 | Air Vent for Air Cooler No.8 |  | OPERATING | OPERATING | E074 | SNR0-2M0 | F40300004 |  | SNR0
SNR-H04MKA41AC109 | Gen. Air Cooler No.09 |  | OPERATING | OPERATING | E074 | SNR0-2M0 | F40300004 |  | SNR0
SNR-H04MKA41AC109KA01 | Air Vent for Air Cooler No.9 |  | OPERATING | OPERATING | E074 | SNR0-2M0 | F40300004 |  | SNR0
SNR-H04MKA41AC110 | Gen. Air Cooler No.10 |  | OPERATING | OPERATING | E074 | SNR0-2M0 | F40300004 |  | SNR0
SNR-H04MKA41AC110KA01 | Air Vent for Air Cooler No.10 |  | OPERATING | OPERATING | E074 | SNR0-2M0 | F40300004 |  | SNR0
SNR-H04MKA41AC111 | Gen. Air Cooler No.11 |  | OPERATING | OPERATING | E074 | SNR0-2M0 | F40300004 |  | SNR0
SNR-H04MKA41AC111KA01 | Air Vent for Air Cooler No.11 |  | OPERATING | OPERATING | E074 | SNR0-2M0 | F40300004 |  | SNR0
SNR-H04MKA41AC112 | Gen. Air Cooler No.12 |  | OPERATING | OPERATING | E074 | SNR0-2M0 | F40300004 |  | SNR0
SNR-H04MKA41AC112KA01 | Air Vent for Air Cooler No.12 |  | OPERATING | OPERATING | E074 | SNR0-2M0 | F40300004 |  | SNR0
SNR-H04MKA50 | Generator friction brake |  | OPERATING | OPERATING | E074 | SNR0-2M0 | F40300004 |  | SNR0
SNR-H04MKA50AU101 | Brake Ring Segment No.1 |  | OPERATING | OPERATING | E074 | SNR0-2M0 | F40300004 |  | SNR0
SNR-H04MKA50AU102 | Brake Ring Segment No.2 |  | OPERATING | OPERATING | E074 | SNR0-2M0 | F40300004 |  | SNR0
SNR-H04MKA50AU103 | Brake Ring Segment No.3 |  | OPERATING | OPERATING | E074 | SNR0-2M0 | F40300004 |  | SNR0
SNR-H04MKA50AU104 | Brake Ring Segment No.4 |  | OPERATING | OPERATING | E074 | SNR0-2M0 | F40300004 |  | SNR0
SNR-H04MKA50AU105 | Brake Ring Segment No.5 |  | OPERATING | OPERATING | E074 | SNR0-2M0 | F40300004 |  | SNR0
SNR-H04MKA50AU106 | Brake Ring Segment No.6 |  | OPERATING | OPERATING | E074 | SNR0-2M0 | F40300004 |  | SNR0
SNR-H04MKA50AU107 | Brake Ring Segment No.7 |  | OPERATING | OPERATING | E074 | SNR0-2M0 | F40300004 |  | SNR0
SNR-H04MKA50AU108 | Brake Ring Segment No.8 |  | OPERATING | OPERATING | E074 | SNR0-2M0 | F40300004 |  | SNR0
SNR-H04MKA50AU109 | Brake Ring Segment No.9 |  | OPERATING | OPERATING | E074 | SNR0-2M0 | F40300004 |  | SNR0
SNR-H04MKA50AU110 | Brake Ring Segment No.10 |  | OPERATING | OPERATING | E074 | SNR0-2M0 | F40300004 |  | SNR0
SNR-H04MKA50AU111 | Brake Ring Segment No.11 |  | OPERATING | OPERATING | E074 | SNR0-2M0 | F40300004 |  | SNR0
SNR-H04MKA50AU112 | Brake Ring Segment No.12 |  | OPERATING | OPERATING | E074 | SNR0-2M0 | F40300004 |  | SNR0
SNR-H04MKA50AU113 | Brake Ring Segment No.13 |  | OPERATING | OPERATING | E074 | SNR0-2M0 | F40300004 |  | SNR0
SNR-H04MKA50AU114 | Brake Ring Segment No.14 |  | OPERATING | OPERATING | E074 | SNR0-2M0 | F40300004 |  | SNR0
SNR-H04MKA50AU115 | Brake Ring Segment No.15 |  | OPERATING | OPERATING | E074 | SNR0-2M0 | F40300004 |  | SNR0
SNR-H04MKA50AU116 | Brake Ring Segment No.16 |  | OPERATING | OPERATING | E074 | SNR0-2M0 | F40300004 |  | SNR0
SNR-H04MKA50AU201 | Friction brake No.1 |  | OPERATING | OPERATING | E074 | SNR0-2M0 | F40300004 |  | SNR0
SNR-H04MKA50AU202 | Friction brake No.2 |  | OPERATING | OPERATING | E074 | SNR0-2M0 | F40300004 |  | SNR0
SNR-H04MKA50AU203 | Friction brake No.3 |  | OPERATING | OPERATING | E074 | SNR0-2M0 | F40300004 |  | SNR0
SNR-H04MKA50AU204 | Friction brake No.4 |  | OPERATING | OPERATING | E074 | SNR0-2M0 | F40300004 |  | SNR0
SNR-H04MKA50AU205 | Friction brake No.5 |  | OPERATING | OPERATING | E074 | SNR0-2M0 | F40300004 |  | SNR0
SNR-H04MKA50AU206 | Friction brake No.6 |  | OPERATING | OPERATING | E074 | SNR0-2M0 | F40300004 |  | SNR0
SNR-H04MKA50AU207 | Friction brake No.7 |  | OPERATING | OPERATING | E074 | SNR0-2M0 | F40300004 |  | SNR0
SNR-H04MKA50AU208 | Friction brake No.8 |  | OPERATING | OPERATING | E074 | SNR0-2M0 | F40300004 |  | SNR0
SNR-H04MKC | SNR-H04 AUTOMATIC VOLTAGE REGULATOR |  | OPERATING | OPERATING | E074 | SNR0-2E0 | F40300004 |  | SNR0
SNR-H04MKC10 | Unit4 AVR Excitation Unit |  | OPERATING | OPERATING | E074 | SNR0-2E0 | F40300004 |  | SNR0
SNR-H04MKC10DE100 | Unit4 Excitation Thyristor Rectifier PNL |  | OPERATING | OPERATING | E074 | SNR0-2E0 | F40300004 |  | SNR0
SNR-H04MKC10GH100 | Unit4 Automatic Voltage Regulator PNL. |  | OPERATING | OPERATING | E074 | SNR0-2E0 | F40300004 |  | SNR0
SNR-H04MKC10GH101 | Unit4 Excitation Rectifier Control PNL. |  | OPERATING | OPERATING | E074 | SNR0-2E0 | F40300004 |  | SNR0
SNR-H04MKC10GS100 | Unit4 Main Field Switch (MFS) PNL. |  | OPERATING | OPERATING | E074 | SNR0-2E0 | F40300004 |  | SNR0
SNR-H04MKC10GS100-Q01 | Unit4 ACB 41 |  | OPERATING | OPERATING | E074 | SNR0-2E0 | F40300004 |  | SNR0
SNR-H04MKC10GS100-Q02 | Unit4 ACB 31 |  | OPERATING | OPERATING | E074 | SNR0-2E0 | F40300004 |  | SNR0
SNR-H04MKC11 | Unit4 ACB for Excitation Unit |  | OPERATING | OPERATING | E074 | SNR0-2E0 | F40300004 |  | SNR0
SNR-H04MKC11GS100 | Unit4 ACB 41A,41S PNL. |  | OPERATING | OPERATING | E074 | SNR0-2E0 | F40300004 |  | SNR0
SNR-H04MKC11GS100-Q01 | Unit4 ACB 41A |  | OPERATING | OPERATING | E074 | SNR0-2E0 | F40300004 |  | SNR0
SNR-H04MKC11GS100-Q02 | Unit4 ACB 41S |  | OPERATING | OPERATING | E074 | SNR0-2E0 | F40300004 |  | SNR0
SNR-H04MKC12 | Unit4 Excitor Transformer |  | OPERATING | OPERATING | E074 | SNR0-2E0 | F40300004 |  | SNR0
SNR-H04MKC12GT100 | Unit4 Excitor Transformer Cubicle |  | OPERATING | OPERATING | E074 | SNR0-2E0 | F40300004 |  | SNR0
SNR-H04MKC20 | Excitation Set |  | OPERATING | OPERATING | E074 | SNR0-2E0 | F40300004 |  | SNR0
SNR-H04MKC20DX100 | Rotor Exciter |  | OPERATING | OPERATING | E074 | SNR0-2E0 | F40300004 |  | SNR0
SNR-H04MKC20DX101 | Stator Exciter |  | OPERATING | OPERATING | E074 | SNR0-2E0 | F40300004 |  | SNR0
SNR-H04MKC20DX102 | Slip Ring |  | OPERATING | OPERATING | E074 | SNR0-2E0 | F40300004 |  | SNR0
SNR-H04MKC20DX103 | Carbon Bush |  | OPERATING | OPERATING | E074 | SNR0-2E0 | F40300004 |  | SNR0
SNR-H04MKC20DX104 | PMG |  | OPERATING | OPERATING | E074 | SNR0-2E0 | F40300004 |  | SNR0
SNR-H04MKC20DX104-E01 | Dome Light |  | OPERATING | OPERATING | E074 | SNR0-2E0 | F40300004 |  | SNR0
SNR-H04MKD | SNR-H04 Bearing |  | OPERATING | OPERATING | E074 | SNR0-2M0 | F40300004 |  | SNR0
SNR-H04MKD10 | Lower Gen. Bearing Oil Pan |  | OPERATING | OPERATING | E074 | SNR0-2M0 | F40300004 |  | SNR0
SNR-H04MKD10AA001 | Gen. Guide Bearing Valve |  | OPERATING | OPERATING | E074 | SNR0-2M0 | F40300004 |  | SNR0
SNR-H04MKD10AF101 | Self Pumping Upper Set No.1 |  | OPERATING | OPERATING | E074 | SNR0-2M0 | F40300004 |  | SNR0
SNR-H04MKD10AF102 | Self Pumping Upper Set No.2 |  | OPERATING | OPERATING | E074 | SNR0-2M0 | F40300004 |  | SNR0
SNR-H04MKD10AF103 | Self Pumping Upper Set No.3 |  | OPERATING | OPERATING | E074 | SNR0-2M0 | F40300004 |  | SNR0
SNR-H04MKD10AF104 | Self Pumping Upper Set No.4 |  | OPERATING | OPERATING | E074 | SNR0-2M0 | F40300004 |  | SNR0
SNR-H04MKD10AF105 | Self Pumping Upper Set No.5 |  | OPERATING | OPERATING | E074 | SNR0-2M0 | F40300004 |  | SNR0
SNR-H04MKD10AF106 | Self Pumping Upper Set No.6 |  | OPERATING | OPERATING | E074 | SNR0-2M0 | F40300004 |  | SNR0
SNR-H04MKD10AF107 | Self Pumping Upper Set No.7 |  | OPERATING | OPERATING | E074 | SNR0-2M0 | F40300004 |  | SNR0
SNR-H04MKD10AF108 | Self Pumping Upper Set No.8 |  | OPERATING | OPERATING | E074 | SNR0-2M0 | F40300004 |  | SNR0
SNR-H04MKD10AF109 | Self Pumping Upper Set No.9 |  | OPERATING | OPERATING | E074 | SNR0-2M0 | F40300004 |  | SNR0
SNR-H04MKD10AF110 | Self Pumping Upper Set No.10 |  | OPERATING | OPERATING | E074 | SNR0-2M0 | F40300004 |  | SNR0
SNR-H04MKD10AF201 | Self Pumping Lower Set No.1 |  | OPERATING | OPERATING | E074 | SNR0-2M0 | F40300004 |  | SNR0
SNR-H04MKD10AF202 | Self Pumping Lower Set No.2 |  | OPERATING | OPERATING | E074 | SNR0-2M0 | F40300004 |  | SNR0
SNR-H04MKD10AF203 | Self Pumping Lower Set No.3 |  | OPERATING | OPERATING | E074 | SNR0-2M0 | F40300004 |  | SNR0
SNR-H04MKD10AF204 | Self Pumping Lower Set No.4 |  | OPERATING | OPERATING | E074 | SNR0-2M0 | F40300004 |  | SNR0
SNR-H04MKD10AF205 | Self Pumping Lower Set No.5 |  | OPERATING | OPERATING | E074 | SNR0-2M0 | F40300004 |  | SNR0
SNR-H04MKD10AF206 | Self Pumping Lower Set No.6 |  | OPERATING | OPERATING | E074 | SNR0-2M0 | F40300004 |  | SNR0
SNR-H04MKD10AF207 | Self Pumping Lower Set No.7 |  | OPERATING | OPERATING | E074 | SNR0-2M0 | F40300004 |  | SNR0
SNR-H04MKD10AF208 | Self Pumping Lower Set No.8 |  | OPERATING | OPERATING | E074 | SNR0-2M0 | F40300004 |  | SNR0
SNR-H04MKD10AF209 | Self Pumping Lower Set No.9 |  | OPERATING | OPERATING | E074 | SNR0-2M0 | F40300004 |  | SNR0
SNR-H04MKD10AF210 | Self Pumping Lower Set No.10 |  | OPERATING | OPERATING | E074 | SNR0-2M0 | F40300004 |  | SNR0
SNR-H04MKD10AS101 | Pivot Adjusting Bearing No.1 |  | OPERATING | OPERATING | E074 | SNR0-2M0 | F40300004 |  | SNR0
SNR-H04MKD10AS102 | Pivot Adjusting Bearing No.2 |  | OPERATING | OPERATING | E074 | SNR0-2M0 | F40300004 |  | SNR0
SNR-H04MKD10AS103 | Pivot Adjusting Bearing No.3 |  | OPERATING | OPERATING | E074 | SNR0-2M0 | F40300004 |  | SNR0
SNR-H04MKD10AS104 | Pivot Adjusting Bearing No.4 |  | OPERATING | OPERATING | E074 | SNR0-2M0 | F40300004 |  | SNR0
SNR-H04MKD10AS105 | Pivot Adjusting Bearing No.5 |  | OPERATING | OPERATING | E074 | SNR0-2M0 | F40300004 |  | SNR0
SNR-H04MKD10AS106 | Pivot Adjusting Bearing No.6 |  | OPERATING | OPERATING | E074 | SNR0-2M0 | F40300004 |  | SNR0
SNR-H04MKD10AS107 | Pivot Adjusting Bearing No.7 |  | OPERATING | OPERATING | E074 | SNR0-2M0 | F40300004 |  | SNR0
SNR-H04MKD10AS108 | Pivot Adjusting Bearing No.8 |  | OPERATING | OPERATING | E074 | SNR0-2M0 | F40300004 |  | SNR0
SNR-H04MKD10AS109 | Pivot Adjusting Bearing No.9 |  | OPERATING | OPERATING | E074 | SNR0-2M0 | F40300004 |  | SNR0
SNR-H04MKD10AS110 | Pivot Adjusting Bearing No.10 |  | OPERATING | OPERATING | E074 | SNR0-2M0 | F40300004 |  | SNR0
SNR-H04MKD10AS111 | Pivot Adjusting Bearing No.11 |  | OPERATING | OPERATING | E074 | SNR0-2M0 | F40300004 |  | SNR0
SNR-H04MKD10AS112 | Pivot Adjusting Bearing No.12 |  | OPERATING | OPERATING | E074 | SNR0-2M0 | F40300004 |  | SNR0
SNR-H04MKD10AS113 | Pivot Adjusting Bearing No.13 |  | OPERATING | OPERATING | E074 | SNR0-2M0 | F40300004 |  | SNR0
SNR-H04MKD10AS114 | Pivot Adjusting Bearing No.14 |  | OPERATING | OPERATING | E074 | SNR0-2M0 | F40300004 |  | SNR0
SNR-H04MKD10AS115 | Pivot Adjusting Bearing No.15 |  | OPERATING | OPERATING | E074 | SNR0-2M0 | F40300004 |  | SNR0
SNR-H04MKD10AS116 | Pivot Adjusting Bearing No.16 |  | OPERATING | OPERATING | E074 | SNR0-2M0 | F40300004 |  | SNR0
SNR-H04MKD10AS117 | Pivot Adjusting Bearing No.17 |  | OPERATING | OPERATING | E074 | SNR0-2M0 | F40300004 |  | SNR0
SNR-H04MKD10AS118 | Pivot Adjusting Bearing No.18 |  | OPERATING | OPERATING | E074 | SNR0-2M0 | F40300004 |  | SNR0
SNR-H04MKD10AS119 | Pivot Adjusting Bearing No.19 |  | OPERATING | OPERATING | E074 | SNR0-2M0 | F40300004 |  | SNR0
SNR-H04MKD10AS120 | Pivot Adjusting Bearing No.20 |  | OPERATING | OPERATING | E074 | SNR0-2M0 | F40300004 |  | SNR0
SNR-H04MKD10BB001 | Gen. Guide & Thrust Brg. Oil Pan |  | OPERATING | OPERATING | E074 | SNR0-2M0 | F40300004 |  | SNR0
SNR-H04MKD10BB002 | Thrust Box |  | OPERATING | OPERATING | E074 | SNR0-2M0 | F40300004 |  | SNR0
SNR-H04MKD10BQ001 | Support Lower Gen. Guide |  | OPERATING | OPERATING | E074 | SNR0-2M0 | F40300004 |  | SNR0
SNR-H04MKD10BR001 | Pipe Line |  | OPERATING | OPERATING | E074 | SNR0-2M0 | F40300004 |  | SNR0
SNR-H04MKD10CL001 | Oil Level 1 of Gen-LCB |  | OPERATING | OPERATING | E074 | SNR0-2E0 | F40300004 |  | SNR0
SNR-H04MKD10CL002 | Oil Level 2 of Gen-LCB |  | OPERATING | OPERATING | E074 | SNR0-2E0 | F40300004 |  | SNR0
SNR-H04MKD10CT001 | RTD.1 (TS. 4) |  | OPERATING | OPERATING | E074 | SNR0-2E0 | F40300004 |  | SNR0
SNR-H04MKD10CT002 | RTD.2 (TS.10) |  | OPERATING | OPERATING | E074 | SNR0-2E0 | F40300004 |  | SNR0
SNR-H04MKD10CT003 | Dial Thermometer for Thrust Brg. (38DT7) |  | OPERATING | OPERATING | E074 | SNR0-2E0 | F40300004 |  | SNR0
SNR-H04MKD10CT004 | Dial Thermometer Oil Reservior(38DQL) |  | OPERATING | OPERATING | E074 | SNR0-2E0 | F40300004 |  | SNR0
SNR-H04MKD10CT005 | Dial Thermometer Thrust Brg.Shoe (38LDW) |  | OPERATING | OPERATING | E074 | SNR0-2E0 | F40300004 |  | SNR0
SNR-H04MKD10CT006 | Temp. Relay for Thrust Brg.Shoe (38TT11) |  | OPERATING | OPERATING | E074 | SNR0-2E0 | F40300004 |  | SNR0
SNR-H04MKD10CT007 | RTD.1 (LS. 6) |  | OPERATING | OPERATING | E074 | SNR0-2E0 | F40300004 |  | SNR0
SNR-H04MKD10CT008 | RTD.2 (LS.16) |  | OPERATING | OPERATING | E074 | SNR0-2E0 | F40300004 |  | SNR0
SNR-H04MKD10CT009 | Dial Thermometer Guide Brg.Shoe(38DL11) |  | OPERATING | OPERATING | E074 | SNR0-2E0 | F40300004 |  | SNR0
SNR-H04MKD10CT010 | Temp. Relay for Guide Brg.Shoe (38TL7) |  | OPERATING | OPERATING | E074 | SNR0-2E0 | F40300004 |  | SNR0
SNR-H04MKD10CT011 | Temp. Relay for Oil Reservior (38TQU) |  | OPERATING | OPERATING | E074 | SNR0-2E0 | F40300004 |  | SNR0
SNR-H04MKD20 | Upper Gen. Bearing Oil Pan |  | OPERATING | OPERATING | E074 | SNR0-2M0 | F40300004 |  | SNR0
SNR-H04MKD20AS101 | Pivot Adjusting Bearing No.1 |  | OPERATING | OPERATING | E074 | SNR0-2M0 | F40300004 |  | SNR0
SNR-H04MKD20AS102 | Pivot Adjusting Bearing No.2 |  | OPERATING | OPERATING | E074 | SNR0-2M0 | F40300004 |  | SNR0
SNR-H04MKD20AS103 | Pivot Adjusting Bearing No.3 |  | OPERATING | OPERATING | E074 | SNR0-2M0 | F40300004 |  | SNR0
SNR-H04MKD20AS104 | Pivot Adjusting Bearing No.4 |  | OPERATING | OPERATING | E074 | SNR0-2M0 | F40300004 |  | SNR0
SNR-H04MKD20AS105 | Pivot Adjusting Bearing No.5 |  | OPERATING | OPERATING | E074 | SNR0-2M0 | F40300004 |  | SNR0
SNR-H04MKD20AS106 | Pivot Adjusting Bearing No.6 |  | OPERATING | OPERATING | E074 | SNR0-2M0 | F40300004 |  | SNR0
SNR-H04MKD20AS107 | Pivot Adjusting Bearing No.7 |  | OPERATING | OPERATING | E074 | SNR0-2M0 | F40300004 |  | SNR0
SNR-H04MKD20AS108 | Pivot Adjusting Bearing No.8 |  | OPERATING | OPERATING | E074 | SNR0-2M0 | F40300004 |  | SNR0
SNR-H04MKD20AS109 | Pivot Adjusting Bearing No.9 |  | OPERATING | OPERATING | E074 | SNR0-2M0 | F40300004 |  | SNR0
SNR-H04MKD20AS110 | Pivot Adjusting Bearing No.10 |  | OPERATING | OPERATING | E074 | SNR0-2M0 | F40300004 |  | SNR0
SNR-H04MKD20AS111 | Pivot Adjusting Bearing No.11 |  | OPERATING | OPERATING | E074 | SNR0-2M0 | F40300004 |  | SNR0
SNR-H04MKD20AS112 | Pivot Adjusting Bearing No.12 |  | OPERATING | OPERATING | E074 | SNR0-2M0 | F40300004 |  | SNR0
SNR-H04MKD20BB001 | Gen. Oil Pan |  | OPERATING | OPERATING | E074 | SNR0-2M0 | F40300004 |  | SNR0
SNR-H04MKD20BB002 | Thrust Box |  | OPERATING | OPERATING | E074 | SNR0-2M0 | F40300004 |  | SNR0
SNR-H04MKD20BQ001 | Support Upper Gen. Guide |  | OPERATING | OPERATING | E074 | SNR0-2M0 | F40300004 |  | SNR0
SNR-H04MKD20BR001 | Pipe Line |  | OPERATING | OPERATING | E074 | SNR0-2M0 | F40300004 |  | SNR0
SNR-H04MKD20BU001 | Insulation Check Lead Circulating(TC1) |  | OPERATING | OPERATING | E074 | SNR0-2M0 | F40300004 |  | SNR0
SNR-H04MKD20CE001 | Current for Guide Brg. Frame (IC2) |  | OPERATING | OPERATING | E074 | SNR0-2M0 | F40300004 |  | SNR0
SNR-H04MKD20CT007 | RTD.1 (US. 4) |  | OPERATING | OPERATING | E074 | SNR0-2E0 | F40300004 |  | SNR0
SNR-H04MKD20CT008 | RTD.2 (US.10) |  | OPERATING | OPERATING | E074 | SNR0-2E0 | F40300004 |  | SNR0
SNR-H04MKD20CT009 | Dial Thermo. for UpperGuide Brg. (38DQ7) |  | OPERATING | OPERATING | E074 | SNR0-2E0 | F40300004 |  | SNR0
SNR-H04MKD20CT010 | Dial Thermo.UpperGuide Oil Reser.(38DQU) |  | OPERATING | OPERATING | E074 | SNR0-2E0 | F40300004 |  | SNR0
SNR-H04MKD20CT011 | Temp. Relay for Upper Guide Brg. (38TU1) |  | OPERATING | OPERATING | E074 | SNR0-2E0 | F40300004 |  | SNR0
SNR-H04MKD20CT012 | Temp. Relay UpperGuide Oil Reser.(38TQU) |  | OPERATING | OPERATING | E074 | SNR0-2E0 | F40300004 |  | SNR0
SNR-H04MKD30 | Gen Thrust Bearing Set |  | OPERATING | OPERATING | E074 | SNR0-2M0 | F40300004 |  | SNR0
SNR-H04MKD30HD101 | Thrust Bearng No.01 |  | OPERATING | OPERATING | E074 | SNR0-2M0 | F40300004 |  | SNR0
SNR-H04MKD30HD102 | Thrust Bearng No.02 |  | OPERATING | OPERATING | E074 | SNR0-2M0 | F40300004 |  | SNR0
SNR-H04MKD30HD103 | Thrust Bearng No.03 |  | OPERATING | OPERATING | E074 | SNR0-2M0 | F40300004 |  | SNR0
SNR-H04MKD30HD104 | Thrust Bearng No.04 |  | OPERATING | OPERATING | E074 | SNR0-2M0 | F40300004 |  | SNR0
SNR-H04MKD30HD105 | Thrust Bearng No.05 |  | OPERATING | OPERATING | E074 | SNR0-2M0 | F40300004 |  | SNR0
SNR-H04MKD30HD106 | Thrust Bearng No.06 |  | OPERATING | OPERATING | E074 | SNR0-2M0 | F40300004 |  | SNR0
SNR-H04MKD30HD107 | Thrust Bearng No.07 |  | OPERATING | OPERATING | E074 | SNR0-2M0 | F40300004 |  | SNR0
SNR-H04MKD30HD108 | Thrust Bearng No.08 |  | OPERATING | OPERATING | E074 | SNR0-2M0 | F40300004 |  | SNR0
SNR-H04MKD30HD109 | Thrust Bearng No.09 |  | OPERATING | OPERATING | E074 | SNR0-2M0 | F40300004 |  | SNR0
SNR-H04MKD30HD110 | Thrust Bearng No.10 |  | OPERATING | OPERATING | E074 | SNR0-2M0 | F40300004 |  | SNR0
SNR-H04MKD30HD111 | Thrust Bearng No.11 |  | OPERATING | OPERATING | E074 | SNR0-2M0 | F40300004 |  | SNR0
SNR-H04MKD30HD112 | Thrust Bearng No.12 |  | OPERATING | OPERATING | E074 | SNR0-2M0 | F40300004 |  | SNR0
SNR-H04MKD40 | Gen Guide Bearing Set |  | OPERATING | OPERATING | E074 | SNR0-2M0 | F40300004 |  | SNR0
SNR-H04MKD40HD101 | Lower Gen. Guide Bearing No.01 |  | OPERATING | OPERATING | E074 | SNR0-2M0 | F40300004 |  | SNR0
SNR-H04MKD40HD102 | Lower Gen. Guide Bearing No.02 |  | OPERATING | OPERATING | E074 | SNR0-2M0 | F40300004 |  | SNR0
SNR-H04MKD40HD103 | Lower Gen. Guide Bearing No.03 |  | OPERATING | OPERATING | E074 | SNR0-2M0 | F40300004 |  | SNR0
SNR-H04MKD40HD104 | Lower Gen. Guide Bearing No.04 |  | OPERATING | OPERATING | E074 | SNR0-2M0 | F40300004 |  | SNR0
SNR-H04MKD40HD105 | Lower Gen. Guide Bearing No.05 |  | OPERATING | OPERATING | E074 | SNR0-2M0 | F40300004 |  | SNR0
SNR-H04MKD40HD106 | Lower Gen. Guide Bearing No.06 |  | OPERATING | OPERATING | E074 | SNR0-2M0 | F40300004 |  | SNR0
SNR-H04MKD40HD107 | Lower Gen. Guide Bearing No.07 |  | OPERATING | OPERATING | E074 | SNR0-2M0 | F40300004 |  | SNR0
SNR-H04MKD40HD108 | Lower Gen. Guide Bearing No.08 |  | OPERATING | OPERATING | E074 | SNR0-2M0 | F40300004 |  | SNR0
SNR-H04MKD40HD109 | Lower Gen. Guide Bearing No.09 |  | OPERATING | OPERATING | E074 | SNR0-2M0 | F40300004 |  | SNR0
SNR-H04MKD40HD110 | Lower Gen. Guide Bearing No.10 |  | OPERATING | OPERATING | E074 | SNR0-2M0 | F40300004 |  | SNR0
SNR-H04MKD40HD111 | Lower Gen. Guide Bearing No.11 |  | OPERATING | OPERATING | E074 | SNR0-2M0 | F40300004 |  | SNR0
SNR-H04MKD40HD112 | Lower Gen. Guide Bearing No.12 |  | OPERATING | OPERATING | E074 | SNR0-2M0 | F40300004 |  | SNR0
SNR-H04MKD40HD113 | Lower Gen. Guide Bearing No.13 |  | OPERATING | OPERATING | E074 | SNR0-2M0 | F40300004 |  | SNR0
SNR-H04MKD40HD114 | Lower Gen. Guide Bearing No.14 |  | OPERATING | OPERATING | E074 | SNR0-2M0 | F40300004 |  | SNR0
SNR-H04MKD40HD115 | Lower Gen. Guide Bearing No.15 |  | OPERATING | OPERATING | E074 | SNR0-2M0 | F40300004 |  | SNR0
SNR-H04MKD40HD116 | Lower Gen. Guide Bearing No.16 |  | OPERATING | OPERATING | E074 | SNR0-2M0 | F40300004 |  | SNR0
SNR-H04MKD40HD117 | Lower Gen. Guide Bearing No.17 |  | OPERATING | OPERATING | E074 | SNR0-2M0 | F40300004 |  | SNR0
SNR-H04MKD40HD118 | Lower Gen. Guide Bearing No.18 |  | OPERATING | OPERATING | E074 | SNR0-2M0 | F40300004 |  | SNR0
SNR-H04MKD40HD119 | Lower Gen. Guide Bearing No.19 |  | OPERATING | OPERATING | E074 | SNR0-2M0 | F40300004 |  | SNR0
SNR-H04MKD40HD120 | Lower Gen. Guide Bearing No.20 |  | OPERATING | OPERATING | E074 | SNR0-2M0 | F40300004 |  | SNR0
SNR-H04MKD50 | Upper Guide Bearing |  | OPERATING | OPERATING | E074 | SNR0-2M0 | F40300004 |  | SNR0
SNR-H04MKD50HD201 | Upper Guide Bearing No.01 |  | OPERATING | OPERATING | E074 | SNR0-2M0 | F40300004 |  | SNR0
SNR-H04MKD50HD202 | Upper Guide Bearing No.02 |  | OPERATING | OPERATING | E074 | SNR0-2M0 | F40300004 |  | SNR0
SNR-H04MKD50HD203 | Upper Guide Bearing No.03 |  | OPERATING | OPERATING | E074 | SNR0-2M0 | F40300004 |  | SNR0
SNR-H04MKD50HD204 | Upper Guide Bearing No.04 |  | OPERATING | OPERATING | E074 | SNR0-2M0 | F40300004 |  | SNR0
SNR-H04MKD50HD205 | Upper Guide Bearing No.05 |  | OPERATING | OPERATING | E074 | SNR0-2M0 | F40300004 |  | SNR0
SNR-H04MKD50HD206 | Upper Guide Bearing No.06 |  | OPERATING | OPERATING | E074 | SNR0-2M0 | F40300004 |  | SNR0
SNR-H04MKD50HD207 | Upper Guide Bearing No.07 |  | OPERATING | OPERATING | E074 | SNR0-2M0 | F40300004 |  | SNR0
SNR-H04MKD50HD208 | Upper Guide Bearing No.08 |  | OPERATING | OPERATING | E074 | SNR0-2M0 | F40300004 |  | SNR0
SNR-H04MKD50HD209 | Upper Guide Bearing No.09 |  | OPERATING | OPERATING | E074 | SNR0-2M0 | F40300004 |  | SNR0
SNR-H04MKD50HD210 | Upper Guide Bearing No.10 |  | OPERATING | OPERATING | E074 | SNR0-2M0 | F40300004 |  | SNR0
SNR-H04MKD50HD211 | Upper Guide Bearing No.11 |  | OPERATING | OPERATING | E074 | SNR0-2M0 | F40300004 |  | SNR0
SNR-H04MKD50HD212 | Upper Guide Bearing No.12 |  | OPERATING | OPERATING | E074 | SNR0-2M0 | F40300004 |  | SNR0
SNR-H04MKU | SNR-H04 Cooling Oil System |  | OPERATING | OPERATING | E074 | SNR0-2M0 | F40300004 |  | SNR0
SNR-H04MKU10 | Gen. Oil Cooler System |  | OPERATING | OPERATING | E074 | SNR0-2M0 | F40300004 |  | SNR0
SNR-H04MKU10AC001 | Lower Gen. Oil Cooler No. a |  | OPERATING | OPERATING | E074 | SNR0-2M0 | F40300004 |  | SNR0
SNR-H04MKU10AC002 | Lower Gen. Oil Cooler No. b |  | OPERATING | OPERATING | E074 | SNR0-2M0 | F40300004 |  | SNR0
SNR-H04MKU10AC003 | Lower Gen. Oil Cooler No. c |  | OPERATING | OPERATING | E074 | SNR0-2M0 | F40300004 |  | SNR0
SNR-H04MKU10AC004 | Lower Gen. Oil Cooler No. d |  | OPERATING | OPERATING | E074 | SNR0-2M0 | F40300004 |  | SNR0
SNR-H04MKU10AT001 | Oil Strainer for Gen. Oil Cooler |  | OPERATING | OPERATING | E074 | SNR0-2M0 | F40300004 |  | SNR0
SNR-H04MKU10BR001 | Pipe Lub. Oil |  | OPERATING | OPERATING | E074 | SNR0-2M0 | F40300004 |  | SNR0
SNR-H04MKV | SNR-H04 Lub. Supply System |  | OPERATING | OPERATING | E074 | SNR0-2M0 | F40300004 |  | SNR0
SNR-H04MKV10 | Lub. Supply System |  | OPERATING | OPERATING | E074 | SNR0-2M0 | F40300004 |  | SNR0
SNR-H04MKV10AA001 | Valve Inlet before Oil Pump No.1 |  | OPERATING | OPERATING | E074 | SNR0-2M0 | F40300004 |  | SNR0
SNR-H04MKV10AA002 | Valve Outlet after Oil Pump No.1 |  | OPERATING | OPERATING | E074 | SNR0-2M0 | F40300004 |  | SNR0
SNR-H04MKV10AA003 | Valve Inlet before Oil Pump No.2 |  | OPERATING | OPERATING | E074 | SNR0-2M0 | F40300004 |  | SNR0
SNR-H04MKV10AA004 | Valve Outlet after Oil Pump No.2 |  | OPERATING | OPERATING | E074 | SNR0-2M0 | F40300004 |  | SNR0
SNR-H04MKV10AA005 | Valve Inlet Oil Cooler No.1 |  | OPERATING | OPERATING | E074 | SNR0-2M0 | F40300004 |  | SNR0
SNR-H04MKV10AA006 | Valve Outlet Oil Cooler No.1 |  | OPERATING | OPERATING | E074 | SNR0-2M0 | F40300004 |  | SNR0
SNR-H04MKV10AA007 | Valve Inlet Oil Cooler No.2 |  | OPERATING | OPERATING | E074 | SNR0-2M0 | F40300004 |  | SNR0
SNR-H04MKV10AA008 | Valve Outlet Oil Cooler No.2 |  | OPERATING | OPERATING | E074 | SNR0-2M0 | F40300004 |  | SNR0
SNR-H04MKV10AA009 | Valve for Air Vent Suction Pipe |  | OPERATING | OPERATING | E074 | SNR0-2M0 | F40300004 |  | SNR0
SNR-H04MKV10AA010 | Valve for Air Vent Discharge Pipe |  | OPERATING | OPERATING | E074 | SNR0-2M0 | F40300004 |  | SNR0
SNR-H04MKV10AA011 | Valve Air Vent for Oil Cooler |  | OPERATING | OPERATING | E074 | SNR0-2M0 | F40300004 |  | SNR0
SNR-H04MKV10AA012 | Valve Before Strainer |  | OPERATING | OPERATING | E074 | SNR0-2M0 | F40300004 |  | SNR0
SNR-H04MKV10AA013 | Valve After Strainer |  | OPERATING | OPERATING | E074 | SNR0-2M0 | F40300004 |  | SNR0
SNR-H04MKV10AA014 | Valve By Pass Strainer |  | OPERATING | OPERATING | E074 | SNR0-2M0 | F40300004 |  | SNR0
SNR-H04MKV10AA015 | Check Valve for Oil Pump No.1 |  | OPERATING | OPERATING | E074 | SNR0-2M0 | F40300004 |  | SNR0
SNR-H04MKV10AA016 | Check Valve for Oil Pump No.2 |  | OPERATING | OPERATING | E074 | SNR0-2M0 | F40300004 |  | SNR0
SNR-H04MKV10AA017 | Valve Drain Lub. Oil Cooler No.1 |  | OPERATING | OPERATING | E074 | SNR0-2M0 | F40300004 |  | SNR0
SNR-H04MKV10AA018 | Valve Drain Lub. Oil Cooler No.2 |  | OPERATING | OPERATING | E074 | SNR0-2M0 | F40300004 |  | SNR0
SNR-H04MKV10AC001 | Upper Gen. Oil Cooler No. a |  | OPERATING | OPERATING | E074 | SNR0-2M0 | F40300004 |  | SNR0
SNR-H04MKV10AC002 | Upper Gen. Oil Cooler No. b |  | OPERATING | OPERATING | E074 | SNR0-2M0 | F40300004 |  | SNR0
SNR-H04MKV10AP001 | Gen. Guide Brg. Oil Pump No.1 |  | OPERATING | OPERATING | E074 | SNR0-2M0 | F40300004 |  | SNR0
SNR-H04MKV10AP001-M01 | Motor (QBMA) |  | OPERATING | OPERATING | E074 | SNR0-2E0 | F40300004 |  | SNR0
SNR-H04MKV10AP001KA01 | Valve for Pressure Gauge |  | OPERATING | OPERATING | E074 | SNR0-2M0 | F40300004 |  | SNR0
SNR-H04MKV10AP001KP01 | Pump No.1 |  | OPERATING | OPERATING | E074 | SNR0-2M0 | F40300004 |  | SNR0
SNR-H04MKV10AP001MK01 | Coupling |  | OPERATING | OPERATING | E074 | SNR0-2M0 | F40300004 |  | SNR0
SNR-H04MKV10AP001QP01 | Pressure Gauge |  | OPERATING | OPERATING | E074 | SNR0-2E0 | F40300004 |  | SNR0
SNR-H04MKV10AP002 | Gen. Guide Brg. Oil Pump No.2 |  | OPERATING | OPERATING | E074 | SNR0-2M0 | F40300004 |  | SNR0
SNR-H04MKV10AP002-M01 | Motor (QBMB) |  | OPERATING | OPERATING | E074 | SNR0-2E0 | F40300004 |  | SNR0
SNR-H04MKV10AP002KA01 | Valve for Pressure Gauge |  | OPERATING | OPERATING | E074 | SNR0-2M0 | F40300004 |  | SNR0
SNR-H04MKV10AP002KP01 | Oil Pump No.2 |  | OPERATING | OPERATING | E074 | SNR0-2M0 | F40300004 |  | SNR0
SNR-H04MKV10AP002MK01 | Coupling |  | OPERATING | OPERATING | E074 | SNR0-2M0 | F40300004 |  | SNR0
SNR-H04MKV10AP002QP01 | Pressure Gauge |  | OPERATING | OPERATING | E074 | SNR0-2E0 | F40300004 |  | SNR0
SNR-H04MKV10AT001 | Strainer for Oil Pump No.1 |  | OPERATING | OPERATING | E074 | SNR0-2M0 | F40300004 |  | SNR0
SNR-H04MKV10BP001 | Flow Sight for Oil Cooler No.1 |  | OPERATING | OPERATING | E074 | SNR0-2M0 | F40300004 |  | SNR0
SNR-H04MKV10BP002 | Flow Sight for Oil Cooler No.2 |  | OPERATING | OPERATING | E074 | SNR0-2M0 | F40300004 |  | SNR0
SNR-H04MKV10BR001 | Pipe Line |  | OPERATING | OPERATING | E074 | SNR0-2M0 | F40300004 |  | SNR0
SNR-H04MKV10CP001 | Flow Relay 80QL |  | OPERATING | OPERATING | E074 | SNR0-2E0 | F40300004 |  | SNR0
SNR-H04MKV10CP002 | Difference Pressure for Strainer |  | OPERATING | OPERATING | E074 | SNR0-2E0 | F40300004 |  | SNR0
SNR-H04MKV10CT001 | Oil Inlet Temp. |  | OPERATING | OPERATING | E074 | SNR0-2M0 | F40300004 |  | SNR0
SNR-H04MKV10CT002 | Oil Outlet Temp. |  | OPERATING | OPERATING | E074 | SNR0-2M0 | F40300004 |  | SNR0
SNR-H04MKY | Generator Control and Protection Equip |  | OPERATING | OPERATING | E074 | SNR0-2E0 | F40300004 |  | SNR0
SNR-H04MKY10 | Unit 4 Dynamic Brake DS |  | OPERATING | OPERATING | E074 | SNR0-2E0 | F40300004 |  | SNR0
SNR-H04MKY10AA001 | Valve for Suction Line Fillter |  | OPERATING | OPERATING | E074 | SNR0-2M0 | F40300004 |  | SNR0
SNR-H04MKY10AA002 | Relief Valve |  | OPERATING | OPERATING | E074 | SNR0-2M0 | F40300004 |  | SNR0
SNR-H04MKY10AA003 | Check Valve for Pump No.1 |  | OPERATING | OPERATING | E074 | SNR0-2M0 | F40300004 |  | SNR0
SNR-H04MKY10AA004 | Check Valve for Pump No.2 |  | OPERATING | OPERATING | E074 | SNR0-2M0 | F40300004 |  | SNR0
SNR-H04MKY10AA005 | Check Valve for Discharge Line |  | OPERATING | OPERATING | E074 | SNR0-2M0 | F40300004 |  | SNR0
SNR-H04MKY10AA006 | Flow Control CheckValve Thrusg.No.1-1 |  | OPERATING | OPERATING | E074 | SNR0-2M0 | F40300004 |  | SNR0
SNR-H04MKY10AA007 | Flow Control CheckValve Thrusg.No.1-2 |  | OPERATING | OPERATING | E074 | SNR0-2M0 | F40300004 |  | SNR0
SNR-H04MKY10AA008 | Flow Control CheckValve ThrusgNo.2-1 |  | OPERATING | OPERATING | E074 | SNR0-2M0 | F40300004 |  | SNR0
SNR-H04MKY10AA009 | Flow Control CheckValve Thrusg No.2-2 |  | OPERATING | OPERATING | E074 | SNR0-2M0 | F40300004 |  | SNR0
SNR-H04MKY10AA010 | Flow Control CheckValve Thrusg No.3-1 |  | OPERATING | OPERATING | E074 | SNR0-2M0 | F40300004 |  | SNR0
SNR-H04MKY10AA011 | Flow Control CheckValve Thrusg No.3-2 |  | OPERATING | OPERATING | E074 | SNR0-2M0 | F40300004 |  | SNR0
SNR-H04MKY10AA012 | Flow Control CheckValve Thrusg No.4-1 |  | OPERATING | OPERATING | E074 | SNR0-2M0 | F40300004 |  | SNR0
SNR-H04MKY10AA013 | Flow Control CheckValve Thrusg No.4-2 |  | OPERATING | OPERATING | E074 | SNR0-2M0 | F40300004 |  | SNR0
SNR-H04MKY10AA014 | Flow Control CheckValve Thrusg No.5-1 |  | OPERATING | OPERATING | E074 | SNR0-2M0 | F40300004 |  | SNR0
SNR-H04MKY10AA015 | Flow Control CheckValve Thrusg No.5-2 |  | OPERATING | OPERATING | E074 | SNR0-2M0 | F40300004 |  | SNR0
SNR-H04MKY10AA016 | Flow Control CheckValve Thrusg No.6-1 |  | OPERATING | OPERATING | E074 | SNR0-2M0 | F40300004 |  | SNR0
SNR-H04MKY10AA017 | Flow Control CheckValve Thrusg No.6-2 |  | OPERATING | OPERATING | E074 | SNR0-2M0 | F40300004 |  | SNR0
SNR-H04MKY10AA018 | Flow Control CheckValve Thrusg No.7-1 |  | OPERATING | OPERATING | E074 | SNR0-2M0 | F40300004 |  | SNR0
SNR-H04MKY10AA019 | Flow Control CheckValve Thrusg No.7-2 |  | OPERATING | OPERATING | E074 | SNR0-2M0 | F40300004 |  | SNR0
SNR-H04MKY10AA020 | Flow Control CheckValve Thrusg No.8-1 |  | OPERATING | OPERATING | E074 | SNR0-2M0 | F40300004 |  | SNR0
SNR-H04MKY10AA021 | Flow Control CheckValve Thrusg No.8-2 |  | OPERATING | OPERATING | E074 | SNR0-2M0 | F40300004 |  | SNR0
SNR-H04MKY10AA022 | Flow Control CheckValve Thrusg No.9-1 |  | OPERATING | OPERATING | E074 | SNR0-2M0 | F40300004 |  | SNR0
SNR-H04MKY10AA023 | Flow Control CheckValve Thrusg No.9-2 |  | OPERATING | OPERATING | E074 | SNR0-2M0 | F40300004 |  | SNR0
SNR-H04MKY10AA024 | Flow Control CheckValve Thrusg No.10-1 |  | OPERATING | OPERATING | E074 | SNR0-2M0 | F40300004 |  | SNR0
SNR-H04MKY10AA025 | Flow Control CheckValve Thrusg No.10-2 |  | OPERATING | OPERATING | E074 | SNR0-2M0 | F40300004 |  | SNR0
SNR-H04MKY10AA026 | Flow Control CheckValve Thrusg No.11-1 |  | OPERATING | OPERATING | E074 | SNR0-2M0 | F40300004 |  | SNR0
SNR-H04MKY10AA027 | Flow Control CheckValve Thrusg No.11-2 |  | OPERATING | OPERATING | E074 | SNR0-2M0 | F40300004 |  | SNR0
SNR-H04MKY10AA028 | Flow Control CheckValve Thrusg No.12-1 |  | OPERATING | OPERATING | E074 | SNR0-2M0 | F40300004 |  | SNR0
SNR-H04MKY10AA029 | Flow Control CheckValve Thrusg No.12-2 |  | OPERATING | OPERATING | E074 | SNR0-2M0 | F40300004 |  | SNR0
SNR-H04MKY10AA030 | Flow Control Valve |  | OPERATING | OPERATING | E074 | SNR0-2M0 | F40300004 |  | SNR0
SNR-H04MKY10AP001 | High Pressure Oil Lift Pump No.1 |  | OPERATING | OPERATING | E074 | SNR0-2M0 | F40300004 |  | SNR0
SNR-H04MKY10AP001-M01 | Motor |  | OPERATING | OPERATING | E074 | SNR0-2E0 | F40300004 |  | SNR0
SNR-H04MKY10AP001KP01 | Pump |  | OPERATING | OPERATING | E074 | SNR0-2M0 | F40300004 |  | SNR0
SNR-H04MKY10AP001MK01 | Coupling |  | OPERATING | OPERATING | E074 | SNR0-2M0 | F40300004 |  | SNR0
SNR-H04MKY10AP002 | High Pressure Oil Lift Pump No.2 |  | OPERATING | OPERATING | E074 | SNR0-2M0 | F40300004 |  | SNR0
SNR-H04MKY10AP002-F01 | Pressure Switch for Relief Valve |  | OPERATING | OPERATING | E074 | SNR0-2E0 | F40300004 |  | SNR0
SNR-H04MKY10AP002-F02 | Pressure Switch for Discharge Line |  | OPERATING | OPERATING | E074 | SNR0-2E0 | F40300004 |  | SNR0
SNR-H04MKY10AP002-M1 | Motor |  | OPERATING | OPERATING | E074 | SNR0-2E0 | F40300004 |  | SNR0
SNR-H04MKY10AP002KP01 | Pump |  | OPERATING | OPERATING | E074 | SNR0-2M0 | F40300004 |  | SNR0
SNR-H04MKY10AP002MK01 | Coupling |  | OPERATING | OPERATING | E074 | SNR0-2M0 | F40300004 |  | SNR0
SNR-H04MKY10AT001 | Suction Fillter |  | OPERATING | OPERATING | E074 | SNR0-2M0 | F40300004 |  | SNR0
SNR-H04MKY10AT002 | Line Fillter |  | OPERATING | OPERATING | E074 | SNR0-2M0 | F40300004 |  | SNR0
SNR-H04MKY10BR001 | Pipe Line |  | OPERATING | OPERATING | E074 | SNR0-2M0 | F40300004 |  | SNR0
SNR-H04MKY10BR002 | Flexible Pipe for Thrusg Brg. No.1-1 |  | OPERATING | OPERATING | E074 | SNR0-2M0 | F40300004 |  | SNR0
SNR-H04MKY10BR003 | Flexible Pipe for Thrusg Brg. No.1-2 |  | OPERATING | OPERATING | E074 | SNR0-2M0 | F40300004 |  | SNR0
SNR-H04MKY10BR004 | Flexible Pipe for Thrusg Brg. No.2-1 |  | OPERATING | OPERATING | E074 | SNR0-2M0 | F40300004 |  | SNR0
SNR-H04MKY10BR005 | Flexible Pipe for Thrusg Brg. No.2-2 |  | OPERATING | OPERATING | E074 | SNR0-2M0 | F40300004 |  | SNR0
SNR-H04MKY10BR006 | Flexible Pipe for Thrusg Brg. No.3-1 |  | OPERATING | OPERATING | E074 | SNR0-2M0 | F40300004 |  | SNR0
SNR-H04MKY10BR007 | Flexible Pipe for Thrusg Brg. No.3-2 |  | OPERATING | OPERATING | E074 | SNR0-2M0 | F40300004 |  | SNR0
SNR-H04MKY10BR008 | Flexible Pipe for Thrusg Brg. No.4-1 |  | OPERATING | OPERATING | E074 | SNR0-2M0 | F40300004 |  | SNR0
SNR-H04MKY10BR009 | Flexible Pipe for Thrusg Brg. No.4-2 |  | OPERATING | OPERATING | E074 | SNR0-2M0 | F40300004 |  | SNR0
SNR-H04MKY10BR010 | Flexible Pipe for Thrusg Brg. No.5-1 |  | OPERATING | OPERATING | E074 | SNR0-2M0 | F40300004 |  | SNR0
SNR-H04MKY10BR011 | Flexible Pipe for Thrusg Brg. No.5-2 |  | OPERATING | OPERATING | E074 | SNR0-2M0 | F40300004 |  | SNR0
SNR-H04MKY10BR012 | Flexible Pipe for Thrusg Brg. No.6-1 |  | OPERATING | OPERATING | E074 | SNR0-2M0 | F40300004 |  | SNR0
SNR-H04MKY10BR013 | Flexible Pipe for Thrusg Brg. No.6-2 |  | OPERATING | OPERATING | E074 | SNR0-2M0 | F40300004 |  | SNR0
SNR-H04MKY10BR014 | Flexible Pipe for Thrusg Brg. No.7-1 |  | OPERATING | OPERATING | E074 | SNR0-2M0 | F40300004 |  | SNR0
SNR-H04MKY10BR015 | Flexible Pipe for Thrusg Brg. No.7-2 |  | OPERATING | OPERATING | E074 | SNR0-2M0 | F40300004 |  | SNR0
SNR-H04MKY10BR016 | Flexible Pipe for Thrusg Brg. No.8-1 |  | OPERATING | OPERATING | E074 | SNR0-2M0 | F40300004 |  | SNR0
SNR-H04MKY10BR017 | Flexible Pipe for Thrusg Brg. No.8-2 |  | OPERATING | OPERATING | E074 | SNR0-2M0 | F40300004 |  | SNR0
SNR-H04MKY10BR018 | Flexible Pipe for Thrusg Brg. No.9-1 |  | OPERATING | OPERATING | E074 | SNR0-2M0 | F40300004 |  | SNR0
SNR-H04MKY10BR019 | Flexible Pipe for Thrusg Brg. No.9-2 |  | OPERATING | OPERATING | E074 | SNR0-2M0 | F40300004 |  | SNR0
SNR-H04MKY10BR020 | Flexible Pipe for Thrusg Brg. No.10-1 |  | OPERATING | OPERATING | E074 | SNR0-2M0 | F40300004 |  | SNR0
SNR-H04MKY10BR021 | Flexible Pipe for Thrusg Brg. No.10-2 |  | OPERATING | OPERATING | E074 | SNR0-2M0 | F40300004 |  | SNR0
SNR-H04MKY10BR022 | Flexible Pipe for Thrusg Brg. No.11-1 |  | OPERATING | OPERATING | E074 | SNR0-2M0 | F40300004 |  | SNR0
SNR-H04MKY10BR023 | Flexible Pipe for Thrusg Brg. No.11-2 |  | OPERATING | OPERATING | E074 | SNR0-2M0 | F40300004 |  | SNR0
SNR-H04MKY10BR024 | Flexible Pipe for Thrusg Brg. No.12-1 |  | OPERATING | OPERATING | E074 | SNR0-2M0 | F40300004 |  | SNR0
SNR-H04MKY10BR025 | Flexible Pipe for Thrusg Brg. No.12-2 |  | OPERATING | OPERATING | E074 | SNR0-2M0 | F40300004 |  | SNR0
SNR-H04MKY10CP001 | Pressure Gauge for Discharge Line |  | OPERATING | OPERATING | E074 | SNR0-2E0 | F40300004 |  | SNR0
SNR-H04MKY10GS100 | Unit4 Dynamic Brake DS (57DB) Cubicle |  | OPERATING | OPERATING | E074 | SNR0-2E0 | F40300004 |  | SNR0
SNR-H04MKY11 | Unit 4 Dynamic Brake Excitation Control |  | OPERATING | OPERATING | E074 | SNR0-2E0 | F40300004 |  | SNR0
SNR-H04MKY11DE100 | Unit4 Dynamic Brake Rectifier (DBR) PNL. |  | OPERATING | OPERATING | E074 | SNR0-2E0 | F40300004 |  | SNR0
SNR-H04MKY11GS100 | Unit4 Dynamic Brake Field Switch PNL. |  | OPERATING | OPERATING | E074 | SNR0-2E0 | F40300004 |  | SNR0
SNR-H04MKY11GS100-Q01 | Unit4 ACB 41DB |  | OPERATING | OPERATING | E074 | SNR0-2E0 | F40300004 |  | SNR0
SNR-H04MKY12 | Unit 4 Dynamic Brake Transformer |  | OPERATING | OPERATING | E074 | SNR0-2E0 | F40300004 |  | SNR0
SNR-H04MKY12GT100 | Unit4 Dynamic Brake Transformer Cubicle |  | OPERATING | OPERATING | E074 | SNR0-2E0 | F40300004 |  | SNR0
SNR-H04P | Cooling Water System |  | OPERATING | OPERATING | E074 | SNR0-2M0 | F40300004 |  | SNR0
SNR-H04PA | Cooling Water System |  | OPERATING | OPERATING | E074 | SNR0-2M0 | F40300004 |  | SNR0
SNR-H04PAG | Main Cooling Water |  | OPERATING | OPERATING | E074 | SNR0-2M0 | F40300004 |  | SNR0
SNR-H04PAG10 | Main Cooling From Penstock |  | OPERATING | OPERATING | E074 | SNR0-2M0 | F40300004 |  | SNR0
SNR-H04PAG10AA001 | Main Valve From Penstock |  | OPERATING | OPERATING | E074 | SNR0-2M0 | F40300004 |  | SNR0
SNR-H04PAG10AA002 | Main Cooling Water SupplyValve20PM |  | OPERATING | OPERATING | E074 | SNR0-2E0 | F40300004 |  | SNR0
SNR-H04PAG10AA002-M01 | Motor for Valve 20PM |  | OPERATING | OPERATING | E074 | SNR0-2E0 | F40300004 |  | SNR0
SNR-H04PAG10AA002KA01 | Valve |  | OPERATING | OPERATING | E074 | SNR0-2M0 | F40300004 |  | SNR0
SNR-H04PAG10AA002MG01 | Gear Drive |  | OPERATING | OPERATING | E074 | SNR0-2M0 | F40300004 |  | SNR0
SNR-H04PAG10AA003 | By - Pass Valve for Valve 20PM |  | OPERATING | OPERATING | E074 | SNR0-2M0 | F40300004 |  | SNR0
SNR-H04PAG10AA004 | Valve Inlet before washing Strainer 810A |  | OPERATING | OPERATING | E074 | SNR0-2M0 | F40300004 |  | SNR0
SNR-H04PAG10AA005 | Valve Outlet after washing Strainer 810A |  | OPERATING | OPERATING | E074 | SNR0-2M0 | F40300004 |  | SNR0
SNR-H04PAG10AA006 | Valve Drain for AutoWashing Strainer810A |  | OPERATING | OPERATING | E074 | SNR0-2M0 | F40300004 |  | SNR0
SNR-H04PAG10AA007 | Valve Inlet before washing Strainer 810B |  | OPERATING | OPERATING | E074 | SNR0-2M0 | F40300004 |  | SNR0
SNR-H04PAG10AA008 | Valve Outlet after washing Strainer 810B |  | OPERATING | OPERATING | E074 | SNR0-2M0 | F40300004 |  | SNR0
SNR-H04PAG10AA009 | Valve Drain for AutoWashing Strainer810B |  | OPERATING | OPERATING | E074 | SNR0-2M0 | F40300004 |  | SNR0
SNR-H04PAG10AA010 | AutoValve Drain AutoWashing Strainer810A |  | OPERATING | OPERATING | E074 | SNR0-2M0 | F40300004 |  | SNR0
SNR-H04PAG10AA010-M01 | Motor |  | OPERATING | OPERATING | E074 | SNR0-2E0 | F40300004 |  | SNR0
SNR-H04PAG10AA010KA01 | Valve |  | OPERATING | OPERATING | E074 | SNR0-2M0 | F40300004 |  | SNR0
SNR-H04PAG10AA010MG01 | Gear Drive |  | OPERATING | OPERATING | E074 | SNR0-2M0 | F40300004 |  | SNR0
SNR-H04PAG10AA011 | AutoValve Drain AutoWashing Strainer810B |  | OPERATING | OPERATING | E074 | SNR0-2M0 | F40300004 |  | SNR0
SNR-H04PAG10AA011-M01 | Motor |  | OPERATING | OPERATING | E074 | SNR0-2E0 | F40300004 |  | SNR0
SNR-H04PAG10AA011KA01 | Valve |  | OPERATING | OPERATING | E074 | SNR0-2M0 | F40300004 |  | SNR0
SNR-H04PAG10AA011MG01 | Gear Drive |  | OPERATING | OPERATING | E074 | SNR0-2M0 | F40300004 |  | SNR0
SNR-H04PAG10AA012 | ValveInlet before Press.Reduc. Valve825 |  | OPERATING | OPERATING | E074 | SNR0-2M0 | F40300004 |  | SNR0
SNR-H04PAG10AA013 | Pressure Reducing Valve(825) |  | OPERATING | OPERATING | E074 | SNR0-2M0 | F40300004 |  | SNR0
SNR-H04PAG10AA013KA01 | Valve 825 |  | OPERATING | OPERATING | E074 | SNR0-2M0 | F40300004 |  | SNR0
SNR-H04PAG10AA013KA02 | Valve for Pressure Gauge Inlet |  | OPERATING | OPERATING | E074 | SNR0-2M0 | F40300004 |  | SNR0
SNR-H04PAG10AA013KA03 | Valve for Pressure Gauge Outlet |  | OPERATING | OPERATING | E074 | SNR0-2M0 | F40300004 |  | SNR0
SNR-H04PAG10AA013QP01 | Pressure Gauge Inlet |  | OPERATING | OPERATING | E074 | SNR0-2E0 | F40300004 |  | SNR0
SNR-H04PAG10AA013QP02 | Pressure Gauge Outlet |  | OPERATING | OPERATING | E074 | SNR0-2E0 | F40300004 |  | SNR0
SNR-H04PAG10AA014 | ValveInlet before Press.Reduc. Valve825 |  | OPERATING | OPERATING | E074 | SNR0-2M0 | F40300004 |  | SNR0
SNR-H04PAG10AA015 | Pressure Relief Valve(828) |  | OPERATING | OPERATING | E074 | SNR0-2M0 | F40300004 |  | SNR0
SNR-H04PAG10AA016 | Check Valve After Relief Valve |  | OPERATING | OPERATING | E074 | SNR0-2M0 | F40300004 |  | SNR0
SNR-H04PAG10AA017 | Valve After Relief Valve |  | OPERATING | OPERATING | E074 | SNR0-2M0 | F40300004 |  | SNR0
SNR-H04PAG10AA018 | Disch.Valve UpperGuide,Thrust ,AirCooler |  | OPERATING | OPERATING | E074 | SNR0-2M0 | F40300004 |  | SNR0
SNR-H04PAG10AG001 | Mini Hydro Turbine for Penstock |  | OPERATING | OPERATING | E074 | SNR0-2M0 | F40300004 |  | SNR0
SNR-H04PAG10AG001-G01 | Generator |  | OPERATING | OPERATING | E074 | SNR0-2M0 | F40300004 |  | SNR0
SNR-H04PAG10AG001KA01 | Inlet Valve |  | OPERATING | OPERATING | E074 | SNR0-2M0 | F40300004 |  | SNR0
SNR-H04PAG10AG001KA02 | Manual Valve |  | OPERATING | OPERATING | E074 | SNR0-2M0 | F40300004 |  | SNR0
SNR-H04PAG10AG001KA03 | Bypass Valve |  | OPERATING | OPERATING | E074 | SNR0-2M0 | F40300004 |  | SNR0
SNR-H04PAG10AG001MT01 | Turbine |  | OPERATING | OPERATING | E074 | SNR0-2M0 | F40300004 |  | SNR0
SNR-H04PAG10AT001 | Auto. Washing Strainer No.A(810A) |  | OPERATING | OPERATING | E074 | SNR0-2M0 | F40300004 |  | SNR0
SNR-H04PAG10AT001-M01 | Motor Auto. Washing Strainer No.A(810A) |  | OPERATING | OPERATING | E074 | SNR0-2E0 | F40300004 |  | SNR0
SNR-H04PAG10AT001KA01 | Valve for Pressure Gauge Inlet |  | OPERATING | OPERATING | E074 | SNR0-2M0 | F40300004 |  | SNR0
SNR-H04PAG10AT001KA02 | Valve for Pressure Gauge Outlet |  | OPERATING | OPERATING | E074 | SNR0-2M0 | F40300004 |  | SNR0
SNR-H04PAG10AT001KT01 | Strainer |  | OPERATING | OPERATING | E074 | SNR0-2M0 | F40300004 |  | SNR0
SNR-H04PAG10AT001MG01 | Gear Drive |  | OPERATING | OPERATING | E074 | SNR0-2M0 | F40300004 |  | SNR0
SNR-H04PAG10AT001QP01 | Pressure Gauge Inlet |  | OPERATING | OPERATING | E074 | SNR0-2E0 | F40300004 |  | SNR0
SNR-H04PAG10AT001QP02 | Pressure Gauge Outlet |  | OPERATING | OPERATING | E074 | SNR0-2E0 | F40300004 |  | SNR0
SNR-H04PAG10AT002 | Auto. Washing Strainer No.B(810B) |  | OPERATING | OPERATING | E074 | SNR0-2M0 | F40300004 |  | SNR0
SNR-H04PAG10AT002-M01 | Motor Auto. Washing Strainer No.B(810B) |  | OPERATING | OPERATING | E074 | SNR0-2E0 | F40300004 |  | SNR0
SNR-H04PAG10AT002KA01 | Valve for Pressure Gauge Inlet |  | OPERATING | OPERATING | E074 | SNR0-2M0 | F40300004 |  | SNR0
SNR-H04PAG10AT002KA02 | Valve for Pressure Gauge Outlet |  | OPERATING | OPERATING | E074 | SNR0-2M0 | F40300004 |  | SNR0
SNR-H04PAG10AT002KT01 | Strainer |  | OPERATING | OPERATING | E074 | SNR0-2M0 | F40300004 |  | SNR0
SNR-H04PAG10AT002MG01 | Gear Drive |  | OPERATING | OPERATING | E074 | SNR0-2M0 | F40300004 |  | SNR0
SNR-H04PAG10AT002QP01 | Pressure Gauge Inlet |  | OPERATING | OPERATING | E074 | SNR0-2E0 | F40300004 |  | SNR0
SNR-H04PAG10AT002QP02 | Pressure Gauge Outlet |  | OPERATING | OPERATING | E074 | SNR0-2E0 | F40300004 |  | SNR0
SNR-H04PAG10BR001 | Pipe Line |  | OPERATING | OPERATING | E074 | SNR0-2M0 | F40300004 |  | SNR0
SNR-H04PAG10CP001 | Pressure Gauge of Main Cooling Water |  | OPERATING | OPERATING | E074 | SNR0-2E0 | F40300004 |  | SNR0
SNR-H04PAG10CT001 | RTD-3 |  | OPERATING | OPERATING | E074 | SNR0-2E0 | F40300004 |  | SNR0
SNR-H04PAG11 | Main Cooling From D/T |  | OPERATING | OPERATING | E074 | SNR0-2M0 | F40300004 |  | SNR0
SNR-H04PAG11AA001 | Valve Inlet from D/T |  | OPERATING | OPERATING | E074 | SNR0-2M0 | F40300004 |  | SNR0
SNR-H04PAG11AA002 | Valve for D/T Drain |  | OPERATING | OPERATING | E074 | SNR0-2M0 | F40300004 |  | SNR0
SNR-H04PAG11AA003 | ValveInlet Before Cooling Water Pump 801 |  | OPERATING | OPERATING | E074 | SNR0-2M0 | F40300004 |  | SNR0
SNR-H04PAG11AA004 | Check Valve After Cooling Water Pump 801 |  | OPERATING | OPERATING | E074 | SNR0-2M0 | F40300004 |  | SNR0
SNR-H04PAG11AA005 | Valve for Drain Water in D/T |  | OPERATING | OPERATING | E074 | SNR0-2M0 | F40300004 |  | SNR0
SNR-H04PAG11AA006 | ValveInlet Manual Wash. Strai. No.A 811A |  | OPERATING | OPERATING | E074 | SNR0-2M0 | F40300004 |  | SNR0
SNR-H04PAG11AA007 | ValveOutlet Manual Wash.Strai. No.A 811A |  | OPERATING | OPERATING | E074 | SNR0-2M0 | F40300004 |  | SNR0
SNR-H04PAG11AA008 | ValveDrain Manual Wash Strai No.A 811A |  | OPERATING | OPERATING | E074 | SNR0-2M0 | F40300004 |  | SNR0
SNR-H04PAG11AA009 | ValveInlet Manual Wash.Strai. No.B 811B |  | OPERATING | OPERATING | E074 | SNR0-2M0 | F40300004 |  | SNR0
SNR-H04PAG11AA010 | ValveOutlet Manual Wash.Strai. No.B 811B |  | OPERATING | OPERATING | E074 | SNR0-2M0 | F40300004 |  | SNR0
SNR-H04PAG11AA011 | ValveDrain Manual Wash.Strai. No.A 811B |  | OPERATING | OPERATING | E074 | SNR0-2M0 | F40300004 |  | SNR0
SNR-H04PAG11AG001 | MINI HYDRO TURBINE FOR D/T |  | OPERATING | OPERATING | E074 | SNR0-2M0 | F40300004 |  | SNR0
SNR-H04PAG11AG001-G01 | Generator |  | OPERATING | OPERATING | E074 | SNR0-2E0 | F40300004 |  | SNR0
SNR-H04PAG11AG001KA01 | Inlet Valve |  | OPERATING | OPERATING | E074 | SNR0-2M0 | F40300004 |  | SNR0
SNR-H04PAG11AG001KA02 | Manual Valve |  | OPERATING | OPERATING | E074 | SNR0-2M0 | F40300004 |  | SNR0
SNR-H04PAG11AG001KA03 | Bypass Valve |  | OPERATING | OPERATING | E074 | SNR0-2M0 | F40300004 |  | SNR0
SNR-H04PAG11AG001MT01 | Turbine |  | OPERATING | OPERATING | E074 | SNR0-2M0 | F40300004 |  | SNR0
SNR-H04PAG11AP001 | Main Cooling Water Pump(801) |  | OPERATING | OPERATING | E074 | SNR0-2M0 | F40300004 |  | SNR0
SNR-H04PAG11AP001-M01 | Main Cooling Water Pump(801)(Motor) |  | OPERATING | OPERATING | E074 | SNR0-2M0 | F40300004 |  | SNR0
SNR-H04PAG11AP001KA01 | Valve for Pressure Gauge Inlet |  | OPERATING | OPERATING | E074 | SNR0-2M0 | F40300004 |  | SNR0
SNR-H04PAG11AP001KA02 | Valve for Pressure Gauge Outlet |  | OPERATING | OPERATING | E074 | SNR0-2M0 | F40300004 |  | SNR0
SNR-H04PAG11AP001KP01 | Pump |  | OPERATING | OPERATING | E074 | SNR0-2M0 | F40300004 |  | SNR0
SNR-H04PAG11AP001MK01 | Coupling |  | OPERATING | OPERATING | E074 | SNR0-2M0 | F40300004 |  | SNR0
SNR-H04PAG11AP001QP01 | Pressure Gauge Inlet (I7) |  | OPERATING | OPERATING | E074 | SNR0-2E0 | F40300004 |  | SNR0
SNR-H04PAG11AP001QP02 | Pressure Gauge Outlet (I8) |  | OPERATING | OPERATING | E074 | SNR0-2E0 | F40300004 |  | SNR0
SNR-H04PAG11AP002 | Portable Vaccum Pump(802) |  | OPERATING | OPERATING | E074 | SNR0-2M0 | F40300004 |  | SNR0
SNR-H04PAG11AP002-M01 | Main Cooling Water Pump(801)(Motor) |  | OPERATING | OPERATING | E074 | SNR0-2M0 | F40300004 |  | SNR0
SNR-H04PAG11AP002KP01 | Pump |  | OPERATING | OPERATING | E074 | SNR0-2M0 | F40300004 |  | SNR0
SNR-H04PAG11AP002MK01 | Coupling |  | OPERATING | OPERATING | E074 | SNR0-2M0 | F40300004 |  | SNR0
SNR-H04PAG11AP002MR01 | Pipe Line |  | OPERATING | OPERATING | E074 | SNR0-2M0 | F40300004 |  | SNR0
SNR-H04PAG11AT001 | Manual Washing Strainer No.A(811A) |  | OPERATING | OPERATING | E074 | SNR0-2M0 | F40300004 |  | SNR0
SNR-H04PAG11AT001KA01 | Valve for Pressure Gauge Inlet |  | OPERATING | OPERATING | E074 | SNR0-2M0 | F40300004 |  | SNR0
SNR-H04PAG11AT001KA02 | Valve for Pressure Gauge Outlet |  | OPERATING | OPERATING | E074 | SNR0-2M0 | F40300004 |  | SNR0
SNR-H04PAG11AT001QP01 | Pressure Gauge Inlet |  | OPERATING | OPERATING | E074 | SNR0-2E0 | F40300004 |  | SNR0
SNR-H04PAG11AT001QP02 | Pressure Gauge Outlet |  | OPERATING | OPERATING | E074 | SNR0-2E0 | F40300004 |  | SNR0
SNR-H04PAG11AT002 | Manual Washing Strainer No.B(811B) |  | OPERATING | OPERATING | E074 | SNR0-2M0 | F40300004 |  | SNR0
SNR-H04PAG11AT002KA01 | Valve for Pressure Gauge Inlet |  | OPERATING | OPERATING | E074 | SNR0-2M0 | F40300004 |  | SNR0
SNR-H04PAG11AT002KA02 | Valve for Pressure Gauge Outlet |  | OPERATING | OPERATING | E074 | SNR0-2M0 | F40300004 |  | SNR0
SNR-H04PAG11AT002QP01 | Pressure Gauge Inlet |  | OPERATING | OPERATING | E074 | SNR0-2E0 | F40300004 |  | SNR0
SNR-H04PAG11AT002QP02 | Pressure Gauge Outlet |  | OPERATING | OPERATING | E074 | SNR0-2E0 | F40300004 |  | SNR0
SNR-H04PAG12 | Cooling Supply to Air Cooler |  | OPERATING | OPERATING | E074 | SNR0-2M0 | F40300004 |  | SNR0
SNR-H04PAG12AA001 | Main Valve Inlet Air Cooler |  | OPERATING | OPERATING | E074 | SNR0-2M0 | F40300004 |  | SNR0
SNR-H04PAG12AA002 | Valve Chemical Feeder Input |  | OPERATING | OPERATING | E074 | SNR0-2M0 | F40300004 |  | SNR0
SNR-H04PAG12AA003 | Valve Chemical Feeder Output |  | OPERATING | OPERATING | E074 | SNR0-2M0 | F40300004 |  | SNR0
SNR-H04PAG12AA004 | Valve Inlet Air Cooler No.01 |  | OPERATING | OPERATING | E074 | SNR0-2M0 | F40300004 |  | SNR0
SNR-H04PAG12AA005 | Valve Outlet Air Cooler No.01 |  | OPERATING | OPERATING | E074 | SNR0-2M0 | F40300004 |  | SNR0
SNR-H04PAG12AA006 | Valve Inlet Air Cooler No.02 |  | OPERATING | OPERATING | E074 | SNR0-2M0 | F40300004 |  | SNR0
SNR-H04PAG12AA007 | Valve Outlet Air Cooler No.02 |  | OPERATING | OPERATING | E074 | SNR0-2M0 | F40300004 |  | SNR0
SNR-H04PAG12AA008 | Valve Inlet Air Cooler No.03 |  | OPERATING | OPERATING | E074 | SNR0-2M0 | F40300004 |  | SNR0
SNR-H04PAG12AA009 | Valve Outlet Air Cooler No.03 |  | OPERATING | OPERATING | E074 | SNR0-2M0 | F40300004 |  | SNR0
SNR-H04PAG12AA010 | Valve Inlet Air Cooler No.04 |  | OPERATING | OPERATING | E074 | SNR0-2M0 | F40300004 |  | SNR0
SNR-H04PAG12AA011 | Valve Outlet Air Cooler No.04 |  | OPERATING | OPERATING | E074 | SNR0-2M0 | F40300004 |  | SNR0
SNR-H04PAG12AA012 | Valve Inlet Air Cooler No.05 |  | OPERATING | OPERATING | E074 | SNR0-2M0 | F40300004 |  | SNR0
SNR-H04PAG12AA013 | Valve Outlet Air Cooler No.05 |  | OPERATING | OPERATING | E074 | SNR0-2M0 | F40300004 |  | SNR0
SNR-H04PAG12AA014 | Valve Inlet Air Cooler No.06 |  | OPERATING | OPERATING | E074 | SNR0-2M0 | F40300004 |  | SNR0
SNR-H04PAG12AA015 | Valve Outlet Air Cooler No.06 |  | OPERATING | OPERATING | E074 | SNR0-2M0 | F40300004 |  | SNR0
SNR-H04PAG12AA016 | Valve Inlet Air Cooler No.07 |  | OPERATING | OPERATING | E074 | SNR0-2M0 | F40300004 |  | SNR0
SNR-H04PAG12AA017 | Valve Outlet Air Cooler No.07 |  | OPERATING | OPERATING | E074 | SNR0-2M0 | F40300004 |  | SNR0
SNR-H04PAG12AA018 | Valve Inlet Air Cooler No.08 |  | OPERATING | OPERATING | E074 | SNR0-2M0 | F40300004 |  | SNR0
SNR-H04PAG12AA019 | Valve Outlet Air Cooler No.08 |  | OPERATING | OPERATING | E074 | SNR0-2M0 | F40300004 |  | SNR0
SNR-H04PAG12AA020 | Valve Inlet Air Cooler No.09 |  | OPERATING | OPERATING | E074 | SNR0-2M0 | F40300004 |  | SNR0
SNR-H04PAG12AA021 | Valve Outlet Air Cooler No.09 |  | OPERATING | OPERATING | E074 | SNR0-2M0 | F40300004 |  | SNR0
SNR-H04PAG12AA022 | Valve Inlet Air Cooler No.10 |  | OPERATING | OPERATING | E074 | SNR0-2M0 | F40300004 |  | SNR0
SNR-H04PAG12AA023 | Valve Outlet Air Cooler No.10 |  | OPERATING | OPERATING | E074 | SNR0-2M0 | F40300004 |  | SNR0
SNR-H04PAG12AA024 | Valve Inlet Air Cooler No.11 |  | OPERATING | OPERATING | E074 | SNR0-2M0 | F40300004 |  | SNR0
SNR-H04PAG12AA025 | Valve Outlet Air Cooler No.11 |  | OPERATING | OPERATING | E074 | SNR0-2M0 | F40300004 |  | SNR0
SNR-H04PAG12AA026 | Valve Inlet Air Cooler No.12 |  | OPERATING | OPERATING | E074 | SNR0-2M0 | F40300004 |  | SNR0
SNR-H04PAG12AA027 | Valve Outlet Air Cooler No.12 |  | OPERATING | OPERATING | E074 | SNR0-2M0 | F40300004 |  | SNR0
SNR-H04PAG12AA028 | ValveInlet FlowRelay Air Cooler80WGC |  | OPERATING | OPERATING | E074 | SNR0-2M0 | F40300004 |  | SNR0
SNR-H04PAG12AA029 | ValveOutlet FlowRelay Air Cooler80WGC |  | OPERATING | OPERATING | E074 | SNR0-2M0 | F40300004 |  | SNR0
SNR-H04PAG12AA030 | Valve ByPass FlowRelay Air Cooler80WGC |  | OPERATING | OPERATING | E074 | SNR0-2M0 | F40300004 |  | SNR0
SNR-H04PAG12BR001 | Pipe Line |  | OPERATING | OPERATING | E074 | SNR0-2M0 | F40300004 |  | SNR0
SNR-H04PAG12CF001 | Flow Relay for Air Cooler 80WGC |  | OPERATING | OPERATING | E074 | SNR0-2E0 | F40300004 |  | SNR0
SNR-H04PAG13 | Cooling Supply to Gen. Lower Oil Cooler |  | OPERATING | OPERATING | E074 | SNR0-2M0 | F40300004 |  | SNR0
SNR-H04PAG13AA001 | Main Valve Inlet to Oil Cooler |  | OPERATING | OPERATING | E074 | SNR0-2M0 | F40300004 |  | SNR0
SNR-H04PAG13AA002 | Valve Chemical Feeder Input |  | OPERATING | OPERATING | E074 | SNR0-2M0 | F40300004 |  | SNR0
SNR-H04PAG13AA003 | Valve Chemical Feeder Output |  | OPERATING | OPERATING | E074 | SNR0-2M0 | F40300004 |  | SNR0
SNR-H04PAG13AA004 | Valve Inlet to Oil Cooler No.A |  | OPERATING | OPERATING | E074 | SNR0-2M0 | F40300004 |  | SNR0
SNR-H04PAG13AA005 | Valve Outlet from Oil Cooler No.A |  | OPERATING | OPERATING | E074 | SNR0-2M0 | F40300004 |  | SNR0
SNR-H04PAG13AA006 | Valve Inlet to Oil Cooler No.B |  | OPERATING | OPERATING | E074 | SNR0-2M0 | F40300004 |  | SNR0
SNR-H04PAG13AA007 | Valve Outlet from Oil Cooler No.B |  | OPERATING | OPERATING | E074 | SNR0-2M0 | F40300004 |  | SNR0
SNR-H04PAG13AA008 | Valve Inlet to Oil Cooler No.C |  | OPERATING | OPERATING | E074 | SNR0-2M0 | F40300004 |  | SNR0
SNR-H04PAG13AA009 | Valve Outlet from Oil Cooler No.C |  | OPERATING | OPERATING | E074 | SNR0-2M0 | F40300004 |  | SNR0
SNR-H04PAG13AA010 | Valve Inlet to Oil Cooler No.D |  | OPERATING | OPERATING | E074 | SNR0-2M0 | F40300004 |  | SNR0
SNR-H04PAG13AA011 | Valve Outlet from Oil Cooler No.D |  | OPERATING | OPERATING | E074 | SNR0-2M0 | F40300004 |  | SNR0
SNR-H04PAG13AA012 | ValveInlet FlowRelay Oil Cooler 80WGA |  | OPERATING | OPERATING | E074 | SNR0-2M0 | F40300004 |  | SNR0
SNR-H04PAG13AA013 | ValveOutlet FlowRelay Oil Cooler 80WGA |  | OPERATING | OPERATING | E074 | SNR0-2M0 | F40300004 |  | SNR0
SNR-H04PAG13AA014 | Valve ByPass Flow RelayOil Cooler 80WGA |  | OPERATING | OPERATING | E074 | SNR0-2M0 | F40300004 |  | SNR0
SNR-H04PAG13BR001 | Pipe Line |  | OPERATING | OPERATING | E074 | SNR0-2M0 | F40300004 |  | SNR0
SNR-H04PAG13CF001 | Water Flow Relay for Oil Cooler |  | OPERATING | OPERATING | E074 | SNR0-2E0 | F40300004 |  | SNR0
SNR-H04PAG14 | Cooling Supply to Gen. Upper Oil Cooler |  | OPERATING | OPERATING | E074 | SNR0-2M0 | F40300004 |  | SNR0
SNR-H04PAG14AA001 | Main Valve Inlet to Oil Cooler |  | OPERATING | OPERATING | E074 | SNR0-2M0 | F40300004 |  | SNR0
SNR-H04PAG14AA002 | Valve Chemical Feeder Input |  | OPERATING | OPERATING | E074 | SNR0-2M0 | F40300004 |  | SNR0
SNR-H04PAG14AA003 | Valve Chemical Feeder Output |  | OPERATING | OPERATING | E074 | SNR0-2M0 | F40300004 |  | SNR0
SNR-H04PAG14AA004 | Valve Inlet to Oil Cooler No.A |  | OPERATING | OPERATING | E074 | SNR0-2M0 | F40300004 |  | SNR0
SNR-H04PAG14AA005 | Valve Outlet from Oil Cooler No.A |  | OPERATING | OPERATING | E074 | SNR0-2M0 | F40300004 |  | SNR0
SNR-H04PAG14AA006 | Valve Inlet to Oil Cooler No.B |  | OPERATING | OPERATING | E074 | SNR0-2M0 | F40300004 |  | SNR0
SNR-H04PAG14AA007 | Valve Outlet from Oil Cooler No.B |  | OPERATING | OPERATING | E074 | SNR0-2M0 | F40300004 |  | SNR0
SNR-H04PAG14AA008 | ValveInlet FlowRelay Oil Cooler 80WGA |  | OPERATING | OPERATING | E074 | SNR0-2M0 | F40300004 |  | SNR0
SNR-H04PAG14AA009 | Valve Outlet Flow RelayOil Cooler 80WGA |  | OPERATING | OPERATING | E074 | SNR0-2M0 | F40300004 |  | SNR0
SNR-H04PAG14AA010 | Valve ByPass Flow Relay Oil Cooler 80WGA |  | OPERATING | OPERATING | E074 | SNR0-2M0 | F40300004 |  | SNR0
SNR-H04PAG14BR001 | Pipe Line |  | OPERATING | OPERATING | E074 | SNR0-2M0 | F40300004 |  | SNR0
SNR-H04PAG14CF001 | Water Flow Relay for Oil Cooler |  | OPERATING | OPERATING | E074 | SNR0-2E0 | F40300004 |  | SNR0
SNR-H04PAG15 | Cooling Supply to Tur. Brg. Oil Cooler |  | OPERATING | OPERATING | E074 | SNR0-2M0 | F40300004 |  | SNR0
SNR-H04PAG15AA001 | Main Valve Inlet to Oil Cooler |  | OPERATING | OPERATING | E074 | SNR0-2M0 | F40300004 |  | SNR0
SNR-H04PAG15AA002 | Valve Chemical Feeder Input |  | OPERATING | OPERATING | E074 | SNR0-2M0 | F40300004 |  | SNR0
SNR-H04PAG15AA003 | Valve Water Inlet for Oil Cooler No.1 |  | OPERATING | OPERATING | E074 | SNR0-2M0 | F40300004 |  | SNR0
SNR-H04PAG15AA004 | Valve Water Outlet for Oil Cooler No.1 |  | OPERATING | OPERATING | E074 | SNR0-2M0 | F40300004 |  | SNR0
SNR-H04PAG15AA005 | Valve Water Inlet for Oil Cooler No.2 |  | OPERATING | OPERATING | E074 | SNR0-2M0 | F40300004 |  | SNR0
SNR-H04PAG15AA006 | Valve Water Outlet for Oil Cooler No.2 |  | OPERATING | OPERATING | E074 | SNR0-2M0 | F40300004 |  | SNR0
SNR-H04PAG15AA007 | Valve Chemical Feeder Output |  | OPERATING | OPERATING | E074 | SNR0-2M0 | F40300004 |  | SNR0
SNR-H04PAG15AA008 | ValveInlet Flow Relay Oil Cooler 80W |  | OPERATING | OPERATING | E074 | SNR0-2M0 | F40300004 |  | SNR0
SNR-H04PAG15AA009 | ValveOutlet Flow Relay Oil Cooler 80W |  | OPERATING | OPERATING | E074 | SNR0-2M0 | F40300004 |  | SNR0
SNR-H04PAG15AA010 | Valve ByPass Flow Relay Oil Cooler 80W |  | OPERATING | OPERATING | E074 | SNR0-2M0 | F40300004 |  | SNR0
SNR-H04PAG15AA011 | Throttle Valve After Flow Relay |  | OPERATING | OPERATING | E074 | SNR0-2M0 | F40300004 |  | SNR0
SNR-H04PAG15AA012 | Discharge Valve for Tur. Brg. |  | OPERATING | OPERATING | E074 | SNR0-2M0 | F40300004 |  | SNR0
SNR-H04PAG15BR001 | Pipe Line |  | OPERATING | OPERATING | E074 | SNR0-2M0 | F40300004 |  | SNR0
SNR-H04PAG15CF001 | Flow Relay for Oil Cooler 80W |  | OPERATING | OPERATING | E074 | SNR0-2E0 | F40300004 |  | SNR0
SNR-H04PAG15CP001 | Pressure Gauge |  | OPERATING | OPERATING | E074 | SNR0-2E0 | F40300004 |  | SNR0
SNR-H04PAG15CP001KA01 | Valve for Pessure Gauge |  | OPERATING | OPERATING | E074 | SNR0-2M0 | F40300004 |  | SNR0
SNR-H04PAG15CP001QP01 | Gauge |  | OPERATING | OPERATING | E074 | SNR0-2E0 | F40300004 |  | SNR0
SNR-H04PAG15CT001 | Rod Type Thermometer |  | OPERATING | OPERATING | E074 | SNR0-2E0 | F40300004 |  | SNR0
SNR-H04PAG20 | Aux. Cooling Water System |  | OPERATING | OPERATING | E074 | SNR0-2M0 | F40300004 |  | SNR0
SNR-H04PAG20AA001 | Main Valve For Water Supply |  | OPERATING | OPERATING | E074 | SNR0-2M0 | F40300004 |  | SNR0
SNR-H04PAG20AA002 | Valve Inlet for Strainer (812A) |  | OPERATING | OPERATING | E074 | SNR0-2M0 | F40300004 |  | SNR0
SNR-H04PAG20AA003 | Valve Outlet for Strainer (812A) |  | OPERATING | OPERATING | E074 | SNR0-2M0 | F40300004 |  | SNR0
SNR-H04PAG20AA004 | Valve Drain for Manual Strainer(812A) |  | OPERATING | OPERATING | E074 | SNR0-2M0 | F40300004 |  | SNR0
SNR-H04PAG20AA005 | Valve Inlet for Strainer (812B) |  | OPERATING | OPERATING | E074 | SNR0-2M0 | F40300004 |  | SNR0
SNR-H04PAG20AA006 | Valve Outlet for Strainer (812B) |  | OPERATING | OPERATING | E074 | SNR0-2M0 | F40300004 |  | SNR0
SNR-H04PAG20AA007 | Valve Drain for Manual Strainer(812B) |  | OPERATING | OPERATING | E074 | SNR0-2M0 | F40300004 |  | SNR0
SNR-H04PAG20AA008 | Aux. Reducing Valve(826) |  | OPERATING | OPERATING | E074 | SNR0-2M0 | F40300004 |  | SNR0
SNR-H04PAG20AA008KA01 | Valve Reduce |  | OPERATING | OPERATING | E074 | SNR0-2M0 | F40300004 |  | SNR0
SNR-H04PAG20AA008KA02 | Valve for Pressure Gauge Inlet |  | OPERATING | OPERATING | E074 | SNR0-2M0 | F40300004 |  | SNR0
SNR-H04PAG20AA008KA03 | Valve for Pressure Gauge Outlet |  | OPERATING | OPERATING | E074 | SNR0-2M0 | F40300004 |  | SNR0
SNR-H04PAG20AA008QP01 | Pressure Gauge Inlet |  | OPERATING | OPERATING | E074 | SNR0-2E0 | F40300004 |  | SNR0
SNR-H04PAG20AA008QP02 | Pressure Gauge Outlet |  | OPERATING | OPERATING | E074 | SNR0-2E0 | F40300004 |  | SNR0
SNR-H04PAG20AA009 | Valve After Aux. Reducing Valve |  | OPERATING | OPERATING | E074 | SNR0-2M0 | F40300004 |  | SNR0
SNR-H04PAG20AA010 | Aux. Relief Valve(829) |  | OPERATING | OPERATING | E074 | SNR0-2M0 | F40300004 |  | SNR0
SNR-H04PAG20AT001 | Manual Strainer(812A) |  | OPERATING | OPERATING | E074 | SNR0-2M0 | F40300004 |  | SNR0
SNR-H04PAG20AT001KA01 | Valve for Pressure Gauge Inlet |  | OPERATING | OPERATING | E074 | SNR0-2M0 | F40300004 |  | SNR0
SNR-H04PAG20AT001KA02 | Valve for Pressure Gauge Outlet |  | OPERATING | OPERATING | E074 | SNR0-2M0 | F40300004 |  | SNR0
SNR-H04PAG20AT001KT01 | Strainer |  | OPERATING | OPERATING | E074 | SNR0-2M0 | F40300004 |  | SNR0
SNR-H04PAG20AT001QP01 | Pressure Gauge Inlet |  | OPERATING | OPERATING | E074 | SNR0-2E0 | F40300004 |  | SNR0
SNR-H04PAG20AT001QP02 | Pressure Gauge Outlet |  | OPERATING | OPERATING | E074 | SNR0-2E0 | F40300004 |  | SNR0
SNR-H04PAG20AT002 | Manual Strainer(812B) |  | OPERATING | OPERATING | E074 | SNR0-2M0 | F40300004 |  | SNR0
SNR-H04PAG20AT002KA01 | Valve for Pressure Gauge Inlet |  | OPERATING | OPERATING | E074 | SNR0-2M0 | F40300004 |  | SNR0
SNR-H04PAG20AT002KA02 | Valve for Pressure Gauge Outlet |  | OPERATING | OPERATING | E074 | SNR0-2M0 | F40300004 |  | SNR0
SNR-H04PAG20AT002KT01 | Strainer |  | OPERATING | OPERATING | E074 | SNR0-2M0 | F40300004 |  | SNR0
SNR-H04PAG20AT002QP01 | Pressure Gauge Inlet |  | OPERATING | OPERATING | E074 | SNR0-2E0 | F40300004 |  | SNR0
SNR-H04PAG20AT002QP02 | Pressure Gauge Outlet |  | OPERATING | OPERATING | E074 | SNR0-2E0 | F40300004 |  | SNR0
SNR-H04PAG20BR01 | Orifice Plate Before Reducing Valve |  | OPERATING | OPERATING | E074 | SNR0-2M0 | F40300004 |  | SNR0
SNR-H04PAG20CT001 | RTD Type Thermometer |  | OPERATING | OPERATING | E074 | SNR0-2E0 | F40300004 |  | SNR0
SNR-H04PAG21 | Aux. Cooling Water to Gov. Sump Tank |  | OPERATING | OPERATING | E074 | SNR0-2M0 | F40300004 |  | SNR0
SNR-H04PAG21AA001 | Valve Inlet |  | OPERATING | OPERATING | E074 | SNR0-2M0 | F40300004 |  | SNR0
SNR-H04PAG21AA002 | Valve Chemical Inlet |  | OPERATING | OPERATING | E074 | SNR0-2M0 | F40300004 |  | SNR0
SNR-H04PAG21AA003 | Valve Outlet |  | OPERATING | OPERATING | E074 | SNR0-2M0 | F40300004 |  | SNR0
SNR-H04PAG21AA004 | Valve Chemical Outlet |  | OPERATING | OPERATING | E074 | SNR0-2M0 | F40300004 |  | SNR0
SNR-H04PAG21BR001 | Pipe Line |  | OPERATING | OPERATING | E074 | SNR0-2M0 | F40300004 |  | SNR0
SNR-H04PAG22 | Aux. Cooling Water to I/V Sump Tank |  | OPERATING | OPERATING | E074 | SNR0-2M0 | F40300004 |  | SNR0
SNR-H04PAG22AA001 | Valve Inlet |  | OPERATING | OPERATING | E074 | SNR0-2M0 | F40300004 |  | SNR0
SNR-H04PAG22AA002 | Valve Chemical Inlet |  | OPERATING | OPERATING | E074 | SNR0-2M0 | F40300004 |  | SNR0
SNR-H04PAG22AA003 | Valve Outlet |  | OPERATING | OPERATING | E074 | SNR0-2M0 | F40300004 |  | SNR0
SNR-H04PAG22AA004 | Valve Chemical Outlet |  | OPERATING | OPERATING | E074 | SNR0-2M0 | F40300004 |  | SNR0
SNR-H04PAG22BR001 | Pipe Line |  | OPERATING | OPERATING | E074 | SNR0-2M0 | F40300004 |  | SNR0
SNR-H04PAG23 | Aux. Cooling WaterAir Compressor No.A |  | OPERATING | OPERATING | E074 | SNR0-2M0 | F40300004 |  | SNR0
SNR-H04PAG23AA001 | Valve Inlet |  | OPERATING | OPERATING | E074 | SNR0-2M0 | F40300004 |  | SNR0
SNR-H04PAG23AA002 | Valve20AMA Aux.Cooling WaterAirComp.No.A |  | OPERATING | OPERATING | E074 | SNR0-2M0 | F40300004 |  | SNR0
SNR-H04PAG23AA002-M01 | Motor |  | OPERATING | OPERATING | E074 | SNR0-2E0 | F40300004 |  | SNR0
SNR-H04PAG23AA002KA01 | Valve |  | OPERATING | OPERATING | E074 | SNR0-2M0 | F40300004 |  | SNR0
SNR-H04PAG23AA002MG01 | Gear Drive |  | OPERATING | OPERATING | E074 | SNR0-2M0 | F40300004 |  | SNR0
SNR-H04PAG23AA003 | Valve By Pass for Valve 20AMA |  | OPERATING | OPERATING | E074 | SNR0-2M0 | F40300004 |  | SNR0
SNR-H04PAG23AA004 | ValveInlet Before Water FlowRelay(80WCA) |  | OPERATING | OPERATING | E074 | SNR0-2M0 | F40300004 |  | SNR0
SNR-H04PAG23AA005 | ValveOutlet After Water FlowRelay(80WCA) |  | OPERATING | OPERATING | E074 | SNR0-2M0 | F40300004 |  | SNR0
SNR-H04PAG23AA006 | Valve By Pass for Water FlowRelay(80WCA) |  | OPERATING | OPERATING | E074 | SNR0-2M0 | F40300004 |  | SNR0
SNR-H04PAG23AA007 | Check Valve |  | OPERATING | OPERATING | E074 | SNR0-2M0 | F40300004 |  | SNR0
SNR-H04PAG23BP001 | Water FlowRelay Air Comp. No.A(80WCA) |  | OPERATING | OPERATING | E074 | SNR0-2E0 | F40300004 |  | SNR0
SNR-H04PAG23BR001 | Pipe Line |  | OPERATING | OPERATING | E074 | SNR0-2M0 | F40300004 |  | SNR0
SNR-H04PAG24 | Aux.Cooling Water To Air Compressor No.B |  | OPERATING | OPERATING | E074 | SNR0-2M0 | F40300004 |  | SNR0
SNR-H04PAG24AA001 | Valve Inlet |  | OPERATING | OPERATING | E074 | SNR0-2M0 | F40300004 |  | SNR0
SNR-H04PAG24AA002 | Valve20AMB Aux.Cooling WaterAirComp.No.B |  | OPERATING | OPERATING | E074 | SNR0-2M0 | F40300004 |  | SNR0
SNR-H04PAG24AA002-M01 | Motor |  | OPERATING | OPERATING | E074 | SNR0-2E0 | F40300004 |  | SNR0
SNR-H04PAG24AA002KA01 | Valve |  | OPERATING | OPERATING | E074 | SNR0-2M0 | F40300004 |  | SNR0
SNR-H04PAG24AA002MG01 | Gear Drive |  | OPERATING | OPERATING | E074 | SNR0-2M0 | F40300004 |  | SNR0
SNR-H04PAG24AA003 | Valve By Pass for Valve 20AMB |  | OPERATING | OPERATING | E074 | SNR0-2M0 | F40300004 |  | SNR0
SNR-H04PAG24AA004 | ValveInlet Before Water FlowRelay(80WCB) |  | OPERATING | OPERATING | E074 | SNR0-2M0 | F40300004 |  | SNR0
SNR-H04PAG24AA005 | ValveOutlet After Water FlowRelay(80WCB) |  | OPERATING | OPERATING | E074 | SNR0-2M0 | F40300004 |  | SNR0
SNR-H04PAG24AA006 | Valve ByPass for Water FlowRelay(80WCB) |  | OPERATING | OPERATING | E074 | SNR0-2M0 | F40300004 |  | SNR0
SNR-H04PAG24AA007 | Check Valve |  | OPERATING | OPERATING | E074 | SNR0-2M0 | F40300004 |  | SNR0
SNR-H04PAG24BP001 | Water FlowRelay Air Comp. No.A(80WCB) |  | OPERATING | OPERATING | E074 | SNR0-2E0 | F40300004 |  | SNR0
SNR-H04PAG24BR001 | Pipe Line |  | OPERATING | OPERATING | E074 | SNR0-2M0 | F40300004 |  | SNR0
SNR-H04PAG25 | Aux. Cooling Water to AirCompressor No.C |  | OPERATING | OPERATING | E074 | SNR0-2M0 | F40300004 |  | SNR0
SNR-H04PAG25AA001 | Valve Inlet |  | OPERATING | OPERATING | E074 | SNR0-2M0 | F40300004 |  | SNR0
SNR-H04PAG25AA002 | Valve20AMC Aux.Cooling WaterAirComp.No.C |  | OPERATING | OPERATING | E074 | SNR0-2M0 | F40300004 |  | SNR0
SNR-H04PAG25AA002-M01 | Motor |  | OPERATING | OPERATING | E074 | SNR0-2E0 | F40300004 |  | SNR0
SNR-H04PAG25AA002KA01 | Valve |  | OPERATING | OPERATING | E074 | SNR0-2M0 | F40300004 |  | SNR0
SNR-H04PAG25AA002MG01 | Gear Drive |  | OPERATING | OPERATING | E074 | SNR0-2M0 | F40300004 |  | SNR0
SNR-H04PAG25AA003 | Valve By Pass for Valve 20AMC |  | OPERATING | OPERATING | E074 | SNR0-2M0 | F40300004 |  | SNR0
SNR-H04PAG25AA004 | ValveInlet Before Water FlowRelay(80WCC) |  | OPERATING | OPERATING | E074 | SNR0-2M0 | F40300004 |  | SNR0
SNR-H04PAG25AA005 | ValveOutlet After Water FlowRelay(80WCC) |  | OPERATING | OPERATING | E074 | SNR0-2M0 | F40300004 |  | SNR0
SNR-H04PAG25AA006 | Valve ByPass for Water FlowRelay(80WCC) |  | OPERATING | OPERATING | E074 | SNR0-2M0 | F40300004 |  | SNR0
SNR-H04PAG25AA007 | Check Valve |  | OPERATING | OPERATING | E074 | SNR0-2M0 | F40300004 |  | SNR0
SNR-H04PAG25BP001 | Water FlowRelay For Air Comp.No.A(80WCC) |  | OPERATING | OPERATING | E074 | SNR0-2E0 | F40300004 |  | SNR0
SNR-H04PAG25BR001 | Pipe Line |  | OPERATING | OPERATING | E074 | SNR0-2M0 | F40300004 |  | SNR0
SNR-H04Q | Compressure Air Supply |  | OPERATING | OPERATING | E074 | SNR0-2M0 | F40300004 |  | SNR0
SNR-H04QE | Compressure Air Supply |  | OPERATING | OPERATING | E074 | SNR0-2M0 | F40300004 |  | SNR0
SNR-H04QEB | Compressed Air Distribution System |  | OPERATING | OPERATING | E074 | SNR0-2M0 | F40300004 |  | SNR0
SNR-H04QEB10 | Main Air Tank(951A) |  | OPERATING | OPERATING | E074 | SNR0-2M0 | F40300004 |  | SNR0
SNR-H04QEB10AA001 | Valve Inlet from Air Compressor |  | OPERATING | OPERATING | E074 | SNR0-2M0 | F40300004 |  | SNR0
SNR-H04QEB10AA002 | Valve Outlet to Pump System |  | OPERATING | OPERATING | E074 | SNR0-2M0 | F40300004 |  | SNR0
SNR-H04QEB10AA003 | Valve Outlet to Aux. Air Tank |  | OPERATING | OPERATING | E074 | SNR0-2M0 | F40300004 |  | SNR0
SNR-H04QEB10AA004 | Valve Outlet to Pressure Relay |  | OPERATING | OPERATING | E074 | SNR0-2M0 | F40300004 |  | SNR0
SNR-H04QEB10AA005 | Valve for Pressure Gauge (I16) |  | OPERATING | OPERATING | E074 | SNR0-2M0 | F40300004 |  | SNR0
SNR-H04QEB10AA006 | Valve Drain |  | OPERATING | OPERATING | E074 | SNR0-2M0 | F40300004 |  | SNR0
SNR-H04QEB10AA007 | Safety Valve (952A) |  | OPERATING | OPERATING | E074 | SNR0-2M0 | F40300004 |  | SNR0
SNR-H04QEB10BB001 | Tank |  | OPERATING | OPERATING | E074 | SNR0-2M0 | F40300004 |  | SNR0
SNR-H04QEB10CE001 | Limit Switch (63AMSA) |  | OPERATING | OPERATING | E074 | SNR0-2E0 | F40300004 |  | SNR0
SNR-H04QEB10CP001 | Pressure Relay (63AM1) |  | OPERATING | OPERATING | E074 | SNR0-2E0 | F40300004 |  | SNR0
SNR-H04QEB10CP002 | Pressure Relay (63AM2) |  | OPERATING | OPERATING | E074 | SNR0-2E0 | F40300004 |  | SNR0
SNR-H04QEB10CP003 | Pressure Relay (63AM3) |  | OPERATING | OPERATING | E074 | SNR0-2E0 | F40300004 |  | SNR0
SNR-H04QEB10CP004 | Pressure Relay (63AM4) |  | OPERATING | OPERATING | E074 | SNR0-2E0 | F40300004 |  | SNR0
SNR-H04QEB10CP005 | Pressure Gauge (I16) |  | OPERATING | OPERATING | E074 | SNR0-2E0 | F40300004 |  | SNR0
SNR-H04QEB11 | Main Air Tank(951B) |  | OPERATING | OPERATING | E074 | SNR0-2M0 | F40300004 |  | SNR0
SNR-H04QEB11AA001 | Valve Inlet from Air Tank (951A) |  | OPERATING | OPERATING | E074 | SNR0-2M0 | F40300004 |  | SNR0
SNR-H04QEB11AA002 | Valve Drain |  | OPERATING | OPERATING | E074 | SNR0-2M0 | F40300004 |  | SNR0
SNR-H04QEB11AA003 | Safety Valve (952B) |  | OPERATING | OPERATING | E074 | SNR0-2M0 | F40300004 |  | SNR0
SNR-H04QEB11BB001 | Tank |  | OPERATING | OPERATING | E074 | SNR0-2M0 | F40300004 |  | SNR0
SNR-H04QEB11BR001 | Pipe Line from Tank 951A to Tank 951B |  | OPERATING | OPERATING | E074 | SNR0-2M0 | F40300004 |  | SNR0
SNR-H04QEB11CE001 | Limit Switch (63AMSB) |  | OPERATING | OPERATING | E074 | SNR0-2E0 | F40300004 |  | SNR0
SNR-H04QEB12 | Main Air Tank(951C) |  | OPERATING | OPERATING | E074 | SNR0-2M0 | F40300004 |  | SNR0
SNR-H04QEB12AA001 | Valve Inlet from Air Tank (951A) |  | OPERATING | OPERATING | E074 | SNR0-2M0 | F40300004 |  | SNR0
SNR-H04QEB12AA002 | Valve Drain |  | OPERATING | OPERATING | E074 | SNR0-2M0 | F40300004 |  | SNR0
SNR-H04QEB12AA003 | Safety Valve (952C) |  | OPERATING | OPERATING | E074 | SNR0-2M0 | F40300004 |  | SNR0
SNR-H04QEB12BB001 | Tank |  | OPERATING | OPERATING | E074 | SNR0-2M0 | F40300004 |  | SNR0
SNR-H04QEB12BR001 | Pipe Line from Tank 951A to Tank 951C |  | OPERATING | OPERATING | E074 | SNR0-2M0 | F40300004 |  | SNR0
SNR-H04QEB12CE001 | Limit Switch (63AMSC) |  | OPERATING | OPERATING | E074 | SNR0-2E0 | F40300004 |  | SNR0
SNR-H04QEB13 | Aux. Air Tank (641) |  | OPERATING | OPERATING | E074 | SNR0-2M0 | F40300004 |  | SNR0
SNR-H04QEB13AA001 | Valve Inlet |  | OPERATING | OPERATING | E074 | SNR0-2M0 | F40300004 |  | SNR0
SNR-H04QEB13AA002 | Valve Outlet to Governor Pressure Tank |  | OPERATING | OPERATING | E074 | SNR0-2M0 | F40300004 |  | SNR0
SNR-H04QEB13AA003 | ValveOutlet to Inlet Valve Pressure Tank |  | OPERATING | OPERATING | E074 | SNR0-2M0 | F40300004 |  | SNR0
SNR-H04QEB13AA004 | Valve Outlet to Brake Air Tank |  | OPERATING | OPERATING | E074 | SNR0-2M0 | F40300004 |  | SNR0
SNR-H04QEB13AA005 | Valve Outlet to Pressure Relay |  | OPERATING | OPERATING | E074 | SNR0-2M0 | F40300004 |  | SNR0
SNR-H04QEB13AA006 | ValveOutlet Disconnec.SW.Station Service |  | OPERATING | OPERATING | E074 | SNR0-2M0 | F40300004 |  | SNR0
SNR-H04QEB13AA007 | Valve Drain |  | OPERATING | OPERATING | E074 | SNR0-2M0 | F40300004 |  | SNR0
SNR-H04QEB13AA008 | Safety Valve (643) |  | OPERATING | OPERATING | E074 | SNR0-2M0 | F40300004 |  | SNR0
SNR-H04QEB13AA009 | Check Valve after Reducing Valve 958 |  | OPERATING | OPERATING | E074 | SNR0-2M0 | F40300004 |  | SNR0
SNR-H04QEB13AA010 | Valve for Pressure Gauge (I17) |  | OPERATING | OPERATING | E074 | SNR0-2M0 | F40300004 |  | SNR0
SNR-H04QEB13BB001 | Tank |  | OPERATING | OPERATING | E074 | SNR0-2M0 | F40300004 |  | SNR0
SNR-H04QEB13CE001 | Limit Switch (63AAS) |  | OPERATING | OPERATING | E074 | SNR0-2E0 | F40300004 |  | SNR0
SNR-H04QEB13CP001 | Pressure Relay (63AA1) |  | OPERATING | OPERATING | E074 | SNR0-2E0 | F40300004 |  | SNR0
SNR-H04QEB13CP002 | Pressure Relay (63AA2) |  | OPERATING | OPERATING | E074 | SNR0-2E0 | F40300004 |  | SNR0
SNR-H04QEB13CP003 | Pressure Relay (63AA3) |  | OPERATING | OPERATING | E074 | SNR0-2E0 | F40300004 |  | SNR0
SNR-H04QEB13CP004 | Pressure Gauge (I17) |  | OPERATING | OPERATING | E074 | SNR0-2E0 | F40300004 |  | SNR0
SNR-H04QEB14 | Brake Air Tank |  | OPERATING | OPERATING | E074 | SNR0-2M0 | F40300004 |  | SNR0
SNR-H04QEB14AA001 | Valve Inlet |  | OPERATING | OPERATING | E074 | SNR0-2M0 | F40300004 |  | SNR0
SNR-H04QEB14AA002 | Valve Outlet |  | OPERATING | OPERATING | E074 | SNR0-2M0 | F40300004 |  | SNR0
SNR-H04QEB14AA003 | Valve Drain |  | OPERATING | OPERATING | E074 | SNR0-2M0 | F40300004 |  | SNR0
SNR-H04QEB14AA004 | Safety Valve |  | OPERATING | OPERATING | E074 | SNR0-2M0 | F40300004 |  | SNR0
SNR-H04QEB14AA005 | Valve Outlet to General Use |  | OPERATING | OPERATING | E074 | SNR0-2M0 | F40300004 |  | SNR0
SNR-H04QEB14AA006 | Valve for Pressure Gauge |  | OPERATING | OPERATING | E074 | SNR0-2M0 | F40300004 |  | SNR0
SNR-H04QEB14AA007 | Valve for Pressure Relay (63A) |  | OPERATING | OPERATING | E074 | SNR0-2M0 | F40300004 |  | SNR0
SNR-H04QEB14AA008 | Valve for Pressure Relay (63B) |  | OPERATING | OPERATING | E074 | SNR0-2M0 | F40300004 |  | SNR0
SNR-H04QEB14AA009 | Valve for Pressure Relay (63C) |  | OPERATING | OPERATING | E074 | SNR0-2M0 | F40300004 |  | SNR0
SNR-H04QEB14BB001 | Tank |  | OPERATING | OPERATING | E074 | SNR0-2M0 | F40300004 |  | SNR0
SNR-H04QEB14CP001 | Pressure Relay (63A) |  | OPERATING | OPERATING | E074 | SNR0-2E0 | F40300004 |  | SNR0
SNR-H04QEB14CP002 | Pressure Relay (63B) |  | OPERATING | OPERATING | E074 | SNR0-2E0 | F40300004 |  | SNR0
SNR-H04QEB14CP003 | Pressure Relay (63C) |  | OPERATING | OPERATING | E074 | SNR0-2E0 | F40300004 |  | SNR0
SNR-H04QEB14CP004 | Pressure Gauge |  | OPERATING | OPERATING | E074 | SNR0-2E0 | F40300004 |  | SNR0
SNR-H04QEB20 | Air Supply to Main Air Tank |  | OPERATING | OPERATING | E074 | SNR0-2M0 | F40300004 |  | SNR0
SNR-H04QEB20AA001 | Valve Inlet before Strainer |  | OPERATING | OPERATING | E074 | SNR0-2M0 | F40300004 |  | SNR0
SNR-H04QEB20AA002 | Valve Outlet after Strainer |  | OPERATING | OPERATING | E074 | SNR0-2M0 | F40300004 |  | SNR0
SNR-H04QEB20AA003 | Valve Inlet before Valve 22 |  | OPERATING | OPERATING | E074 | SNR0-2M0 | F40300004 |  | SNR0
SNR-H04QEB20AA004 | Valve 22 to Fill Air of Main Air Tank |  | OPERATING | OPERATING | E074 | SNR0-2M0 | F40300004 |  | SNR0
SNR-H04QEB20AA005 | Valve Outlet after Valve 22 |  | OPERATING | OPERATING | E074 | SNR0-2M0 | F40300004 |  | SNR0
SNR-H04QEB20AA006 | Valve By Pass for Valve 22 |  | OPERATING | OPERATING | E074 | SNR0-2M0 | F40300004 |  | SNR0
SNR-H04QEB20AA007 | Check Valve for Valve 22 |  | OPERATING | OPERATING | E074 | SNR0-2M0 | F40300004 |  | SNR0
SNR-H04QEB20AA008 | Soleniod Valve 20AS1 |  | OPERATING | OPERATING | E074 | SNR0-2M0 | F40300004 |  | SNR0
SNR-H04QEB20AT001 | Strainer |  | OPERATING | OPERATING | E074 | SNR0-2M0 | F40300004 |  | SNR0
SNR-H04QEB20BR001 | Pipe Line |  | OPERATING | OPERATING | E074 | SNR0-2M0 | F40300004 |  | SNR0
SNR-H04QEB21 | Air Supply Main Air Tank Aux. Air Tank |  | OPERATING | OPERATING | E074 | SNR0-2M0 | F40300004 |  | SNR0
SNR-H04QEB21AA001 | Valve Inlet before Valve (965) |  | OPERATING | OPERATING | E074 | SNR0-2M0 | F40300004 |  | SNR0
SNR-H04QEB21AA002 | Valve (965) |  | OPERATING | OPERATING | E074 | SNR0-2M0 | F40300004 |  | SNR0
SNR-H04QEB21AA003 | Valve Outlet after Valve (965) |  | OPERATING | OPERATING | E074 | SNR0-2M0 | F40300004 |  | SNR0
SNR-H04QEB21AA004 | Valve By Pass for Valve (965) |  | OPERATING | OPERATING | E074 | SNR0-2M0 | F40300004 |  | SNR0
SNR-H04QEB21AA005 | Reducing Valve 958 |  | OPERATING | OPERATING | E074 | SNR0-2M0 | F40300004 |  | SNR0
SNR-H04QEB21AA006 | Soleniod Valve 20AAS |  | OPERATING | OPERATING | E074 | SNR0-2M0 | F40300004 |  | SNR0
SNR-H04QEB21AA007 | Valve Oil Supply Soleniod Valve 20AAS |  | OPERATING | OPERATING | E074 | SNR0-2M0 | F40300004 |  | SNR0
SNR-H04QEB21AT001 | Strainer |  | OPERATING | OPERATING | E074 | SNR0-2M0 | F40300004 |  | SNR0
SNR-H04QEB21AT002 | Oil Strainer for Soleniod Valve 20AAS |  | OPERATING | OPERATING | E074 | SNR0-2M0 | F40300004 |  | SNR0
SNR-H04QEB21BR001 | Pipe Line |  | OPERATING | OPERATING | E074 | SNR0-2M0 | F40300004 |  | SNR0
SNR-H04QEB22 | Air Supply Aux.Air Tank I/V Press. Tank |  | OPERATING | OPERATING | E074 | SNR0-2M0 | F40300004 |  | SNR0
SNR-H04QEB22AA001 | Valve Inlet before Valve (967) |  | OPERATING | OPERATING | E074 | SNR0-2M0 | F40300004 |  | SNR0
SNR-H04QEB22AA002 | Valve (967) |  | OPERATING | OPERATING | E074 | SNR0-2M0 | F40300004 |  | SNR0
SNR-H04QEB22AA003 | Valve Outlet after Valve (967) |  | OPERATING | OPERATING | E074 | SNR0-2M0 | F40300004 |  | SNR0
SNR-H04QEB22AA004 | Valve By Pass for Valve (967) |  | OPERATING | OPERATING | E074 | SNR0-2M0 | F40300004 |  | SNR0
SNR-H04QEB22AA005 | Check Valve |  | OPERATING | OPERATING | E074 | SNR0-2M0 | F40300004 |  | SNR0
SNR-H04QEB22AA006 | Soleniod Valve 20AVS |  | OPERATING | OPERATING | E074 | SNR0-2M0 | F40300004 |  | SNR0
SNR-H04QEB22AA007 | Valve Oil Supply Soleniod Valve 20AVS |  | OPERATING | OPERATING | E074 | SNR0-2M0 | F40300004 |  | SNR0
SNR-H04QEB22AT001 | Strainer |  | OPERATING | OPERATING | E074 | SNR0-2M0 | F40300004 |  | SNR0
SNR-H04QEB22AT002 | Oil Strainer for Soleniod Valve 20AVS |  | OPERATING | OPERATING | E074 | SNR0-2M0 | F40300004 |  | SNR0
SNR-H04QEB22BP001 | Orifice Plate |  | OPERATING | OPERATING | E074 | SNR0-2M0 | F40300004 |  | SNR0
SNR-H04QEB22BR001 | Pipe Line |  | OPERATING | OPERATING | E074 | SNR0-2M0 | F40300004 |  | SNR0
SNR-H04QEB23 | Air Supply Aux.Air Tank Gov. Press. Tank |  | OPERATING | OPERATING | E074 | SNR0-2M0 | F40300004 |  | SNR0
SNR-H04QEB23AA001 | Valve Inlet before Valve (966) |  | OPERATING | OPERATING | E074 | SNR0-2M0 | F40300004 |  | SNR0
SNR-H04QEB23AA002 | Valve (966) |  | OPERATING | OPERATING | E074 | SNR0-2M0 | F40300004 |  | SNR0
SNR-H04QEB23AA003 | Valve Outlet after Valve (966) |  | OPERATING | OPERATING | E074 | SNR0-2M0 | F40300004 |  | SNR0
SNR-H04QEB23AA004 | Valve By Pass for Valve (966) |  | OPERATING | OPERATING | E074 | SNR0-2M0 | F40300004 |  | SNR0
SNR-H04QEB23AA005 | Check Valve |  | OPERATING | OPERATING | E074 | SNR0-2M0 | F40300004 |  | SNR0
SNR-H04QEB23AA006 | Soleniod Valve 20AGS |  | OPERATING | OPERATING | E074 | SNR0-2M0 | F40300004 |  | SNR0
SNR-H04QEB23AA007 | Valve Oil Supply Soleniod Valve 20AGS |  | OPERATING | OPERATING | E074 | SNR0-2M0 | F40300004 |  | SNR0
SNR-H04QEB23AT001 | Strainer |  | OPERATING | OPERATING | E074 | SNR0-2M0 | F40300004 |  | SNR0
SNR-H04QEB23AT002 | Oil Strainer for Soleniod Valve 20AGS |  | OPERATING | OPERATING | E074 | SNR0-2M0 | F40300004 |  | SNR0
SNR-H04QEB23BP001 | Orifice Plate |  | OPERATING | OPERATING | E074 | SNR0-2M0 | F40300004 |  | SNR0
SNR-H04QEB23BR001 | Pipe Line |  | OPERATING | OPERATING | E074 | SNR0-2M0 | F40300004 |  | SNR0
SNR-H04QEB24 | Air Supply Aux.Air Tank Brake Air Tank |  | OPERATING | OPERATING | E074 | SNR0-2M0 | F40300004 |  | SNR0
SNR-H04QEB24AA001 | Valve Inlet before Valve 22 |  | OPERATING | OPERATING | E074 | SNR0-2M0 | F40300004 |  | SNR0
SNR-H04QEB24AA002 | Valve 22 |  | OPERATING | OPERATING | E074 | SNR0-2M0 | F40300004 |  | SNR0
SNR-H04QEB24AA003 | Valve Outlet after Valve 22 |  | OPERATING | OPERATING | E074 | SNR0-2M0 | F40300004 |  | SNR0
SNR-H04QEB24AA004 | Valve By Pass for Valve 22 |  | OPERATING | OPERATING | E074 | SNR0-2M0 | F40300004 |  | SNR0
SNR-H04QEB24AA005 | Soleniod Valve to Brake Air Tank |  | OPERATING | OPERATING | E074 | SNR0-2M0 | F40300004 |  | SNR0
SNR-H04QEB24AA006 | ValveOil Sup.SoleniodValve Brake AirTank |  | OPERATING | OPERATING | E074 | SNR0-2M0 | F40300004 |  | SNR0
SNR-H04QEB24AA007 | Pressure Reducing Valve Unit |  | OPERATING | OPERATING | E074 | SNR0-2M0 | F40300004 |  | SNR0
SNR-H04QEB24AT001 | Strainer |  | OPERATING | OPERATING | E074 | SNR0-2M0 | F40300004 |  | SNR0
SNR-H04QEB24AT002 | Oil Strainer SoleniodValve Brake AirTank |  | OPERATING | OPERATING | E074 | SNR0-2M0 | F40300004 |  | SNR0
SNR-H04QEB24BR001 | Pipe Line |  | OPERATING | OPERATING | E074 | SNR0-2M0 | F40300004 |  | SNR0
SNR-H04QEB31 | Air Supply Pumping Control by Valve 911 |  | OPERATING | OPERATING | E074 | SNR0-2M0 | F40300004 |  | SNR0
SNR-H04QEB31AA001 | Valve Inlet before Valve (963-1) |  | OPERATING | OPERATING | E074 | SNR0-2M0 | F40300004 |  | SNR0
SNR-H04QEB31AA002 | Valve (963-1) |  | OPERATING | OPERATING | E074 | SNR0-2M0 | F40300004 |  | SNR0
SNR-H04QEB31AA003 | Valve Outlet after Valve (963-1) |  | OPERATING | OPERATING | E074 | SNR0-2M0 | F40300004 |  | SNR0
SNR-H04QEB31AA004 | Valve By Pass for Valve (963-1) |  | OPERATING | OPERATING | E074 | SNR0-2M0 | F40300004 |  | SNR0
SNR-H04QEB31AA005 | Flow Control Valve (955) |  | OPERATING | OPERATING | E074 | SNR0-2M0 | F40300004 |  | SNR0
SNR-H04QEB31AA006 | Check Valve |  | OPERATING | OPERATING | E074 | SNR0-2M0 | F40300004 |  | SNR0
SNR-H04QEB31AA007 | Valve Outlet |  | OPERATING | OPERATING | E074 | SNR0-2M0 | F40300004 |  | SNR0
SNR-H04QEB31AA008 | Valve 911 |  | OPERATING | OPERATING | E074 | SNR0-2M0 | F40300004 |  | SNR0
SNR-H04QEB31AA009 | Valve Inlet Head Cover |  | OPERATING | OPERATING | E074 | SNR0-2M0 | F40300004 |  | SNR0
SNR-H04QEB31AA010 | Valve Manual Drain |  | OPERATING | OPERATING | E074 | SNR0-2M0 | F40300004 |  | SNR0
SNR-H04QEB31AT001 | Strainer |  | OPERATING | OPERATING | E074 | SNR0-2M0 | F40300004 |  | SNR0
SNR-H04QEB31BR001 | Pipe Line |  | OPERATING | OPERATING | E074 | SNR0-2M0 | F40300004 |  | SNR0
SNR-H04QEB32 | Air Supply Pumping Control by Valve 912 |  | OPERATING | OPERATING | E074 | SNR0-2M0 | F40300004 |  | SNR0
SNR-H04QEB32AA001 | Valve Inlet before Valve (963-2) |  | OPERATING | OPERATING | E074 | SNR0-2M0 | F40300004 |  | SNR0
SNR-H04QEB32AA002 | Valve (963-2) |  | OPERATING | OPERATING | E074 | SNR0-2M0 | F40300004 |  | SNR0
SNR-H04QEB32AA003 | Valve Outlet after Valve (963-2) |  | OPERATING | OPERATING | E074 | SNR0-2M0 | F40300004 |  | SNR0
SNR-H04QEB32AA004 | Valve By Pass for Valve (963-2) |  | OPERATING | OPERATING | E074 | SNR0-2M0 | F40300004 |  | SNR0
SNR-H04QEB32AA005 | Flow Control Valve (956) |  | OPERATING | OPERATING | E074 | SNR0-2M0 | F40300004 |  | SNR0
SNR-H04QEB32AA006 | Check Valve |  | OPERATING | OPERATING | E074 | SNR0-2M0 | F40300004 |  | SNR0
SNR-H04QEB32AA007 | Valve Outlet |  | OPERATING | OPERATING | E074 | SNR0-2M0 | F40300004 |  | SNR0
SNR-H04QEB32AA008 | Valve 912 |  | OPERATING | OPERATING | E074 | SNR0-2M0 | F40300004 |  | SNR0
SNR-H04QEB32AT001 | Strainer |  | OPERATING | OPERATING | E074 | SNR0-2M0 | F40300004 |  | SNR0
SNR-H04QEB32BR001 | Pipe Line |  | OPERATING | OPERATING | E074 | SNR0-2M0 | F40300004 |  | SNR0
SNR-H04QEB33 | Air Drain Pumping Control by Valve 913 |  | OPERATING | OPERATING | E074 | SNR0-2M0 | F40300004 |  | SNR0
SNR-H04QEB33AA001 | Valve Inlet before Valve (964-1) |  | OPERATING | OPERATING | E074 | SNR0-2M0 | F40300004 |  | SNR0
SNR-H04QEB33AA002 | Valve (964-1) |  | OPERATING | OPERATING | E074 | SNR0-2M0 | F40300004 |  | SNR0
SNR-H04QEB33AA003 | Valve 913 |  | OPERATING | OPERATING | E074 | SNR0-2M0 | F40300004 |  | SNR0
SNR-H04QEB33BR001 | Pipe Line |  | OPERATING | OPERATING | E074 | SNR0-2M0 | F40300004 |  | SNR0
SNR-H04QEB34 | Air Drain Pumping Control by Valve 914 |  | OPERATING | OPERATING | E074 | SNR0-2M0 | F40300004 |  | SNR0
SNR-H04QEB34AA001 | Valve Inlet before Valve (964-2) |  | OPERATING | OPERATING | E074 | SNR0-2M0 | F40300004 |  | SNR0
SNR-H04QEB34AA002 | Valve (964-2) |  | OPERATING | OPERATING | E074 | SNR0-2M0 | F40300004 |  | SNR0
SNR-H04QEB34AA003 | Valve 914 |  | OPERATING | OPERATING | E074 | SNR0-2M0 | F40300004 |  | SNR0
SNR-H04QEB34BR001 | Pipe Line |  | OPERATING | OPERATING | E074 | SNR0-2M0 | F40300004 |  | SNR0
SNR-H04QEB34CP001 | Water Detector Relay for D/T (71WR) |  | OPERATING | OPERATING | E074 | SNR0-2E0 | F40300004 |  | SNR0
SNR-H04QEB40 | Control Air Supply Gen. Friction Brake |  | OPERATING | OPERATING | E074 | SNR0-2M0 | F40300004 |  | SNR0
SNR-H04QEB40AA001 | Valve Inlet before Valve 642 |  | OPERATING | OPERATING | E074 | SNR0-2M0 | F40300004 |  | SNR0
SNR-H04QEB40AA002 | Valve 32 (642) |  | OPERATING | OPERATING | E074 | SNR0-2M0 | F40300004 |  | SNR0
SNR-H04QEB40AA003 | Valve Outlet after Valve 642 |  | OPERATING | OPERATING | E074 | SNR0-2M0 | F40300004 |  | SNR0
SNR-H04QEB40AA004 | Valve By Pass for Valve 642 |  | OPERATING | OPERATING | E074 | SNR0-2M0 | F40300004 |  | SNR0
SNR-H04QEB40AT001 | Strainer |  | OPERATING | OPERATING | E074 | SNR0-2M0 | F40300004 |  | SNR0
SNR-H04QEB40BR001 | Pipe Line |  | OPERATING | OPERATING | E074 | SNR0-2M0 | F40300004 |  | SNR0
SNR-H04S | Fire Protection System |  | OPERATING | OPERATING | E074 | SNR0-2E0 | F40300004 |  | SNR0
SNR-H04SG | Fire Protection System |  | OPERATING | OPERATING | E074 | SNR0-2E0 | F40300004 |  | SNR0
SNR-H04SGJ | Fire Protection |  | OPERATING | OPERATING | E074 | SNR0-2E0 | F40300004 |  | SNR0
SNR-H04SGJ10 | Fighting System |  | OPERATING | OPERATING | E074 | SNR0-2E0 | F40300004 |  | SNR0
SNR-H04SGJ10EG001 | Smoke Detector No.1 |  | OPERATING | OPERATING | E074 | SNR0-2E0 | F40300004 |  | SNR0
SNR-H04SGJ10EG002 | Smoke Detector No.2 |  | OPERATING | OPERATING | E074 | SNR0-2E0 | F40300004 |  | SNR0
SNR-H04SGJ10EG003 | Smoke Detector No.3 |  | OPERATING | OPERATING | E074 | SNR0-2E0 | F40300004 |  | SNR0
SNR-H04SGJ10EG004 | Smoke Detector No.4 |  | OPERATING | OPERATING | E074 | SNR0-2E0 | F40300004 |  | SNR0
SNR-H04SGJ10EG005 | Temp Heat Dectector No.1 |  | OPERATING | OPERATING | E074 | SNR0-2E0 | F40300004 |  | SNR0
SNR-H04SGJ10EG006 | Temp Heat Dectector No.2 |  | OPERATING | OPERATING | E074 | SNR0-2E0 | F40300004 |  | SNR0
SNR-H04SGJ10EG007 | Temp Heat Dectector No.3 |  | OPERATING | OPERATING | E074 | SNR0-2E0 | F40300004 |  | SNR0
SNR-H04SGJ10EG008 | Temp Heat Dectector No.4 |  | OPERATING | OPERATING | E074 | SNR0-2E0 | F40300004 |  | SNR0
SNR-H04SGJ10EG009 | Temp Heat Dectector No.5 |  | OPERATING | OPERATING | E074 | SNR0-2E0 | F40300004 |  | SNR0
SNR-H04SGJ10EG010 | Temp Heat Dectector No.6 |  | OPERATING | OPERATING | E074 | SNR0-2E0 | F40300004 |  | SNR0
SNR-H04SGJ10EZ001 | Nozzle No.1 |  | OPERATING | OPERATING | E074 | SNR0-2M0 | F40300004 |  | SNR0
SNR-H04SGJ10EZ002 | Nozzle No.2 |  | OPERATING | OPERATING | E074 | SNR0-2M0 | F40300004 |  | SNR0
SNR-H04SGJ10EZ003 | Nozzle No.3 |  | OPERATING | OPERATING | E074 | SNR0-2M0 | F40300004 |  | SNR0
SNR-H04SGJ10EZ004 | Nozzle No.4 |  | OPERATING | OPERATING | E074 | SNR0-2M0 | F40300004 |  | SNR0
SNR-H04SGJ10EZ005 | Nozzle No.5 |  | OPERATING | OPERATING | E074 | SNR0-2M0 | F40300004 |  | SNR0
SNR-H04SGJ10EZ006 | Nozzle No.6 |  | OPERATING | OPERATING | E074 | SNR0-2M0 | F40300004 |  | SNR0
SNR-H04SGJ20 | Water Fire Protection Sump Tank Of I/V |  | OPERATING | OPERATING | E074 | SNR0-2M0 | F40300004 |  | SNR0
SNR-H04SGJ20AA001 | Fire hydrants Nozzle No.1 |  | OPERATING | OPERATING | E074 | SNR0-2M0 | F40300004 |  | SNR0
SNR-H04SGJ20AA002 | Fire hydrants Nozzle No.2 |  | OPERATING | OPERATING | E074 | SNR0-2M0 | F40300004 |  | SNR0
SNR-H04SGJ20AA003 | Fire hydrants Nozzle No.3 |  | OPERATING | OPERATING | E074 | SNR0-2M0 | F40300004 |  | SNR0
SNR-H04SGJ20AA004 | Fire hydrants Nozzle No.4 |  | OPERATING | OPERATING | E074 | SNR0-2M0 | F40300004 |  | SNR0
SNR-H04SGJ20EG001 | Smoke Detector No.1 |  | OPERATING | OPERATING | E074 | SNR0-2E0 | F40300004 |  | SNR0
SNR-H04SGJ20EG003 | Temp Heat Dectector No.1 |  | OPERATING | OPERATING | E074 | SNR0-2E0 | F40300004 |  | SNR0
SNR-H04SGJ30 | Water Fire Protection Sump Tank Of Gov. |  | OPERATING | OPERATING | E074 | SNR0-2M0 | F40300004 |  | SNR0
SNR-H04SGJ30AA001 | Fire hydrants Nozzle No.1 |  | OPERATING | OPERATING | E074 | SNR0-2M0 | F40300004 |  | SNR0
SNR-H04SGJ30AA002 | Fire hydrants Nozzle No.2 |  | OPERATING | OPERATING | E074 | SNR0-2M0 | F40300004 |  | SNR0
SNR-H04SGJ30AA003 | Fire hydrants Nozzle No.3 |  | OPERATING | OPERATING | E074 | SNR0-2M0 | F40300004 |  | SNR0
SNR-H04SGJ30AA004 | Fire hydrants Nozzle No.4 |  | OPERATING | OPERATING | E074 | SNR0-2M0 | F40300004 |  | SNR0
SNR-H04SGJ30AA005 | Fire hydrants Nozzle No.5 |  | OPERATING | OPERATING | E074 | SNR0-2M0 | F40300004 |  | SNR0
SNR-H04SGJ30AA006 | Fire hydrants Nozzle No.6 |  | OPERATING | OPERATING | E074 | SNR0-2M0 | F40300004 |  | SNR0
SNR-H04SGJ30EG001 | Smoke Detector No.1 |  | OPERATING | OPERATING | E074 | SNR0-2E0 | F40300004 |  | SNR0
SNR-H04SGJ30EG002 | Temp Heat Dectector No.1 |  | OPERATING | OPERATING | E074 | SNR0-2E0 | F40300004 |  | SNR0
SNR-H04SGJ40 | Water Fire Protection For M.Tranformer |  | OPERATING | OPERATING | E074 | SNR0-2M0 | F40300004 |  | SNR0
SNR-H04SGJ40AA001 | Fire hydrants Nozzle No.1 |  | OPERATING | OPERATING | E074 | SNR0-2M0 | F40300004 |  | SNR0
SNR-H04SGJ40AA002 | Fire hydrants Nozzle No.2 |  | OPERATING | OPERATING | E074 | SNR0-2M0 | F40300004 |  | SNR0
SNR-H04SGJ40AA003 | Fire hydrants Nozzle No.3 |  | OPERATING | OPERATING | E074 | SNR0-2M0 | F40300004 |  | SNR0
SNR-H04SGJ40AA004 | Fire hydrants Nozzle No.4 |  | OPERATING | OPERATING | E074 | SNR0-2M0 | F40300004 |  | SNR0
SNR-H04SGJ40AA005 | Fire hydrants Nozzle No.5 |  | OPERATING | OPERATING | E074 | SNR0-2M0 | F40300004 |  | SNR0
SNR-H04SGJ40AA006 | Fire hydrants Nozzle No.6 |  | OPERATING | OPERATING | E074 | SNR0-2M0 | F40300004 |  | SNR0
SNR-H04SGJ40AA007 | Fire hydrants Nozzle No.7 |  | OPERATING | OPERATING | E074 | SNR0-2M0 | F40300004 |  | SNR0
SNR-H04SGJ40AA008 | Fire hydrants Nozzle No.8 |  | OPERATING | OPERATING | E074 | SNR0-2M0 | F40300004 |  | SNR0
SNR-H04SGJ40AA009 | Fire hydrants Nozzle No.9 |  | OPERATING | OPERATING | E074 | SNR0-2M0 | F40300004 |  | SNR0
SNR-H04SGJ40AA010 | Fire hydrants Nozzle No.10 |  | OPERATING | OPERATING | E074 | SNR0-2M0 | F40300004 |  | SNR0
SNR-H04SGJ40AA011 | Fire hydrants Nozzle No.11 |  | OPERATING | OPERATING | E074 | SNR0-2M0 | F40300004 |  | SNR0
SNR-H04SGJ40AA012 | Fire hydrants Nozzle No.12 |  | OPERATING | OPERATING | E074 | SNR0-2M0 | F40300004 |  | SNR0
SNR-H04SGJ40AA013 | Fire hydrants Nozzle No.13 |  | OPERATING | OPERATING | E074 | SNR0-2M0 | F40300004 |  | SNR0
SNR-H04SGJ40AA014 | Fire hydrants Nozzle No.14 |  | OPERATING | OPERATING | E074 | SNR0-2M0 | F40300004 |  | SNR0
SNR-H04SGJ40AA015 | Fire hydrants Nozzle No.15 |  | OPERATING | OPERATING | E074 | SNR0-2M0 | F40300004 |  | SNR0
SNR-H04SGJ40AA016 | Fire hydrants Nozzle No.16 |  | OPERATING | OPERATING | E074 | SNR0-2M0 | F40300004 |  | SNR0
SNR-H04SGJ40AA017 | Fire hydrants Nozzle No.17 |  | OPERATING | OPERATING | E074 | SNR0-2M0 | F40300004 |  | SNR0
SNR-H04SGJ40AA018 | Fire hydrants Nozzle No.18 |  | OPERATING | OPERATING | E074 | SNR0-2M0 | F40300004 |  | SNR0
SNR-H04SGJ40AA019 | Fire hydrants Nozzle No.19 |  | OPERATING | OPERATING | E074 | SNR0-2M0 | F40300004 |  | SNR0
SNR-H04SGJ40AA020 | Fire hydrants Nozzle No.20 |  | OPERATING | OPERATING | E074 | SNR0-2M0 | F40300004 |  | SNR0
SNR-H04SGJ40AA021 | Fire hydrants Nozzle No.21 |  | OPERATING | OPERATING | E074 | SNR0-2M0 | F40300004 |  | SNR0
SNR-H04SGJ40AA022 | Fire hydrants Nozzle No.22 |  | OPERATING | OPERATING | E074 | SNR0-2M0 | F40300004 |  | SNR0
SNR-H04SGJ40AA023 | Fire hydrants Nozzle No.23 |  | OPERATING | OPERATING | E074 | SNR0-2M0 | F40300004 |  | SNR0
SNR-H04SGJ40AA024 | Fire hydrants Nozzle No.24 |  | OPERATING | OPERATING | E074 | SNR0-2M0 | F40300004 |  | SNR0
SNR-H04SGJ40AA025 | Fire hydrants Nozzle No.25 |  | OPERATING | OPERATING | E074 | SNR0-2M0 | F40300004 |  | SNR0
SNR-H04SGJ40AA026 | Fire hydrants Nozzle No.26 |  | OPERATING | OPERATING | E074 | SNR0-2M0 | F40300004 |  | SNR0
SNR-H04SGJ40AA027 | Fire hydrants Nozzle No.27 |  | OPERATING | OPERATING | E074 | SNR0-2M0 | F40300004 |  | SNR0
SNR-H04SGJ40AA028 | Fire hydrants Nozzle No.28 |  | OPERATING | OPERATING | E074 | SNR0-2M0 | F40300004 |  | SNR0
SNR-H04SGJ40AA029 | Fire hydrants Nozzle No.29 |  | OPERATING | OPERATING | E074 | SNR0-2M0 | F40300004 |  | SNR0
SNR-H04SGJ40AA030 | Fire hydrants Nozzle No.30 |  | OPERATING | OPERATING | E074 | SNR0-2M0 | F40300004 |  | SNR0
SNR-H04SGJ40AA031 | Fire hydrants Nozzle No.31 |  | OPERATING | OPERATING | E074 | SNR0-2M0 | F40300004 |  | SNR0
SNR-H04SGJ40AA032 | Fire hydrants Nozzle No.32 |  | OPERATING | OPERATING | E074 | SNR0-2M0 | F40300004 |  | SNR0
SNR-H04SGJ40AA033 | Fire hydrants Nozzle No.33 |  | OPERATING | OPERATING | E074 | SNR0-2M0 | F40300004 |  | SNR0
SNR-H04SGJ40AA034 | Fire hydrants Nozzle No.34 |  | OPERATING | OPERATING | E074 | SNR0-2M0 | F40300004 |  | SNR0
SNR-H04SGJ40AA035 | Fire hydrants Nozzle No.35 |  | OPERATING | OPERATING | E074 | SNR0-2M0 | F40300004 |  | SNR0
SNR-H04SGJ40AA036 | Fire hydrants Nozzle No.36 |  | OPERATING | OPERATING | E074 | SNR0-2M0 | F40300004 |  | SNR0
SNR-H04SGJ40AA037 | Fire hydrants Nozzle No.37 |  | OPERATING | OPERATING | E074 | SNR0-2M0 | F40300004 |  | SNR0
SNR-H04SGJ40AA038 | Fire hydrants Nozzle No.38 |  | OPERATING | OPERATING | E074 | SNR0-2M0 | F40300004 |  | SNR0
SNR-H04SGJ40AA039 | Fire hydrants Nozzle No.39 |  | OPERATING | OPERATING | E074 | SNR0-2M0 | F40300004 |  | SNR0
SNR-H04SGJ40AA040 | Fire hydrants Nozzle No.40 |  | OPERATING | OPERATING | E074 | SNR0-2M0 | F40300004 |  | SNR0
SNR-H04SGJ40AA041 | Fire hydrants Nozzle No.41 |  | OPERATING | OPERATING | E074 | SNR0-2M0 | F40300004 |  | SNR0
SNR-H04SGJ40AA042 | Fire hydrants Nozzle No.42 |  | OPERATING | OPERATING | E074 | SNR0-2M0 | F40300004 |  | SNR0
SNR-H04SGJ40AA043 | Fire hydrants Nozzle No.43 |  | OPERATING | OPERATING | E074 | SNR0-2M0 | F40300004 |  | SNR0
SNR-H04SGJ40AA044 | Fire hydrants Nozzle No.44 |  | OPERATING | OPERATING | E074 | SNR0-2M0 | F40300004 |  | SNR0
SNR-H04SGJ40AA045 | Fire hydrants Nozzle No.45 |  | OPERATING | OPERATING | E074 | SNR0-2M0 | F40300004 |  | SNR0
SNR-H04SGJ40AA046 | Fire hydrants Nozzle No.46 |  | OPERATING | OPERATING | E074 | SNR0-2M0 | F40300004 |  | SNR0
SNR-H04SGJ40AA047 | Fire hydrants Nozzle No.47 |  | OPERATING | OPERATING | E074 | SNR0-2M0 | F40300004 |  | SNR0
SNR-H04SGJ40AA048 | Fire hydrants Nozzle No.48 |  | OPERATING | OPERATING | E074 | SNR0-2M0 | F40300004 |  | SNR0
SNR-H04SGJ40AA049 | Fire hydrants Nozzle No.49 |  | OPERATING | OPERATING | E074 | SNR0-2M0 | F40300004 |  | SNR0
SNR-H04SGJ40AA050 | Fire hydrants Nozzle No.50 |  | OPERATING | OPERATING | E074 | SNR0-2M0 | F40300004 |  | SNR0
SNR-H04SGJ40BR001 | Piping For Fire hydrants Nozzle |  | OPERATING | OPERATING | E074 | SNR0-2M0 | F40300004 |  | SNR0
SNR-H04SGJ40EG001 | Temp Heat Dectector No.1 |  | OPERATING | OPERATING | E074 | SNR0-2E0 | F40300004 |  | SNR0
SNR-H04SGJ40EG002 | Temp Heat Dectector No.2 |  | OPERATING | OPERATING | E074 | SNR0-2E0 | F40300004 |  | SNR0
SNR-H04SGJ40EG003 | Temp Heat Dectector No.3 |  | OPERATING | OPERATING | E074 | SNR0-2E0 | F40300004 |  | SNR0
SNR-H04SGJ40EG004 | Temp Heat Dectector No.4 |  | OPERATING | OPERATING | E074 | SNR0-2E0 | F40300004 |  | SNR0
SNR-H04SGJ40EG005 | Temp Heat Dectector No.5 |  | OPERATING | OPERATING | E074 | SNR0-2E0 | F40300004 |  | SNR0
SNR-H04SGJ40EG006 | Temp Heat Dectector No.6 |  | OPERATING | OPERATING | E074 | SNR0-2E0 | F40300004 |  | SNR0
SNR-H04SGJ40EG007 | Temp Heat Dectector No.7 |  | OPERATING | OPERATING | E074 | SNR0-2E0 | F40300004 |  | SNR0
SNR-H04SGJ40EG008 | Temp Heat Dectector No.8 |  | OPERATING | OPERATING | E074 | SNR0-2E0 | F40300004 |  | SNR0
SNR-H04SGJ40EG009 | Temp Heat Dectector No.9 |  | OPERATING | OPERATING | E074 | SNR0-2E0 | F40300004 |  | SNR0
SNR-H04SGJ40EG010 | Temp Heat Dectector No.10 |  | OPERATING | OPERATING | E074 | SNR0-2E0 | F40300004 |  | SNR0
SNR-H05 | Srinagarind Hydro Unit 5 |  | OPERATING | OPERATING | E075 |  | F40300005 |  | SNR0
SNR-H05A | Grid & Distribution System |  | OPERATING | OPERATING | E075 | SNR0-2E0 | F40300005 |  | SNR0
SNR-H05AD | 230 kV System |  | OPERATING | OPERATING | E075 | SNR0-2E0 | F40300005 |  | SNR0
SNR-H05ADA | 230 kV Bay Generator |  | OPERATING | OPERATING | E075 | SNR0-2E0 | F40300005 |  | SNR0
SNR-H05ADA24 | 230KV. Bay Generator Unit 5 |  | OPERATING | OPERATING | E075 | SNR0-2E0 | F40300005 |  | SNR0
SNR-H05ADA24GS100 | Breaker 80052 |  | OPERATING | OPERATING | E075 | SNR0-2E0 | F40300005 |  | SNR0
SNR-H05ADA24GS200 | DS 80055 |  | OPERATING | OPERATING | E075 | SNR0-2E0 | F40300005 |  | SNR0
SNR-H05ADA24GS201 | DS 80056 |  | OPERATING | OPERATING | E075 | SNR0-2E0 | F40300005 |  | SNR0
SNR-H05ADA24GS202 | DS 80057 |  | OPERATING | OPERATING | E075 | SNR0-2E0 | F40300005 |  | SNR0
SNR-H05B | Power Transmission & Auxiliary Supply |  | OPERATING | OPERATING | E075 | SNR0-2E0 | F40300005 |  | SNR0
SNR-H05BA | Power Transmission |  | OPERATING | OPERATING | E075 | SNR0-2E0 | F40300005 |  | SNR0
SNR-H05BAA | Generator&Transformer System |  | OPERATING | OPERATING | E075 | SNR0-2E0 | F40300005 |  | SNR0
SNR-H05BAA10 | Generator&Transformer |  | OPERATING | OPERATING | E075 | SNR0-2E0 | F40300005 |  | SNR0
SNR-H05BAA10GS200 | DS.1351GM Cubicle |  | OPERATING | OPERATING | E075 | SNR0-2E0 | F40300005 |  | SNR0
SNR-H05BAA10GS200-Q01 | DS.1351GM Switch Gear for Gen.&Motor |  | OPERATING | OPERATING | E075 | SNR0-2E0 | F40300005 |  | SNR0
SNR-H05BAA11 | NGT & Star Point |  | OPERATING | OPERATING | E075 | SNR0-2E0 | F40300005 |  | SNR0
SNR-H05BAA11FE100 | Unit5 NGR Cubicle |  | OPERATING | OPERATING | E075 | SNR0-2E0 | F40300005 |  | SNR0
SNR-H05BAA11FE100-P01 | Unit5 NGR Resistance |  | OPERATING | OPERATING | E075 | SNR0-2E0 | F40300005 |  | SNR0
SNR-H05BAA11GT100 | Unit5 NGT Cubicle |  | OPERATING | OPERATING | E075 | SNR0-2E0 | F40300005 |  | SNR0
SNR-H05BAA11GT100-Q01 | Unit5 NGT DS |  | OPERATING | OPERATING | E075 | SNR0-2E0 | F40300005 |  | SNR0
SNR-H05BAA11GT100-T01 | Unit5 NGT Transformer |  | OPERATING | OPERATING | E075 | SNR0-2E0 | F40300005 |  | SNR0
SNR-H05BAA11GV100 | Unit5 Star Point BUS Cubicle |  | OPERATING | OPERATING | E075 | SNR0-2E0 | F40300005 |  | SNR0
SNR-H05BAA11GV100-T01 | Unit5 Star Point BUS CT1 |  | OPERATING | OPERATING | E075 | SNR0-2E0 | F40300005 |  | SNR0
SNR-H05BAA11GV100-T02 | Unit5 Star Point BUS CT2 |  | OPERATING | OPERATING | E075 | SNR0-2E0 | F40300005 |  | SNR0
SNR-H05BAA11GV100-T03 | Unit5 Star Point BUS CT3 |  | OPERATING | OPERATING | E075 | SNR0-2E0 | F40300005 |  | SNR0
SNR-H05BAA11GV100-T04 | Unit5 Star Point BUS CT4 |  | OPERATING | OPERATING | E075 | SNR0-2E0 | F40300005 |  | SNR0
SNR-H05BAA11GV100-T05 | Unit5 Star Point BUS CT5 |  | OPERATING | OPERATING | E075 | SNR0-2E0 | F40300005 |  | SNR0
SNR-H05BAA20 | DS.1343 Cubicle |  | OPERATING | OPERATING | E075 | SNR0-2E0 | F40300005 |  | SNR0
SNR-H05BAA20GS200 | DS.1343 Cubicle |  | OPERATING | OPERATING | E075 | SNR0-2E0 | F40300005 |  | SNR0
SNR-H05BAA20GS200-C01 | DS.1343 Surge Capacitor |  | OPERATING | OPERATING | E075 | SNR0-2E0 | F40300005 |  | SNR0
SNR-H05BAA20GS200-Q01 | DS.1343 DS 89H5 |  | OPERATING | OPERATING | E075 | SNR0-2E0 | F40300005 |  | SNR0
SNR-H05BAA20GS200-Q02 | DS.1343 BRK 52VH5 |  | OPERATING | OPERATING | E075 | SNR0-2E0 | F40300005 |  | SNR0
SNR-H05BAT | Main Transformer |  | OPERATING | OPERATING | E075 | SNR0-2E0 | F40300005 |  | SNR0
SNR-H05BAT10 | 13.8/230kV Gen. Transformer |  | OPERATING | OPERATING | E075 | SNR0-2E0 | F40300005 |  | SNR0
SNR-H05BAT10GT100 | 13.8/230KV Gen. Transformer KG5A |  | OPERATING | OPERATING | E075 | SNR0-2E0 | F40300005 |  | SNR0
SNR-H05BAT10GT200 | Dry Type Transformer |  | OPERATING | OPERATING | E075 | SNR0-2E0 | F40300005 |  | SNR0
SNR-H05C | Instrumentation & Control Equipment |  | OPERATING | OPERATING | E075 | SNR0-2E0 | F40300005 |  | SNR0
SNR-H05CD | Drive Control Interface |  | OPERATING | OPERATING | E075 | SNR0-2E0 | F40300005 |  | SNR0
SNR-H05CDA | Control Center Unit |  | OPERATING | OPERATING | E075 | SNR0-2E0 | F40300005 |  | SNR0
SNR-H05CDA30 | Control Center Unit5 (front) |  | OPERATING | OPERATING | E075 | SNR0-2E0 | F40300005 |  | SNR0
SNR-H05CDA30GH011 | Unit5 Oil Lift Pump Motor-B (88QPMB) PNL.1 |  | OPERATING | OPERATING | E075 | SNR0-2E0 | F40300005 |  | SNR0
SNR-H05CDA30GH012 | Unit5 [QB-2B] Up Guide Brg (88QBM2B) PNL.1 |  | OPERATING | OPERATING | E075 | SNR0-2E0 | F40300005 |  | SNR0
SNR-H05CDA30GH013 | Unit5 [QB-1B] Tur Brg (88QBMB) PNL.1 |  | OPERATING | OPERATING | E075 | SNR0-2E0 | F40300005 |  | SNR0
SNR-H05CDA30GH014 | Unit5 [QGB] Gov Oil Pump (88QBMB) PNL.1 |  | OPERATING | OPERATING | E075 | SNR0-2E0 | F40300005 |  | SNR0
SNR-H05CDA30GH021 | Unit5 Spare PNL.2 |  | OPERATING | OPERATING | E075 | SNR0-2E0 | F40300005 |  | SNR0
SNR-H05CDA30GH031 | Unit5 Spare PNL.3 |  | OPERATING | OPERATING | E075 | SNR0-2E0 | F40300005 |  | SNR0
SNR-H05CDA30GH032 | Unit5 Auto Strainer Motor-B (88SMB) PNL.3 |  | OPERATING | OPERATING | E075 | SNR0-2E0 | F40300005 |  | SNR0
SNR-H05CDA30GH033 | Unit5 [SBV] AutoStrainer Drain(20SMB)PNL.3 |  | OPERATING | OPERATING | E075 | SNR0-2E0 | F40300005 |  | SNR0
SNR-H05CDA30GH041 | Unit5 Generator Space Heater PNL.4 |  | OPERATING | OPERATING | E075 | SNR0-2E0 | F40300005 |  | SNR0
SNR-H05CDA30GH042 | Unit5 Spare1 PNL.4 |  | OPERATING | OPERATING | E075 | SNR0-2E0 | F40300005 |  | SNR0
SNR-H05CDA30GH043 | Unit5 [SA]AutoStrainer Motor-A(88SMA)PNL.4 |  | OPERATING | OPERATING | E075 | SNR0-2E0 | F40300005 |  | SNR0
SNR-H05CDA30GH044 | Unit5 [SAV] AutoStrainer Drain(20SMA)PNL.4 |  | OPERATING | OPERATING | E075 | SNR0-2E0 | F40300005 |  | SNR0
SNR-H05CDA30GH045 | Unit5 Spare2 PNL.4 |  | OPERATING | OPERATING | E075 | SNR0-2E0 | F40300005 |  | SNR0
SNR-H05CDA30GH046 | Unit5 Spare3 PNL.4 |  | OPERATING | OPERATING | E075 | SNR0-2E0 | F40300005 |  | SNR0
SNR-H05CDA30GH051 | Unit5 Oil Lift Pump Motor-A (88QPMA) PNL.5 |  | OPERATING | OPERATING | E075 | SNR0-2E0 | F40300005 |  | SNR0
SNR-H05CDA30GH052 | Unit5 Up Guide Brg Motor-1 (88QBM2A) PNL.5 |  | OPERATING | OPERATING | E075 | SNR0-2E0 | F40300005 |  | SNR0
SNR-H05CDA30GH053 | Unit5 Tur Guide Brg Motor-A (88QBMA) PNL.5 |  | OPERATING | OPERATING | E075 | SNR0-2E0 | F40300005 |  | SNR0
SNR-H05CDA30GH054 | Unit5 Gov Oil Pump Motor-A (88QGMA) PNL.5 |  | OPERATING | OPERATING | E075 | SNR0-2E0 | F40300005 |  | SNR0
SNR-H05CDA30GH061 | Unit5 Spare1 PNL.6 |  | OPERATING | OPERATING | E075 | SNR0-2E0 | F40300005 |  | SNR0
SNR-H05CDA30GH062 | Unit5 Spare2 PNL.6 |  | OPERATING | OPERATING | E075 | SNR0-2E0 | F40300005 |  | SNR0
SNR-H05CDA30GH063 | Unit5 DT Water Pump (88WCM) Main PNL.6 |  | OPERATING | OPERATING | E075 | SNR0-2E0 | F40300005 |  | SNR0
SNR-H05CDA30GH064 | Unit5 DT Water Pump (88WCM) Terminal PNL.6 |  | OPERATING | OPERATING | E075 | SNR0-2E0 | F40300005 |  | SNR0
SNR-H05CDA30GH071 | Unit5 Spare PNL.7 |  | OPERATING | OPERATING | E075 | SNR0-2E0 | F40300005 |  | SNR0
SNR-H05CDA30GH072 | Unit5 DT Water Pump Motor (88WCM) PNL.7 |  | OPERATING | OPERATING | E075 | SNR0-2E0 | F40300005 |  | SNR0
SNR-H05CDA30GH073 | Unit5 DT Water Pump (88WCM) Reactor PNL.7 |  | OPERATING | OPERATING | E075 | SNR0-2E0 | F40300005 |  | SNR0
SNR-H05CDA30GH081 | Unit5 [D1] Auto Exhaust Valve(20DM-1)PNL.8 |  | OPERATING | OPERATING | E075 | SNR0-2E0 | F40300005 |  | SNR0
SNR-H05CDA30GH082 | Unit5 Auto Exhaust Valve(20DM-2) PNL.8 |  | OPERATING | OPERATING | E075 | SNR0-2E0 | F40300005 |  | SNR0
SNR-H05CDA30GH083 | Unit5 Water Sup to Spiral Case (20VM)PNL.8 |  | OPERATING | OPERATING | E075 | SNR0-2E0 | F40300005 |  | SNR0
SNR-H05CDA30GH084 | Unit5 Auto Sand Separator (20SM) PNL.8 |  | OPERATING | OPERATING | E075 | SNR0-2E0 | F40300005 |  | SNR0
SNR-H05CDA30GH085 | Unit5 Thyristor Fan PNL.8 |  | OPERATING | OPERATING | E075 | SNR0-2E0 | F40300005 |  | SNR0
SNR-H05CDA30GH086 | Unit5 AC Control No.4 Unit PNL.8 |  | OPERATING | OPERATING | E075 | SNR0-2E0 | F40300005 |  | SNR0
SNR-H05CDA30GH091 | Unit5 Spare1 PNL.9 |  | OPERATING | OPERATING | E075 | SNR0-2E0 | F40300005 |  | SNR0
SNR-H05CDA30GH092 | Unit5 Leak Oil Tank Oil Pump (88QLM) PNL.9 |  | OPERATING | OPERATING | E075 | SNR0-2E0 | F40300005 |  | SNR0
SNR-H05CDA30GH093 | Unit5 Grease Pump Motor (88GM) PNL.9 |  | OPERATING | OPERATING | E075 | SNR0-2E0 | F40300005 |  | SNR0
SNR-H05CDA30GH094 | Unit5 IV Oil Pump Motor (88QVM) PNL.9 |  | OPERATING | OPERATING | E075 | SNR0-2E0 | F40300005 |  | SNR0
SNR-H05CDA30GH095 | Unit5 Spare2 PNL.9 |  | OPERATING | OPERATING | E075 | SNR0-2E0 | F40300005 |  | SNR0
SNR-H05CDA30GH101 | Unit5 RN Seal Water Sup Valve(20RM) PNL.10 |  | OPERATING | OPERATING | E075 | SNR0-2E0 | F40300005 |  | SNR0
SNR-H05CDA30GH102 | Unit5 Cooling Water Supply (20PM) PNL.10 |  | OPERATING | OPERATING | E075 | SNR0-2E0 | F40300005 |  | SNR0
SNR-H05CDA30GH111 | Unit5 [FF] Fault Indicator PNL.11 |  | OPERATING | OPERATING | E075 | SNR0-2E0 | F40300005 |  | SNR0
SNR-H05CDA30GH112 | Unit5 Run Hour Meter PNL.11 |  | OPERATING | OPERATING | E075 | SNR0-2E0 | F40300005 |  | SNR0
SNR-H05CDA31 | control center Unit 5 (back) |  | OPERATING | OPERATING | E075 | SNR0-2E0 | F40300005 |  | SNR0
SNR-H05CDA31GH011 | Unit5 Relay PNL.B1 |  | OPERATING | OPERATING | E075 | SNR0-2E0 | F40300005 |  | SNR0
SNR-H05CDA31GH012 | Unit5 Terminal PNL.B1 |  | OPERATING | OPERATING | E075 | SNR0-2E0 | F40300005 |  | SNR0
SNR-H05CDA31GH021 | Unit5 Relay PNL.B2 |  | OPERATING | OPERATING | E075 | SNR0-2E0 | F40300005 |  | SNR0
SNR-H05CDA31GH022 | Unit5 Terminal PNL.B2 |  | OPERATING | OPERATING | E075 | SNR0-2E0 | F40300005 |  | SNR0
SNR-H05CDA31GH031 | Unit5 Relay PNL.B3 |  | OPERATING | OPERATING | E075 | SNR0-2E0 | F40300005 |  | SNR0
SNR-H05CDA31GH032 | Unit5 Terminal PNL.B3 |  | OPERATING | OPERATING | E075 | SNR0-2E0 | F40300005 |  | SNR0
SNR-H05CDA31GH041 | Unit5 Relay PNL.B4 |  | OPERATING | OPERATING | E075 | SNR0-2E0 | F40300005 |  | SNR0
SNR-H05CDA31GH042 | Unit5 Terminal PNL.B4 |  | OPERATING | OPERATING | E075 | SNR0-2E0 | F40300005 |  | SNR0
SNR-H05CDA31GH051 | Unit5 Relay PNL.B5 |  | OPERATING | OPERATING | E075 | SNR0-2E0 | F40300005 |  | SNR0
SNR-H05CDA31GH052 | Unit5 Terminal PNL.B5 |  | OPERATING | OPERATING | E075 | SNR0-2E0 | F40300005 |  | SNR0
SNR-H05CDA31GH061 | Unit5 Space PNL.B6 |  | OPERATING | OPERATING | E075 | SNR0-2E0 | F40300005 |  | SNR0
SNR-H05CDA31GH062 | Unit5 Terminal PNL.B6 |  | OPERATING | OPERATING | E075 | SNR0-2E0 | F40300005 |  | SNR0
SNR-H05CDA31GH071 | Unit5 Space PNL.B7 |  | OPERATING | OPERATING | E075 | SNR0-2E0 | F40300005 |  | SNR0
SNR-H05CDA31GH072 | Unit5 Terminal PNL.B7 |  | OPERATING | OPERATING | E075 | SNR0-2E0 | F40300005 |  | SNR0
SNR-H05CDA31GH081 | Unit5 Relay PNL.B8 |  | OPERATING | OPERATING | E075 | SNR0-2E0 | F40300005 |  | SNR0
SNR-H05CDA31GH082 | Unit5 Terminal PNL.B8 |  | OPERATING | OPERATING | E075 | SNR0-2E0 | F40300005 |  | SNR0
SNR-H05CDA31GH091 | Unit5 Relay PNL.B9 |  | OPERATING | OPERATING | E075 | SNR0-2E0 | F40300005 |  | SNR0
SNR-H05CDA31GH092 | Unit5 Terminal PNL.B9 |  | OPERATING | OPERATING | E075 | SNR0-2E0 | F40300005 |  | SNR0
SNR-H05CDA31GH101 | Unit5 Resistor PNL.B10 |  | OPERATING | OPERATING | E075 | SNR0-2E0 | F40300005 |  | SNR0
SNR-H05CDA31GH102 | Unit5 Terminal PNL.B10 |  | OPERATING | OPERATING | E075 | SNR0-2E0 | F40300005 |  | SNR0
SNR-H05CDA31GH111 | Unit5 Relay PNL.B11 |  | OPERATING | OPERATING | E075 | SNR0-2E0 | F40300005 |  | SNR0
SNR-H05CDA31GH112 | Unit5 Terminal PNL.B11 |  | OPERATING | OPERATING | E075 | SNR0-2E0 | F40300005 |  | SNR0
SNR-H05CDA31GH200 | Unit5 Auto Back Wash Control Panel |  | OPERATING | OPERATING | E075 | SNR0-2E0 | F40300005 |  | SNR0
SNR-H05CDA31GH201 | Unit5 Shaft Deflec & Space Heater |  | OPERATING | OPERATING | E075 | SNR0-2E0 | F40300005 |  | SNR0
SNR-H05CDA32 | Control Center for Auto Back Wash Unit5 |  | OPERATING | OPERATING | E075 | SNR0-2E0 | F40300005 |  | SNR0
SNR-H05CDA33 | Shaft Deflec & Space Heater Control Unit5 |  | OPERATING | OPERATING | E075 | SNR0-2E0 | F40300005 |  | SNR0
SNR-H05CE | Unit5 Annunciator |  | OPERATING | OPERATING | E075 | SNR0-2E0 | F40300005 |  | SNR0
SNR-H05CEA | Annunciator Geneartor |  | OPERATING | OPERATING | E075 | SNR0-2E0 | F40300005 |  | SNR0
SNR-H05CEA10 | Annunciator |  | OPERATING | OPERATING | E075 | SNR0-2E0 | F40300005 |  | SNR0
SNR-H05CEA10EG100 | Annunciator Gen. Unit 5 PNL. S10 |  | OPERATING | OPERATING | E075 | SNR0-2E0 | F40300005 |  | SNR0
SNR-H05CF | Unit5 Metering |  | OPERATING | OPERATING | E075 | SNR0-2E0 | F40300005 |  | SNR0
SNR-H05CFA | Metering Generator |  | OPERATING | OPERATING | E075 | SNR0-2E0 | F40300005 |  | SNR0
SNR-H05CFA10 | Metering |  | OPERATING | OPERATING | E075 | SNR0-2E0 | F40300005 |  | SNR0
SNR-H05CFA10FE100 | Metering unit Gen. Unit 5 PNL. S10 |  | OPERATING | OPERATING | E075 | SNR0-2E0 | F40300005 |  | SNR0
SNR-H05CFQ | Unit5 Recorder |  | OPERATING | OPERATING | E075 | SNR0-2E0 | F40300005 |  | SNR0
SNR-H05CFQ10 | Recorder |  | OPERATING | OPERATING | E075 | SNR0-2E0 | F40300005 |  | SNR0
SNR-H05CFQ10EU100 | Unit Recorder PNL.S45 |  | OPERATING | OPERATING | E075 | SNR0-2E0 | F40300005 |  | SNR0
SNR-H05CH | Unit5 Protective Relay System |  | OPERATING | OPERATING | E075 | SNR0-2E0 | F40300005 |  | SNR0
SNR-H05CHA | Protective Relay System |  | OPERATING | OPERATING | E075 | SNR0-2E0 | F40300005 |  | SNR0
SNR-H05CHA10 | Protective Relay |  | OPERATING | OPERATING | E075 | SNR0-2E0 | F40300005 |  | SNR0
SNR-H05CHA10GH101 | Unit5 Generator-Motor PNL.S25(Protec relay) |  | OPERATING | OPERATING | E075 | SNR0-2E0 | F40300005 |  | SNR0
SNR-H05CHA10GH201 | Unit5 Frequency Relay PNL.S24 |  | OPERATING | OPERATING | E075 | SNR0-2E0 | F40300005 |  | SNR0
SNR-H05CHA11 | KG5A Protective Relay |  | OPERATING | OPERATING | E075 | SNR0-2E0 | F40300005 |  | SNR0
SNR-H05CHA11GH201 | Main Tr.Unit5PNL.S31 (Protection relay) |  | OPERATING | OPERATING | E075 | SNR0-2E0 | F40300005 |  | SNR0
SNR-H05CJ | Unit Control System |  | OPERATING | OPERATING | E075 | SNR0-2E0 | F40300005 |  | SNR0
SNR-H05CJA | Unit Control |  | OPERATING | OPERATING | E075 | SNR0-2E0 | F40300005 |  | SNR0
SNR-H05CJA11 | Auto Control |  | OPERATING | OPERATING | E075 | SNR0-2E0 | F40300005 |  | SNR0
SNR-H05CJA11GH101 | Auto Control Unit5GM PNL.S11(Protec Relay) |  | OPERATING | OPERATING | E075 | SNR0-2E0 | F40300005 |  | SNR0
SNR-H05CJA11GH102 | Auto Control Unit5GM PNL.S11 (Aux. Relay) |  | OPERATING | OPERATING | E075 | SNR0-2E0 | F40300005 |  | SNR0
SNR-H05CJA11GH103 | Auto Control Unit5GM PNL.S11 (Timer Relay) |  | OPERATING | OPERATING | E075 | SNR0-2E0 | F40300005 |  | SNR0
SNR-H05CJA11GH104 | Auto Control Unit5GM PNL.S12 (Keep Relay) |  | OPERATING | OPERATING | E075 | SNR0-2E0 | F40300005 |  | SNR0
SNR-H05CJA11GH105 | Auto Control Unit5GM PNL.S12 (Aux. Relay) |  | OPERATING | OPERATING | E075 | SNR0-2E0 | F40300005 |  | SNR0
SNR-H05CJA11GH106 | Auto Control Unit5GM PNL.S13 (Keep Relay) |  | OPERATING | OPERATING | E075 | SNR0-2E0 | F40300005 |  | SNR0
SNR-H05CJA11GH107 | Auto Control Unit5GM PNL.S13 (Aux. Relay) |  | OPERATING | OPERATING | E075 | SNR0-2E0 | F40300005 |  | SNR0
SNR-H05CJA11GH108 | Auto Control Unit5GM PNL.S23 (Aux. Relay) |  | OPERATING | OPERATING | E075 | SNR0-2E0 | F40300005 |  | SNR0
SNR-H05CW | Master SW. |  | OPERATING | OPERATING | E075 | SNR0-2E0 | F40300005 |  | SNR0
SNR-H05CWF | Master SW.Control |  | OPERATING | OPERATING | E075 | SNR0-2E0 | F40300005 |  | SNR0
SNR-H05CWF10 | Master SW.Control Cubicle |  | OPERATING | OPERATING | E075 | SNR0-2E0 | F40300005 |  | SNR0
SNR-H05CWF10GK100 | Master SW.Control Gen. Unit 5 PNL. S10 |  | OPERATING | OPERATING | E075 | SNR0-2E0 | F40300005 |  | SNR0
SNR-H05L | Intake Gate System |  | OPERATING | OPERATING | E075 | SNR0-2M0 | F40300005 |  | SNR0
SNR-H05LP | Intake Gate System |  | OPERATING | OPERATING | E075 | SNR0-2M0 | F40300005 |  | SNR0
SNR-H05LPA | SNR-H05 Intake Trash Rack System |  | OPERATING | OPERATING | E075 | SNR0-2M0 | F40300005 |  | SNR0
SNR-H05LPA10 | Trash Rask No.1 |  | OPERATING | OPERATING | E075 | SNR0-2M0 | F40300005 |  | SNR0
SNR-H05LPA11 | Trash Rask Row.01 |  | OPERATING | OPERATING | E075 | SNR0-2M0 | F40300005 |  | SNR0
SNR-H05LPA11AT001 | Rack No.1 |  | OPERATING | OPERATING | E075 | SNR0-2M0 | F40300005 |  | SNR0
SNR-H05LPA11AT002 | Rack No.2 |  | OPERATING | OPERATING | E075 | SNR0-2M0 | F40300005 |  | SNR0
SNR-H05LPA11AT003 | Rack No.3 |  | OPERATING | OPERATING | E075 | SNR0-2M0 | F40300005 |  | SNR0
SNR-H05LPA11AT004 | Rack No.4 |  | OPERATING | OPERATING | E075 | SNR0-2M0 | F40300005 |  | SNR0
SNR-H05LPA11AT005 | Rack No.5 |  | OPERATING | OPERATING | E075 | SNR0-2M0 | F40300005 |  | SNR0
SNR-H05LPA12 | Trash Rask Row.02 |  | OPERATING | OPERATING | E075 | SNR0-2M0 | F40300005 |  | SNR0
SNR-H05LPA12AT001 | Rack No.1 |  | OPERATING | OPERATING | E075 | SNR0-2M0 | F40300005 |  | SNR0
SNR-H05LPA12AT002 | Rack No.2 |  | OPERATING | OPERATING | E075 | SNR0-2M0 | F40300005 |  | SNR0
SNR-H05LPA12AT003 | Rack No.3 |  | OPERATING | OPERATING | E075 | SNR0-2M0 | F40300005 |  | SNR0
SNR-H05LPA12AT004 | Rack No.4 |  | OPERATING | OPERATING | E075 | SNR0-2M0 | F40300005 |  | SNR0
SNR-H05LPA12AT005 | Rack No.5 |  | OPERATING | OPERATING | E075 | SNR0-2M0 | F40300005 |  | SNR0
SNR-H05LPA20 | Trash Rask No.2 |  | OPERATING | OPERATING | E075 | SNR0-2M0 | F40300005 |  | SNR0
SNR-H05LPA21 | Trash Rask Row.01 |  | OPERATING | OPERATING | E075 | SNR0-2M0 | F40300005 |  | SNR0
SNR-H05LPA21AT001 | Rack No.1 |  | OPERATING | OPERATING | E075 | SNR0-2M0 | F40300005 |  | SNR0
SNR-H05LPA21AT002 | Rack No.2 |  | OPERATING | OPERATING | E075 | SNR0-2M0 | F40300005 |  | SNR0
SNR-H05LPA21AT003 | Rack No.3 |  | OPERATING | OPERATING | E075 | SNR0-2M0 | F40300005 |  | SNR0
SNR-H05LPA21AT004 | Rack No.4 |  | OPERATING | OPERATING | E075 | SNR0-2M0 | F40300005 |  | SNR0
SNR-H05LPA21AT005 | Rack No.5 |  | OPERATING | OPERATING | E075 | SNR0-2M0 | F40300005 |  | SNR0
SNR-H05LPA22 | Trash Rask Row.02 |  | OPERATING | OPERATING | E075 | SNR0-2M0 | F40300005 |  | SNR0
SNR-H05LPA22AT001 | Rack No.1 |  | OPERATING | OPERATING | E075 | SNR0-2M0 | F40300005 |  | SNR0
SNR-H05LPA22AT002 | Rack No.2 |  | OPERATING | OPERATING | E075 | SNR0-2M0 | F40300005 |  | SNR0
SNR-H05LPA22AT003 | Rack No.3 |  | OPERATING | OPERATING | E075 | SNR0-2M0 | F40300005 |  | SNR0
SNR-H05LPA22AT004 | Rack No.4 |  | OPERATING | OPERATING | E075 | SNR0-2M0 | F40300005 |  | SNR0
SNR-H05LPA22AT005 | Rack No.5 |  | OPERATING | OPERATING | E075 | SNR0-2M0 | F40300005 |  | SNR0
SNR-H05LPB | SNR-H05 Intake Gate |  | OPERATING | OPERATING | E075 | SNR0-2M0 | F40300005 |  | SNR0
SNR-H05LPB10AB001 | Intake Gate |  | OPERATING | OPERATING | E075 | SNR0-2M0 | F40300005 |  | SNR0
SNR-H05LPB10AB001KA01 | Filling Valve |  | OPERATING | OPERATING | E075 | SNR0-2M0 | F40300005 |  | SNR0
SNR-H05LPB10AB001KB01 | Gate |  | OPERATING | OPERATING | E075 | SNR0-2M0 | F40300005 |  | SNR0
SNR-H05LPB10AB001KE01 | ServoMotor |  | OPERATING | OPERATING | E075 | SNR0-2M0 | F40300005 |  | SNR0
SNR-H05LPB10BB001 | Head Tank |  | OPERATING | OPERATING | E075 | SNR0-2M0 | F40300005 |  | SNR0
SNR-H05LPC | SNR-H05 Penstock Pipe |  | OPERATING | OPERATING | E075 | SNR0-2M0 | F40300005 |  | SNR0
SNR-H05LPC10 | Penstock Pipe |  | OPERATING | OPERATING | E075 | SNR0-2M0 | F40300005 |  | SNR0
SNR-H05LPC10AA001 | Valve Drain Penstock |  | OPERATING | OPERATING | E075 | SNR0-2M0 | F40300005 |  | SNR0
SNR-H05LPC10BQ001 | Expention Joint Unit 5 |  | OPERATING | OPERATING | E075 | SNR0-2M0 | F40300005 |  | SNR0
SNR-H05LPC10BR001 | Pipe |  | OPERATING | OPERATING | E075 | SNR0-2M0 | F40300005 |  | SNR0
SNR-H05LPY | SNR-H05 Control And Protection Equipme |  | OPERATING | OPERATING | E075 | SNR0-2M0 | F40300005 |  | SNR0
SNR-H05LPY10 | Hydraulic Control Device |  | OPERATING | OPERATING | E075 | SNR0-2M0 | F40300005 |  | SNR0
SNR-H05LPY10AA001 | Valve Supply to Open Intake Gate |  | OPERATING | OPERATING | E075 | SNR0-2M0 | F40300005 |  | SNR0
SNR-H05LPY10AA002 | Valve Supply to Close Intake Gate |  | OPERATING | OPERATING | E075 | SNR0-2M0 | F40300005 |  | SNR0
SNR-H05LPY10AA003 | Check Valve (17-1) |  | OPERATING | OPERATING | E075 | SNR0-2M0 | F40300005 |  | SNR0
SNR-H05LPY10AA004 | Check Valve (26-1) |  | OPERATING | OPERATING | E075 | SNR0-2M0 | F40300005 |  | SNR0
SNR-H05LPY10AA005 | Check Valve (27-1) |  | OPERATING | OPERATING | E075 | SNR0-2M0 | F40300005 |  | SNR0
SNR-H05LPY10AA006 | Check Valve (48-1) |  | OPERATING | OPERATING | E075 | SNR0-2M0 | F40300005 |  | SNR0
SNR-H05LPY10AA007 | Valve (13-1) |  | OPERATING | OPERATING | E075 | SNR0-2M0 | F40300005 |  | SNR0
SNR-H05LPY10AA008 | Valve (13-2) |  | OPERATING | OPERATING | E075 | SNR0-2M0 | F40300005 |  | SNR0
SNR-H05LPY10AA009 | Valve (14-1) |  | OPERATING | OPERATING | E075 | SNR0-2M0 | F40300005 |  | SNR0
SNR-H05LPY10AA010 | Valve (14-2) |  | OPERATING | OPERATING | E075 | SNR0-2M0 | F40300005 |  | SNR0
SNR-H05LPY10AA011 | Flow Control Valve (18-1) |  | OPERATING | OPERATING | E075 | SNR0-2M0 | F40300005 |  | SNR0
SNR-H05LPY10AA012 | Flow Control Valve (18-2) |  | OPERATING | OPERATING | E075 | SNR0-2M0 | F40300005 |  | SNR0
SNR-H05LPY10AA013 | Thouttle Valve (30-1) |  | OPERATING | OPERATING | E075 | SNR0-2M0 | F40300005 |  | SNR0
SNR-H05LPY10AA014 | Thouttle Valve (32-1) |  | OPERATING | OPERATING | E075 | SNR0-2M0 | F40300005 |  | SNR0
SNR-H05LPY10AA015 | Solenoid Operate Valve (23-1) |  | OPERATING | OPERATING | E075 | SNR0-2M0 | F40300005 |  | SNR0
SNR-H05LPY10AA016 | Solenoid Operate Valve (24-1) |  | OPERATING | OPERATING | E075 | SNR0-2M0 | F40300005 |  | SNR0
SNR-H05LPY10AA017 | Solenoid Operate Valve (29-1) |  | OPERATING | OPERATING | E075 | SNR0-2M0 | F40300005 |  | SNR0
SNR-H05LPY10AA018 | Solenoid Control Pilot OperateValve 25-1 |  | OPERATING | OPERATING | E075 | SNR0-2M0 | F40300005 |  | SNR0
SNR-H05LPY10AA019 | Manual Operate Valve (20-1) |  | OPERATING | OPERATING | E075 | SNR0-2M0 | F40300005 |  | SNR0
SNR-H05LPY10AA020 | Shut Off Valve (15-1) |  | OPERATING | OPERATING | E075 | SNR0-2M0 | F40300005 |  | SNR0
SNR-H05LPY10AA021 | Reducing Valve (19-1) |  | OPERATING | OPERATING | E075 | SNR0-2M0 | F40300005 |  | SNR0
SNR-H05LPY10AA022 | Gauge Valve (12-4) |  | OPERATING | OPERATING | E075 | SNR0-2M0 | F40300005 |  | SNR0
SNR-H05LPY10AA023 | Stop & Check Valve (47-1) |  | OPERATING | OPERATING | E075 | SNR0-2M0 | F40300005 |  | SNR0
SNR-H05LPY10AA024 | Sequence Valve (45-1) |  | OPERATING | OPERATING | E075 | SNR0-2M0 | F40300005 |  | SNR0
SNR-H05LPY10AA025 | Gauge Damping |  | OPERATING | OPERATING | E075 | SNR0-2E0 | F40300005 |  | SNR0
SNR-H05LPY10AA026 | Gauge Damping (11-6) |  | OPERATING | OPERATING | E075 | SNR0-2E0 | F40300005 |  | SNR0
SNR-H05LPY10AA027 | Differential Pressure Regulator (28-1) |  | OPERATING | OPERATING | E075 | SNR0-2E0 | F40300005 |  | SNR0
SNR-H05LPY10BR001 | Pipe Line |  | OPERATING | OPERATING | E075 | SNR0-2M0 | F40300005 |  | SNR0
SNR-H05LPY10CP001 | Pressure Switch (36-3) |  | OPERATING | OPERATING | E075 | SNR0-2E0 | F40300005 |  | SNR0
SNR-H05LPY10CP002 | Pressure Gauge (41-3) |  | OPERATING | OPERATING | E075 | SNR0-2E0 | F40300005 |  | SNR0
SNR-H05M | Mechanical (Turbine & Generator) |  | OPERATING | OPERATING | E075 | SNR0-2M0 | F40300005 |  | SNR0
SNR-H05ME | Hydraulic Turbine Plant |  | OPERATING | OPERATING | E075 | SNR0-2M0 | F40300005 |  | SNR0
SNR-H05MEY | Hydraulic Turbine Electrical Control |  | OPERATING | OPERATING | E075 | SNR0-2E0 | F40300005 |  | SNR0
SNR-H05MEY10 | Turbine Electrical Control |  | OPERATING | OPERATING | E075 | SNR0-2E0 | F40300005 |  | SNR0
SNR-H05MEY10GH100 | Unit5 PNL. Pump Turbine Control Cubicle |  | OPERATING | OPERATING | E075 | SNR0-2E0 | F40300005 |  | SNR0
SNR-H05MEY10GH101 | Unit5 PNL. Actuator Cubicle |  | OPERATING | OPERATING | E075 | SNR0-2E0 | F40300005 |  | SNR0
SNR-H05MEY10GH102 | Unit5 PNL. Governor Control |  | OPERATING | OPERATING | E075 | SNR0-2E0 | F40300005 |  | SNR0
SNR-H05MEY10GH103 | Unit5 PNL. Gate Opening Control |  | OPERATING | OPERATING | E075 | SNR0-2E0 | F40300005 |  | SNR0
SNR-H05MF | SNR-H05 HYDRO PUMP TURBINE PLANT |  | OPERATING | OPERATING | E075 | SNR0-2M0 | F40300005 |  | SNR0
SNR-H05MFA | SNR-H05 Pump Turbine |  | OPERATING | OPERATING | E075 | SNR0-2M0 | F40300005 |  | SNR0
SNR-H05MFA10 | Spiral Case |  | OPERATING | OPERATING | E075 | SNR0-2M0 | F40300005 |  | SNR0
SNR-H05MFA10HA001 | Spiral Case |  | OPERATING | OPERATING | E075 | SNR0-2M0 | F40300005 |  | SNR0
SNR-H05MFA10HA001KB01 | Man hole Spiral Case |  | OPERATING | OPERATING | E075 | SNR0-2M0 | F40300005 |  | SNR0
SNR-H05MFA20 | Guide Vane Mechanism & Servomotor |  | OPERATING | OPERATING | E075 | SNR0-2M0 | F40300005 |  | SNR0
SNR-H05MFA20HA101 | Guide Vane Set No.01 |  | OPERATING | OPERATING | E075 | SNR0-2M0 | F40300005 |  | SNR0
SNR-H05MFA20HA101KB01 | Guide Vane No.01 |  | OPERATING | OPERATING | E075 | SNR0-2M0 | F40300005 |  | SNR0
SNR-H05MFA20HA101KE01 | Arm Lever Guide Vane No.01 |  | OPERATING | OPERATING | E075 | SNR0-2M0 | F40300005 |  | SNR0
SNR-H05MFA20HA101KE02 | Shear Pin No.01 |  | OPERATING | OPERATING | E075 | SNR0-2M0 | F40300005 |  | SNR0
SNR-H05MFA20HA101KE03 | Eccentric Pin No.01 |  | OPERATING | OPERATING | E075 | SNR0-2M0 | F40300005 |  | SNR0
SNR-H05MFA20HA101MU01 | Guide Vane Link No.01 |  | OPERATING | OPERATING | E075 | SNR0-2M0 | F40300005 |  | SNR0
SNR-H05MFA20HA102 | Guide Vane Set No.02 |  | OPERATING | OPERATING | E075 | SNR0-2M0 | F40300005 |  | SNR0
SNR-H05MFA20HA102KB01 | Guide Vane No.02 |  | OPERATING | OPERATING | E075 | SNR0-2M0 | F40300005 |  | SNR0
SNR-H05MFA20HA102KE01 | Arm Lever Guide Vane No.02 |  | OPERATING | OPERATING | E075 | SNR0-2M0 | F40300005 |  | SNR0
SNR-H05MFA20HA102KE02 | Shear Pin No.02 |  | OPERATING | OPERATING | E075 | SNR0-2M0 | F40300005 |  | SNR0
SNR-H05MFA20HA102KE03 | Eccentric Pin No.02 |  | OPERATING | OPERATING | E075 | SNR0-2M0 | F40300005 |  | SNR0
SNR-H05MFA20HA102MU01 | Guide Vane Link No.02 |  | OPERATING | OPERATING | E075 | SNR0-2M0 | F40300005 |  | SNR0
SNR-H05MFA20HA103 | Guide Vane Set No.03 |  | OPERATING | OPERATING | E075 | SNR0-2M0 | F40300005 |  | SNR0
SNR-H05MFA20HA103KB01 | Guide Vane No.03 |  | OPERATING | OPERATING | E075 | SNR0-2M0 | F40300005 |  | SNR0
SNR-H05MFA20HA103KE01 | Arm Lever Guide Vane No.03 |  | OPERATING | OPERATING | E075 | SNR0-2M0 | F40300005 |  | SNR0
SNR-H05MFA20HA103KE02 | Shear Pin No.03 |  | OPERATING | OPERATING | E075 | SNR0-2M0 | F40300005 |  | SNR0
SNR-H05MFA20HA103KE03 | Eccentric Pin No.03 |  | OPERATING | OPERATING | E075 | SNR0-2M0 | F40300005 |  | SNR0
SNR-H05MFA20HA103MU01 | Guide Vane Link No.03 |  | OPERATING | OPERATING | E075 | SNR0-2M0 | F40300005 |  | SNR0
SNR-H05MFA20HA104 | Guide Vane Set no.04 |  | OPERATING | OPERATING | E075 | SNR0-2M0 | F40300005 |  | SNR0
SNR-H05MFA20HA104KB01 | Guide Vane no.04 |  | OPERATING | OPERATING | E075 | SNR0-2M0 | F40300005 |  | SNR0
SNR-H05MFA20HA104KE01 | Arm Lever Guide Vane no.04 |  | OPERATING | OPERATING | E075 | SNR0-2M0 | F40300005 |  | SNR0
SNR-H05MFA20HA104KE02 | Shear Pin no.04 |  | OPERATING | OPERATING | E075 | SNR0-2M0 | F40300005 |  | SNR0
SNR-H05MFA20HA104KE03 | Eccentric Pin no.04 |  | OPERATING | OPERATING | E075 | SNR0-2M0 | F40300005 |  | SNR0
SNR-H05MFA20HA104MU01 | Guide Vane Link no.04 |  | OPERATING | OPERATING | E075 | SNR0-2M0 | F40300005 |  | SNR0
SNR-H05MFA20HA105 | Guide Vane Set No.05 |  | OPERATING | OPERATING | E075 | SNR0-2M0 | F40300005 |  | SNR0
SNR-H05MFA20HA105KB01 | Guide Vane No.05 |  | OPERATING | OPERATING | E075 | SNR0-2M0 | F40300005 |  | SNR0
SNR-H05MFA20HA105KE01 | Arm Lever Guide Vane No.05 |  | OPERATING | OPERATING | E075 | SNR0-2M0 | F40300005 |  | SNR0
SNR-H05MFA20HA105KE02 | Shear Pin No.05 |  | OPERATING | OPERATING | E075 | SNR0-2M0 | F40300005 |  | SNR0
SNR-H05MFA20HA105KE03 | Eccentric Pin No.05 |  | OPERATING | OPERATING | E075 | SNR0-2M0 | F40300005 |  | SNR0
SNR-H05MFA20HA105MU01 | Guide Vane Link No.05 |  | OPERATING | OPERATING | E075 | SNR0-2M0 | F40300005 |  | SNR0
SNR-H05MFA20HA106 | Guide Vane Set No.06 |  | OPERATING | OPERATING | E075 | SNR0-2M0 | F40300005 |  | SNR0
SNR-H05MFA20HA106KB01 | Guide Vane No.06 |  | OPERATING | OPERATING | E075 | SNR0-2M0 | F40300005 |  | SNR0
SNR-H05MFA20HA106KE01 | Arm Lever Guide Vane No.06 |  | OPERATING | OPERATING | E075 | SNR0-2M0 | F40300005 |  | SNR0
SNR-H05MFA20HA106KE02 | Shear Pin No.06 |  | OPERATING | OPERATING | E075 | SNR0-2M0 | F40300005 |  | SNR0
SNR-H05MFA20HA106KE03 | Eccentric Pin No.06 |  | OPERATING | OPERATING | E075 | SNR0-2M0 | F40300005 |  | SNR0
SNR-H05MFA20HA106MU01 | Guide Vane Link No.06 |  | OPERATING | OPERATING | E075 | SNR0-2M0 | F40300005 |  | SNR0
SNR-H05MFA20HA107 | Guide Vane Set No.07 |  | OPERATING | OPERATING | E075 | SNR0-2M0 | F40300005 |  | SNR0
SNR-H05MFA20HA107KB01 | Guide Vane No.07 |  | OPERATING | OPERATING | E075 | SNR0-2M0 | F40300005 |  | SNR0
SNR-H05MFA20HA107KE01 | Arm Lever Guide Vane No.07 |  | OPERATING | OPERATING | E075 | SNR0-2M0 | F40300005 |  | SNR0
SNR-H05MFA20HA107KE02 | Shear Pin No.07 |  | OPERATING | OPERATING | E075 | SNR0-2M0 | F40300005 |  | SNR0
SNR-H05MFA20HA107KE03 | Eccentric Pin No.07 |  | OPERATING | OPERATING | E075 | SNR0-2M0 | F40300005 |  | SNR0
SNR-H05MFA20HA107MU01 | Guide Vane Link No.07 |  | OPERATING | OPERATING | E075 | SNR0-2M0 | F40300005 |  | SNR0
SNR-H05MFA20HA108 | Guide Vane Set No.08 |  | OPERATING | OPERATING | E075 | SNR0-2M0 | F40300005 |  | SNR0
SNR-H05MFA20HA108KB01 | Guide Vane No.08 |  | OPERATING | OPERATING | E075 | SNR0-2M0 | F40300005 |  | SNR0
SNR-H05MFA20HA108KE01 | Arm Lever Guide Vane No.08 |  | OPERATING | OPERATING | E075 | SNR0-2M0 | F40300005 |  | SNR0
SNR-H05MFA20HA108KE02 | Shear Pin No.08 |  | OPERATING | OPERATING | E075 | SNR0-2M0 | F40300005 |  | SNR0
SNR-H05MFA20HA108KE03 | Eccentric Pin No.08 |  | OPERATING | OPERATING | E075 | SNR0-2M0 | F40300005 |  | SNR0
SNR-H05MFA20HA108MU01 | Guide Vane Link No.08 |  | OPERATING | OPERATING | E075 | SNR0-2M0 | F40300005 |  | SNR0
SNR-H05MFA20HA109 | Guide Vane Set No.09 |  | OPERATING | OPERATING | E075 | SNR0-2M0 | F40300005 |  | SNR0
SNR-H05MFA20HA109KB01 | Guide Vane No.09 |  | OPERATING | OPERATING | E075 | SNR0-2M0 | F40300005 |  | SNR0
SNR-H05MFA20HA109KE01 | Arm Lever Guide Vane No.09 |  | OPERATING | OPERATING | E075 | SNR0-2M0 | F40300005 |  | SNR0
SNR-H05MFA20HA109KE02 | Shear Pin No.09 |  | OPERATING | OPERATING | E075 | SNR0-2M0 | F40300005 |  | SNR0
SNR-H05MFA20HA109KE03 | Eccentric Pin No.09 |  | OPERATING | OPERATING | E075 | SNR0-2M0 | F40300005 |  | SNR0
SNR-H05MFA20HA109MU01 | Guide Vane Link No.09 |  | OPERATING | OPERATING | E075 | SNR0-2M0 | F40300005 |  | SNR0
SNR-H05MFA20HA110 | Guide Vane Set No.10 |  | OPERATING | OPERATING | E075 | SNR0-2M0 | F40300005 |  | SNR0
SNR-H05MFA20HA110KB01 | Guide Vane No.10 |  | OPERATING | OPERATING | E075 | SNR0-2M0 | F40300005 |  | SNR0
SNR-H05MFA20HA110KE01 | Arm Lever Guide Vane No.10 |  | OPERATING | OPERATING | E075 | SNR0-2M0 | F40300005 |  | SNR0
SNR-H05MFA20HA110KE02 | Shear Pin No.10 |  | OPERATING | OPERATING | E075 | SNR0-2M0 | F40300005 |  | SNR0
SNR-H05MFA20HA110KE03 | Eccentric Pin No.10 |  | OPERATING | OPERATING | E075 | SNR0-2M0 | F40300005 |  | SNR0
SNR-H05MFA20HA110MU01 | Guide Vane Link No.10 |  | OPERATING | OPERATING | E075 | SNR0-2M0 | F40300005 |  | SNR0
SNR-H05MFA20HA111 | Guide Vane Set No.11 |  | OPERATING | OPERATING | E075 | SNR0-2M0 | F40300005 |  | SNR0
SNR-H05MFA20HA111KB01 | Guide Vane No.11 |  | OPERATING | OPERATING | E075 | SNR0-2M0 | F40300005 |  | SNR0
SNR-H05MFA20HA111KE01 | Arm Lever Guide Vane No.11 |  | OPERATING | OPERATING | E075 | SNR0-2M0 | F40300005 |  | SNR0
SNR-H05MFA20HA111KE02 | Shear Pin No.11 |  | OPERATING | OPERATING | E075 | SNR0-2M0 | F40300005 |  | SNR0
SNR-H05MFA20HA111KE03 | Eccentric Pin No.11 |  | OPERATING | OPERATING | E075 | SNR0-2M0 | F40300005 |  | SNR0
SNR-H05MFA20HA111MU01 | Guide Vane Link No.11 |  | OPERATING | OPERATING | E075 | SNR0-2M0 | F40300005 |  | SNR0
SNR-H05MFA20HA112 | Guide Vane Set No.12 |  | OPERATING | OPERATING | E075 | SNR0-2M0 | F40300005 |  | SNR0
SNR-H05MFA20HA112KB01 | Guide Vane No.12 |  | OPERATING | OPERATING | E075 | SNR0-2M0 | F40300005 |  | SNR0
SNR-H05MFA20HA112KE01 | Arm Lever Guide Vane No.12 |  | OPERATING | OPERATING | E075 | SNR0-2M0 | F40300005 |  | SNR0
SNR-H05MFA20HA112KE02 | Shear Pin No.12 |  | OPERATING | OPERATING | E075 | SNR0-2M0 | F40300005 |  | SNR0
SNR-H05MFA20HA112KE03 | Eccentric Pin No.12 |  | OPERATING | OPERATING | E075 | SNR0-2M0 | F40300005 |  | SNR0
SNR-H05MFA20HA112MU01 | Guide Vane Link No.12 |  | OPERATING | OPERATING | E075 | SNR0-2M0 | F40300005 |  | SNR0
SNR-H05MFA20HA113 | Guide Vane Set No.13 |  | OPERATING | OPERATING | E075 | SNR0-2M0 | F40300005 |  | SNR0
SNR-H05MFA20HA113KB01 | Guide Vane No.13 |  | OPERATING | OPERATING | E075 | SNR0-2M0 | F40300005 |  | SNR0
SNR-H05MFA20HA113KE01 | Arm Lever Guide Vane No.13 |  | OPERATING | OPERATING | E075 | SNR0-2M0 | F40300005 |  | SNR0
SNR-H05MFA20HA113KE02 | Shear Pin No.13 |  | OPERATING | OPERATING | E075 | SNR0-2M0 | F40300005 |  | SNR0
SNR-H05MFA20HA113KE03 | Eccentric Pin No.13 |  | OPERATING | OPERATING | E075 | SNR0-2M0 | F40300005 |  | SNR0
SNR-H05MFA20HA113MU01 | Guide Vane Link No.13 |  | OPERATING | OPERATING | E075 | SNR0-2M0 | F40300005 |  | SNR0
SNR-H05MFA20HA114 | Guide Vane Set No.14 |  | OPERATING | OPERATING | E075 | SNR0-2M0 | F40300005 |  | SNR0
SNR-H05MFA20HA114KB01 | Guide Vane No.14 |  | OPERATING | OPERATING | E075 | SNR0-2M0 | F40300005 |  | SNR0
SNR-H05MFA20HA114KE01 | Arm Lever Guide Vane No.14 |  | OPERATING | OPERATING | E075 | SNR0-2M0 | F40300005 |  | SNR0
SNR-H05MFA20HA114KE02 | Shear Pin No.14 |  | OPERATING | OPERATING | E075 | SNR0-2M0 | F40300005 |  | SNR0
SNR-H05MFA20HA114KE03 | Eccentric Pin No.14 |  | OPERATING | OPERATING | E075 | SNR0-2M0 | F40300005 |  | SNR0
SNR-H05MFA20HA114MU01 | Guide Vane Link No.14 |  | OPERATING | OPERATING | E075 | SNR0-2M0 | F40300005 |  | SNR0
SNR-H05MFA20HA115 | Guide Vane Set No.15 |  | OPERATING | OPERATING | E075 | SNR0-2M0 | F40300005 |  | SNR0
SNR-H05MFA20HA115KB01 | Guide Vane No.15 |  | OPERATING | OPERATING | E075 | SNR0-2M0 | F40300005 |  | SNR0
SNR-H05MFA20HA115KE01 | Arm Lever Guide Vane No.15 |  | OPERATING | OPERATING | E075 | SNR0-2M0 | F40300005 |  | SNR0
SNR-H05MFA20HA115KE02 | Shear Pin No.15 |  | OPERATING | OPERATING | E075 | SNR0-2M0 | F40300005 |  | SNR0
SNR-H05MFA20HA115KE03 | Eccentric Pin No.15 |  | OPERATING | OPERATING | E075 | SNR0-2M0 | F40300005 |  | SNR0
SNR-H05MFA20HA115MU01 | Guide Vane Link No.15 |  | OPERATING | OPERATING | E075 | SNR0-2M0 | F40300005 |  | SNR0
SNR-H05MFA20HA116 | Guide Vane Set No.16 |  | OPERATING | OPERATING | E075 | SNR0-2M0 | F40300005 |  | SNR0
SNR-H05MFA20HA116KB01 | Guide Vane No.16 |  | OPERATING | OPERATING | E075 | SNR0-2M0 | F40300005 |  | SNR0
SNR-H05MFA20HA116KE01 | Arm Lever Guide Vane No.16 |  | OPERATING | OPERATING | E075 | SNR0-2M0 | F40300005 |  | SNR0
SNR-H05MFA20HA116KE02 | Shear Pin No.16 |  | OPERATING | OPERATING | E075 | SNR0-2M0 | F40300005 |  | SNR0
SNR-H05MFA20HA116KE03 | Eccentric Pin No.16 |  | OPERATING | OPERATING | E075 | SNR0-2M0 | F40300005 |  | SNR0
SNR-H05MFA20HA116MU01 | Guide Vane Link No.16 |  | OPERATING | OPERATING | E075 | SNR0-2M0 | F40300005 |  | SNR0
SNR-H05MFA20HA117 | Guide Vane Set No.17 |  | OPERATING | OPERATING | E075 | SNR0-2M0 | F40300005 |  | SNR0
SNR-H05MFA20HA117KB01 | Guide Vane No.17 |  | OPERATING | OPERATING | E075 | SNR0-2M0 | F40300005 |  | SNR0
SNR-H05MFA20HA117KE01 | Arm Lever Guide Vane No.17 |  | OPERATING | OPERATING | E075 | SNR0-2M0 | F40300005 |  | SNR0
SNR-H05MFA20HA117KE02 | Shear Pin No.17 |  | OPERATING | OPERATING | E075 | SNR0-2M0 | F40300005 |  | SNR0
SNR-H05MFA20HA117KE03 | Eccentric Pin No.17 |  | OPERATING | OPERATING | E075 | SNR0-2M0 | F40300005 |  | SNR0
SNR-H05MFA20HA117MU01 | Guide Vane Link No.17 |  | OPERATING | OPERATING | E075 | SNR0-2M0 | F40300005 |  | SNR0
SNR-H05MFA20HA118 | Guide Vane Set No.18 |  | OPERATING | OPERATING | E075 | SNR0-2M0 | F40300005 |  | SNR0
SNR-H05MFA20HA118KB01 | Guide Vane No.18 |  | OPERATING | OPERATING | E075 | SNR0-2M0 | F40300005 |  | SNR0
SNR-H05MFA20HA118KE01 | Arm Lever Guide Vane No.18 |  | OPERATING | OPERATING | E075 | SNR0-2M0 | F40300005 |  | SNR0
SNR-H05MFA20HA118KE02 | Shear Pin No.18 |  | OPERATING | OPERATING | E075 | SNR0-2M0 | F40300005 |  | SNR0
SNR-H05MFA20HA118KE03 | Eccentric Pin No.18 |  | OPERATING | OPERATING | E075 | SNR0-2M0 | F40300005 |  | SNR0
SNR-H05MFA20HA118MU01 | Guide Vane Link No.18 |  | OPERATING | OPERATING | E075 | SNR0-2M0 | F40300005 |  | SNR0
SNR-H05MFA20HA119 | Guide Vane Set No.19 |  | OPERATING | OPERATING | E075 | SNR0-2M0 | F40300005 |  | SNR0
SNR-H05MFA20HA119KB01 | Guide Vane No.19 |  | OPERATING | OPERATING | E075 | SNR0-2M0 | F40300005 |  | SNR0
SNR-H05MFA20HA119KE01 | Arm Lever Guide Vane No.19 |  | OPERATING | OPERATING | E075 | SNR0-2M0 | F40300005 |  | SNR0
SNR-H05MFA20HA119KE02 | Shear Pin No.19 |  | OPERATING | OPERATING | E075 | SNR0-2M0 | F40300005 |  | SNR0
SNR-H05MFA20HA119KE03 | Eccentric Pin No.19 |  | OPERATING | OPERATING | E075 | SNR0-2M0 | F40300005 |  | SNR0
SNR-H05MFA20HA119MU01 | Guide Vane Link No.19 |  | OPERATING | OPERATING | E075 | SNR0-2M0 | F40300005 |  | SNR0
SNR-H05MFA20HA120 | Guide Vane Set No.20 |  | OPERATING | OPERATING | E075 | SNR0-2M0 | F40300005 |  | SNR0
SNR-H05MFA20HA120KB01 | Guide Vane No.20 |  | OPERATING | OPERATING | E075 | SNR0-2M0 | F40300005 |  | SNR0
SNR-H05MFA20HA120KE01 | Arm Lever Guide Vane No.20 |  | OPERATING | OPERATING | E075 | SNR0-2M0 | F40300005 |  | SNR0
SNR-H05MFA20HA120KE02 | Shear Pin No.20 |  | OPERATING | OPERATING | E075 | SNR0-2M0 | F40300005 |  | SNR0
SNR-H05MFA20HA120KE03 | Eccentric Pin No.20 |  | OPERATING | OPERATING | E075 | SNR0-2M0 | F40300005 |  | SNR0
SNR-H05MFA20HA120MU01 | Guide Vane Link No.20 |  | OPERATING | OPERATING | E075 | SNR0-2M0 | F40300005 |  | SNR0
SNR-H05MFA20HA124HA01 | Operating Ring |  | OPERATING | OPERATING | E075 | SNR0-2M0 | F40300005 |  | SNR0
SNR-H05MFA20HA124HA02 | ServoMotor Link L |  | OPERATING | OPERATING | E075 | SNR0-2M0 | F40300005 |  | SNR0
SNR-H05MFA20HA124HA03 | ServoMotor Link R |  | OPERATING | OPERATING | E075 | SNR0-2M0 | F40300005 |  | SNR0
SNR-H05MFA30 | Runner, Main Shaft |  | OPERATING | OPERATING | E075 | SNR0-2M0 | F40300005 |  | SNR0
SNR-H05MFA30HB100 | Runner |  | OPERATING | OPERATING | E075 | SNR0-2M0 | F40300005 |  | SNR0
SNR-H05MFA30HB101 | Runner Blade No.01 |  | OPERATING | OPERATING | E075 | SNR0-2M0 | F40300005 |  | SNR0
SNR-H05MFA30HB102 | Runner Blade No.02 |  | OPERATING | OPERATING | E075 | SNR0-2M0 | F40300005 |  | SNR0
SNR-H05MFA30HB103 | Runner Blade No.03 |  | OPERATING | OPERATING | E075 | SNR0-2M0 | F40300005 |  | SNR0
SNR-H05MFA30HB104 | Runner Blade No.04 |  | OPERATING | OPERATING | E075 | SNR0-2M0 | F40300005 |  | SNR0
SNR-H05MFA30HB105 | Runner Blade No.05 |  | OPERATING | OPERATING | E075 | SNR0-2M0 | F40300005 |  | SNR0
SNR-H05MFA30HB106 | Runner Blade No.06 |  | OPERATING | OPERATING | E075 | SNR0-2M0 | F40300005 |  | SNR0
SNR-H05MFA30HB200 | Turbine Shaft |  | OPERATING | OPERATING | E075 | SNR0-2M0 | F40300005 |  | SNR0
SNR-H05MFA40 | Head Cove,Stay Ring,Draft Tube,Shaft Seal |  | OPERATING | OPERATING | E075 | SNR0-2M0 | F40300005 |  | SNR0
SNR-H05MFA40HA001 | Bottom Ring |  | OPERATING | OPERATING | E075 | SNR0-2M0 | F40300005 |  | SNR0
SNR-H05MFA40HA002 | Upper Ring |  | OPERATING | OPERATING | E075 | SNR0-2M0 | F40300005 |  | SNR0
SNR-H05MFA40HA003 | Head Cover |  | OPERATING | OPERATING | E075 | SNR0-2M0 | F40300005 |  | SNR0
SNR-H05MFA40HA004 | Draft Tube |  | OPERATING | OPERATING | E075 | SNR0-2M0 | F40300005 |  | SNR0
SNR-H05MFA40HA004KB01 | Man hole Draft Tube |  | OPERATING | OPERATING | E075 | SNR0-2M0 | F40300005 |  | SNR0
SNR-H05MFA40HA005 | Discharge Ring |  | OPERATING | OPERATING | E075 | SNR0-2M0 | F40300005 |  | SNR0
SNR-H05MFA40HA006 | Sealing Box |  | OPERATING | OPERATING | E075 | SNR0-2M0 | F40300005 |  | SNR0
SNR-H05MFA40HA101 | Stay Vane No.1 |  | OPERATING | OPERATING | E075 | SNR0-2M0 | F40300005 |  | SNR0
SNR-H05MFA40HA102 | Stay Vane No.2 |  | OPERATING | OPERATING | E075 | SNR0-2M0 | F40300005 |  | SNR0
SNR-H05MFA40HA103 | Stay Vane No.3 |  | OPERATING | OPERATING | E075 | SNR0-2M0 | F40300005 |  | SNR0
SNR-H05MFA40HA104 | Stay Vane No.4 |  | OPERATING | OPERATING | E075 | SNR0-2M0 | F40300005 |  | SNR0
SNR-H05MFA40HA105 | Stay Vane No.5 |  | OPERATING | OPERATING | E075 | SNR0-2M0 | F40300005 |  | SNR0
SNR-H05MFA40HA106 | Stay Vane No.6 |  | OPERATING | OPERATING | E075 | SNR0-2M0 | F40300005 |  | SNR0
SNR-H05MFA40HA107 | Stay Vane No.7 |  | OPERATING | OPERATING | E075 | SNR0-2M0 | F40300005 |  | SNR0
SNR-H05MFA40HA108 | Stay Vane No.8 |  | OPERATING | OPERATING | E075 | SNR0-2M0 | F40300005 |  | SNR0
SNR-H05MFA40HA109 | Stay Vane No.9 |  | OPERATING | OPERATING | E075 | SNR0-2M0 | F40300005 |  | SNR0
SNR-H05MFA40HA110 | Stay Vane No.10 |  | OPERATING | OPERATING | E075 | SNR0-2M0 | F40300005 |  | SNR0
SNR-H05MFA50 | Spiral Case Drain |  | OPERATING | OPERATING | E075 | SNR0-2M0 | F40300005 |  | SNR0
SNR-H05MFA50AA001 | Valve Drain Spiral Case |  | OPERATING | OPERATING | E075 | SNR0-2M0 | F40300005 |  | SNR0
SNR-H05MFA50BR001 | Pipe Drain Spiral Case |  | OPERATING | OPERATING | E075 | SNR0-2M0 | F40300005 |  | SNR0
SNR-H05MFB | SNR-H05 Inlet Valve |  | OPERATING | OPERATING | E075 | SNR0-2M0 | F40300005 |  | SNR0
SNR-H05MFB10 | Main Inlet Valve Set |  | OPERATING | OPERATING | E075 | SNR0-2M0 | F40300005 |  | SNR0
SNR-H05MFB10AA001 | Inlet Valve |  | OPERATING | OPERATING | E075 | SNR0-2M0 | F40300005 |  | SNR0
SNR-H05MFB10AA001-S01 | Limit Switch (Opening) |  | OPERATING | OPERATING | E075 | SNR0-2E0 | F40300005 |  | SNR0
SNR-H05MFB10AA001-S02 | Limit Switch (Closing) |  | OPERATING | OPERATING | E075 | SNR0-2E0 | F40300005 |  | SNR0
SNR-H05MFB10AA001QP01 | Indicator |  | OPERATING | OPERATING | E075 | SNR0-2M0 | F40300005 |  | SNR0
SNR-H05MFB10HA001 | Arm Inlet Valve |  | OPERATING | OPERATING | E075 | SNR0-2M0 | F40300005 |  | SNR0
SNR-H05MFB20 | By - Pass Valve Set |  | OPERATING | OPERATING | E075 | SNR0-2M0 | F40300005 |  | SNR0
SNR-H05MFB20AA001 | Valve before By - Pass Valve |  | OPERATING | OPERATING | E075 | SNR0-2M0 | F40300005 |  | SNR0
SNR-H05MFB20BR001 | Pipe Line |  | OPERATING | OPERATING | E075 | SNR0-2M0 | F40300005 |  | SNR0
SNR-H05MFB20HA002 | By- Pass Valve |  | OPERATING | OPERATING | E075 | SNR0-2M0 | F40300005 |  | SNR0
SNR-H05MFB20HA002-S01 | Limit Switch 338A (Opening) |  | OPERATING | OPERATING | E075 | SNR0-2E0 | F40300005 |  | SNR0
SNR-H05MFB20HA002-S02 | Limit Switch 338B (Closing) |  | OPERATING | OPERATING | E075 | SNR0-2E0 | F40300005 |  | SNR0
SNR-H05MFB20HA002KA01 | Valve |  | OPERATING | OPERATING | E075 | SNR0-2M0 | F40300005 |  | SNR0
SNR-H05MFB20HA002MU01 | ServoMotor |  | OPERATING | OPERATING | E075 | SNR0-2M0 | F40300005 |  | SNR0
SNR-H05MFD | Turbine Stationary Part |  | OPERATING | OPERATING | E075 | SNR0-2M0 | F40300005 |  | SNR0
SNR-H05MFD10 | Turbine Guide Bearing Oil Pan |  | OPERATING | OPERATING | E075 | SNR0-2M0 | F40300005 |  | SNR0
SNR-H05MFD10AS101 | Pivot Adjusting Bearing No.1 |  | OPERATING | OPERATING | E075 | SNR0-2M0 | F40300005 |  | SNR0
SNR-H05MFD10AS102 | Pivot Adjusting Bearing No.2 |  | OPERATING | OPERATING | E075 | SNR0-2M0 | F40300005 |  | SNR0
SNR-H05MFD10AS103 | Pivot Adjusting Bearing No.3 |  | OPERATING | OPERATING | E075 | SNR0-2M0 | F40300005 |  | SNR0
SNR-H05MFD10AS104 | Pivot Adjusting Bearing No.4 |  | OPERATING | OPERATING | E075 | SNR0-2M0 | F40300005 |  | SNR0
SNR-H05MFD10AS105 | Pivot Adjusting Bearing No.5 |  | OPERATING | OPERATING | E075 | SNR0-2M0 | F40300005 |  | SNR0
SNR-H05MFD10AS106 | Pivot Adjusting Bearing No.6 |  | OPERATING | OPERATING | E075 | SNR0-2M0 | F40300005 |  | SNR0
SNR-H05MFD10AS107 | Pivot Adjusting Bearing No.7 |  | OPERATING | OPERATING | E075 | SNR0-2M0 | F40300005 |  | SNR0
SNR-H05MFD10AS108 | Pivot Adjusting Bearing No.8 |  | OPERATING | OPERATING | E075 | SNR0-2M0 | F40300005 |  | SNR0
SNR-H05MFD10AS109 | Pivot Adjusting Bearing No.9 |  | OPERATING | OPERATING | E075 | SNR0-2M0 | F40300005 |  | SNR0
SNR-H05MFD10AS110 | Pivot Adjusting Bearing No.10 |  | OPERATING | OPERATING | E075 | SNR0-2M0 | F40300005 |  | SNR0
SNR-H05MFD10AS111 | Pivot Adjusting Bearing No.11 |  | OPERATING | OPERATING | E075 | SNR0-2M0 | F40300005 |  | SNR0
SNR-H05MFD10AS112 | Pivot Adjusting Bearing No.12 |  | OPERATING | OPERATING | E075 | SNR0-2M0 | F40300005 |  | SNR0
SNR-H05MFD10BB001 | Turbine Oil Pan |  | OPERATING | OPERATING | E075 | SNR0-2M0 | F40300005 |  | SNR0
SNR-H05MFD10BQ001 | Support Tur. Bearing |  | OPERATING | OPERATING | E075 | SNR0-2M0 | F40300005 |  | SNR0
SNR-H05MFD10CL001 | Level Relay |  | OPERATING | OPERATING | E075 | SNR0-2E0 | F40300005 |  | SNR0
SNR-H05MFD10CT001 | RTD.1 |  | OPERATING | OPERATING | E075 | SNR0-2E0 | F40300005 |  | SNR0
SNR-H05MFD10CT002 | RTD.2 |  | OPERATING | OPERATING | E075 | SNR0-2E0 | F40300005 |  | SNR0
SNR-H05MFD10CT003 | Dial Type ThermoMFter 38W |  | OPERATING | OPERATING | E075 | SNR0-2E0 | F40300005 |  | SNR0
SNR-H05MFD10CT004 | Dial Type ThermoMFter 38DW |  | OPERATING | OPERATING | E075 | SNR0-2E0 | F40300005 |  | SNR0
SNR-H05MFD10CT005 | Dial Type ThermoMFter 38LDW |  | OPERATING | OPERATING | E075 | SNR0-2E0 | F40300005 |  | SNR0
SNR-H05MFD20 | Bearing |  | OPERATING | OPERATING | E075 | SNR0-2M0 | F40300005 |  | SNR0
SNR-H05MFD20HD101 | Turbine Guide Bearing No.1 |  | OPERATING | OPERATING | E075 | SNR0-2M0 | F40300005 |  | SNR0
SNR-H05MFD20HD102 | Turbine Guide Bearing No.2 |  | OPERATING | OPERATING | E075 | SNR0-2M0 | F40300005 |  | SNR0
SNR-H05MFD20HD103 | Turbine Guide Bearing No.3 |  | OPERATING | OPERATING | E075 | SNR0-2M0 | F40300005 |  | SNR0
SNR-H05MFD20HD104 | Turbine Guide Bearing No.4 |  | OPERATING | OPERATING | E075 | SNR0-2M0 | F40300005 |  | SNR0
SNR-H05MFD20HD105 | Turbine Guide Bearing No.5 |  | OPERATING | OPERATING | E075 | SNR0-2M0 | F40300005 |  | SNR0
SNR-H05MFD20HD106 | Turbine Guide Bearing No.6 |  | OPERATING | OPERATING | E075 | SNR0-2M0 | F40300005 |  | SNR0
SNR-H05MFD20HD107 | Turbine Guide Bearing No.7 |  | OPERATING | OPERATING | E075 | SNR0-2M0 | F40300005 |  | SNR0
SNR-H05MFD20HD108 | Turbine Guide Bearing No.8 |  | OPERATING | OPERATING | E075 | SNR0-2M0 | F40300005 |  | SNR0
SNR-H05MFD20HD109 | Turbine Guide Bearing No.9 |  | OPERATING | OPERATING | E075 | SNR0-2M0 | F40300005 |  | SNR0
SNR-H05MFD20HD110 | Turbine Guide Bearing No.10 |  | OPERATING | OPERATING | E075 | SNR0-2M0 | F40300005 |  | SNR0
SNR-H05MFD20HD111 | Turbine Guide Bearing No.11 |  | OPERATING | OPERATING | E075 | SNR0-2M0 | F40300005 |  | SNR0
SNR-H05MFD20HD112 | Turbine Guide Bearing No.12 |  | OPERATING | OPERATING | E075 | SNR0-2M0 | F40300005 |  | SNR0
SNR-H05MFS | SNR-H05 WaterSupply to Tur. Shaft Seali |  | OPERATING | OPERATING | E075 | SNR0-2M0 | F40300005 |  | SNR0
SNR-H05MFS10 | Water Supply for Sealing Box |  | OPERATING | OPERATING | E075 | SNR0-2M0 | F40300005 |  | SNR0
SNR-H05MFS10AA001 | Main Supply Valve for Sealing Box |  | OPERATING | OPERATING | E075 | SNR0-2M0 | F40300005 |  | SNR0
SNR-H05MFS10AA002 | ValveInlet before WashingStrainer(813A) |  | OPERATING | OPERATING | E075 | SNR0-2M0 | F40300005 |  | SNR0
SNR-H05MFS10AA003 | ValveOutlet after Washing Strainer(813A) |  | OPERATING | OPERATING | E075 | SNR0-2M0 | F40300005 |  | SNR0
SNR-H05MFS10AA004 | ValveDrain for Washing Strainer(813A) |  | OPERATING | OPERATING | E075 | SNR0-2M0 | F40300005 |  | SNR0
SNR-H05MFS10AA005 | ValveInlet before Washing Strainer(813B) |  | OPERATING | OPERATING | E075 | SNR0-2M0 | F40300005 |  | SNR0
SNR-H05MFS10AA006 | ValveOutlet after Washing Strainer(813B) |  | OPERATING | OPERATING | E075 | SNR0-2M0 | F40300005 |  | SNR0
SNR-H05MFS10AA007 | Valve Drain for Washing Strainer(813B) |  | OPERATING | OPERATING | E075 | SNR0-2M0 | F40300005 |  | SNR0
SNR-H05MFS10AA008 | Auto Sand Separator Valve Drain(20SM) |  | OPERATING | OPERATING | E075 | SNR0-2M0 | F40300005 |  | SNR0
SNR-H05MFS10AA008-M01 | Motor |  | OPERATING | OPERATING | E075 | SNR0-2E0 | F40300005 |  | SNR0
SNR-H05MFS10AA008KA01 | Valve |  | OPERATING | OPERATING | E075 | SNR0-2M0 | F40300005 |  | SNR0
SNR-H05MFS10AA009 | Valve Inlet before Flow Relay(80WP) |  | OPERATING | OPERATING | E075 | SNR0-2M0 | F40300005 |  | SNR0
SNR-H05MFS10AA010 | Valve Outlet after Flow Relay(80WP) |  | OPERATING | OPERATING | E075 | SNR0-2M0 | F40300005 |  | SNR0
SNR-H05MFS10AA011 | Valve By - Pass for Flow Relay(80WP) |  | OPERATING | OPERATING | E075 | SNR0-2M0 | F40300005 |  | SNR0
SNR-H05MFS10AT001 | Stationary Washing Strainer (813A) |  | OPERATING | OPERATING | E075 | SNR0-2M0 | F40300005 |  | SNR0
SNR-H05MFS10AT002 | Stationary Washing Strainer (813B) |  | OPERATING | OPERATING | E075 | SNR0-2M0 | F40300005 |  | SNR0
SNR-H05MFS10AT003 | Auto Sand Separator(840) |  | OPERATING | OPERATING | E075 | SNR0-2M0 | F40300005 |  | SNR0
SNR-H05MFS10BR001 | Pipe Line |  | OPERATING | OPERATING | E075 | SNR0-2M0 | F40300005 |  | SNR0
SNR-H05MFS10CP001 | Water Flow Relay Sand Separator(80WP) |  | OPERATING | OPERATING | E075 | SNR0-2E0 | F40300005 |  | SNR0
SNR-H05MFV | SNR-H05 Lubricant Supply System |  | OPERATING | OPERATING | E075 | SNR0-2M0 | F40300005 |  | SNR0
SNR-H05MFV10 | Turbine Lub Oil Supply |  | OPERATING | OPERATING | E075 | SNR0-2M0 | F40300005 |  | SNR0
SNR-H05MFV10AA001 | Valve Inlet before Oil Pump No.1 |  | OPERATING | OPERATING | E075 | SNR0-2M0 | F40300005 |  | SNR0
SNR-H05MFV10AA002 | Valve Outlet after Oil Pump No.1 |  | OPERATING | OPERATING | E075 | SNR0-2M0 | F40300005 |  | SNR0
SNR-H05MFV10AA003 | Valve Inlet before Oil Pump No.2 |  | OPERATING | OPERATING | E075 | SNR0-2M0 | F40300005 |  | SNR0
SNR-H05MFV10AA004 | Valve Outlet after Oil Pump No.2 |  | OPERATING | OPERATING | E075 | SNR0-2M0 | F40300005 |  | SNR0
SNR-H05MFV10AA005 | Valve Inlet Oil Cooler No.1 |  | OPERATING | OPERATING | E075 | SNR0-2M0 | F40300005 |  | SNR0
SNR-H05MFV10AA006 | Valve Outlet Oil Cooler No.1 |  | OPERATING | OPERATING | E075 | SNR0-2M0 | F40300005 |  | SNR0
SNR-H05MFV10AA007 | Valve Inlet Oil Cooler No.2 |  | OPERATING | OPERATING | E075 | SNR0-2M0 | F40300005 |  | SNR0
SNR-H05MFV10AA008 | Valve Outlet Oil Cooler No.2 |  | OPERATING | OPERATING | E075 | SNR0-2M0 | F40300005 |  | SNR0
SNR-H05MFV10AA009 | Valve Inlet to Turbine Oil Pan |  | OPERATING | OPERATING | E075 | SNR0-2M0 | F40300005 |  | SNR0
SNR-H05MFV10AC001 | Turbine Guide Brg. Oil Cooler No.1 |  | OPERATING | OPERATING | E075 | SNR0-2M0 | F40300005 |  | SNR0
SNR-H05MFV10AC002 | Turbine Guide Brg. Oil Cooler No.2 |  | OPERATING | OPERATING | E075 | SNR0-2M0 | F40300005 |  | SNR0
SNR-H05MFV10AP001 | Turbine Guide Brg. Oil Pump No.1 |  | OPERATING | OPERATING | E075 | SNR0-2M0 | F40300005 |  | SNR0
SNR-H05MFV10AP001-M01 | Motor 88QBMA |  | OPERATING | OPERATING | E075 | SNR0-2E0 | F40300005 |  | SNR0
SNR-H05MFV10AP001KA01 | Valve for Pressure Gauge |  | OPERATING | OPERATING | E075 | SNR0-2M0 | F40300005 |  | SNR0
SNR-H05MFV10AP001KP01 | Pump No.1 (120A) |  | OPERATING | OPERATING | E075 | SNR0-2M0 | F40300005 |  | SNR0
SNR-H05MFV10AP001MK01 | Coupling |  | OPERATING | OPERATING | E075 | SNR0-2M0 | F40300005 |  | SNR0
SNR-H05MFV10AP001QP01 | Pressure Gauge |  | OPERATING | OPERATING | E075 | SNR0-2E0 | F40300005 |  | SNR0
SNR-H05MFV10AP002 | Turbine Guide Brg. Oil Pump No.2 |  | OPERATING | OPERATING | E075 | SNR0-2M0 | F40300005 |  | SNR0
SNR-H05MFV10AP002-M01 | Motor 88QBMB |  | OPERATING | OPERATING | E075 | SNR0-2E0 | F40300005 |  | SNR0
SNR-H05MFV10AP002KA01 | Valve for Pressure Gauge |  | OPERATING | OPERATING | E075 | SNR0-2M0 | F40300005 |  | SNR0
SNR-H05MFV10AP002KP01 | Oil Pump No.2 (120B) |  | OPERATING | OPERATING | E075 | SNR0-2M0 | F40300005 |  | SNR0
SNR-H05MFV10AP002MK01 | Coupling |  | OPERATING | OPERATING | E075 | SNR0-2M0 | F40300005 |  | SNR0
SNR-H05MFV10AP002QP01 | Pressure Gauge |  | OPERATING | OPERATING | E075 | SNR0-2E0 | F40300005 |  | SNR0
SNR-H05MFV10AT001 | Strainer for Oil Pump No.1 |  | OPERATING | OPERATING | E075 | SNR0-2M0 | F40300005 |  | SNR0
SNR-H05MFV10AT002 | Strainer for Oil Pump No.2 |  | OPERATING | OPERATING | E075 | SNR0-2M0 | F40300005 |  | SNR0
SNR-H05MFV10BR001 | Pipe Line |  | OPERATING | OPERATING | E075 | SNR0-2M0 | F40300005 |  | SNR0
SNR-H05MFV10CP001 | Flow Relay 80QBWA |  | OPERATING | OPERATING | E075 | SNR0-2E0 | F40300005 |  | SNR0
SNR-H05MFV10CP002 | Flow Relay 80QBWB |  | OPERATING | OPERATING | E075 | SNR0-2E0 | F40300005 |  | SNR0
SNR-H05MFV20 | Grease Supply System |  | OPERATING | OPERATING | E075 | SNR0-2M0 | F40300005 |  | SNR0
SNR-H05MFV20AA001 | Shut off valve for Hand Pump No.1 |  | OPERATING | OPERATING | E075 | SNR0-2M0 | F40300005 |  | SNR0
SNR-H05MFV20AA002 | Shut off valve for Hand Pump No.2 |  | OPERATING | OPERATING | E075 | SNR0-2M0 | F40300005 |  | SNR0
SNR-H05MFV20AA003 | Solenoid Valve (20GSA) |  | OPERATING | OPERATING | E075 | SNR0-2M0 | F40300005 |  | SNR0
SNR-H05MFV20AA004 | Solenoid Valve (20GSB) |  | OPERATING | OPERATING | E075 | SNR0-2M0 | F40300005 |  | SNR0
SNR-H05MFV20AA005 | Main Dist. valve No.1 Guide Vane Bush |  | OPERATING | OPERATING | E075 | SNR0-2M0 | F40300005 |  | SNR0
SNR-H05MFV20AA005-S01 | Cycle Swich 33GA |  | OPERATING | OPERATING | E075 | SNR0-2E0 | F40300005 |  | SNR0
SNR-H05MFV20AA006 | Main Dist. valve No.2 Link |  | OPERATING | OPERATING | E075 | SNR0-2M0 | F40300005 |  | SNR0
SNR-H05MFV20AA007 | Main Dis.valve No.3 Thrust Col.,Guid Stip, I/V |  | OPERATING | OPERATING | E075 | SNR0-2M0 | F40300005 |  | SNR0
SNR-H05MFV20AA007-S01 | Cycle Swich 33GB |  | OPERATING | OPERATING | E075 | SNR0-2E0 | F40300005 |  | SNR0
SNR-H05MFV20AA008 | Distributing valve Guide Vane Bush No.1 |  | OPERATING | OPERATING | E075 | SNR0-2M0 | F40300005 |  | SNR0
SNR-H05MFV20AA009 | Distributing valve Guide Vane Bush No.2 |  | OPERATING | OPERATING | E075 | SNR0-2M0 | F40300005 |  | SNR0
SNR-H05MFV20AA010 | Distributing valve Guide Vane Bush No.3 |  | OPERATING | OPERATING | E075 | SNR0-2M0 | F40300005 |  | SNR0
SNR-H05MFV20AA011 | Distributing valve Guide Vane Bush No.4 |  | OPERATING | OPERATING | E075 | SNR0-2M0 | F40300005 |  | SNR0
SNR-H05MFV20AA012 | Distributing valve for Link No.1 |  | OPERATING | OPERATING | E075 | SNR0-2M0 | F40300005 |  | SNR0
SNR-H05MFV20AA013 | Distributing valve for Link No.2 |  | OPERATING | OPERATING | E075 | SNR0-2M0 | F40300005 |  | SNR0
SNR-H05MFV20AA014 | Distributing valve for Link No.3 |  | OPERATING | OPERATING | E075 | SNR0-2M0 | F40300005 |  | SNR0
SNR-H05MFV20AA015 | Dist. valve for Link No.4 |  | OPERATING | OPERATING | E075 | SNR0-2M0 | F40300005 |  | SNR0
SNR-H05MFV20AA016 | Dist. valve for Link No.5 |  | OPERATING | OPERATING | E075 | SNR0-2M0 | F40300005 |  | SNR0
SNR-H05MFV20AA017 | Dist. valve for Thrust Collar No.1 |  | OPERATING | OPERATING | E075 | SNR0-2M0 | F40300005 |  | SNR0
SNR-H05MFV20AA018 | Dist. valve for Thrust Collar No.2 |  | OPERATING | OPERATING | E075 | SNR0-2M0 | F40300005 |  | SNR0
SNR-H05MFV20AA019 | Distributing valve for Guide Stip |  | OPERATING | OPERATING | E075 | SNR0-2M0 | F40300005 |  | SNR0
SNR-H05MFV20AA020 | Distributing valve for Inlet Valve |  | OPERATING | OPERATING | E075 | SNR0-2M0 | F40300005 |  | SNR0
SNR-H05MFV20AA021 | CheckValve for GuideVane MiddleBushNo.1 |  | OPERATING | OPERATING | E075 | SNR0-2M0 | F40300005 |  | SNR0
SNR-H05MFV20AA022 | CheckValve for GuideVane MiddleBushNo.2 |  | OPERATING | OPERATING | E075 | SNR0-2M0 | F40300005 |  | SNR0
SNR-H05MFV20AA023 | CheckValve for GuideVane MiddleBushNo.3 |  | OPERATING | OPERATING | E075 | SNR0-2M0 | F40300005 |  | SNR0
SNR-H05MFV20AA024 | CheckValve for GuideVane MiddleBushNo.4 |  | OPERATING | OPERATING | E075 | SNR0-2M0 | F40300005 |  | SNR0
SNR-H05MFV20AA025 | CheckValve for GuideVane MiddleBushNo.5 |  | OPERATING | OPERATING | E075 | SNR0-2M0 | F40300005 |  | SNR0
SNR-H05MFV20AA026 | CheckValve for GuideVane MiddleBushNo.6 |  | OPERATING | OPERATING | E075 | SNR0-2M0 | F40300005 |  | SNR0
SNR-H05MFV20AA027 | CheckValve for GuideVane MiddleBushNo.7 |  | OPERATING | OPERATING | E075 | SNR0-2M0 | F40300005 |  | SNR0
SNR-H05MFV20AA028 | CheckValve for GuideVane MiddleBushNo.8 |  | OPERATING | OPERATING | E075 | SNR0-2M0 | F40300005 |  | SNR0
SNR-H05MFV20AA029 | CheckValve for GuideVane MiddleBushNo.9 |  | OPERATING | OPERATING | E075 | SNR0-2M0 | F40300005 |  | SNR0
SNR-H05MFV20AA030 | CheckValve for GuideVane MiddleBushNo.10 |  | OPERATING | OPERATING | E075 | SNR0-2M0 | F40300005 |  | SNR0
SNR-H05MFV20AA031 | CheckValve for GuideVane MiddleBushNo.11 |  | OPERATING | OPERATING | E075 | SNR0-2M0 | F40300005 |  | SNR0
SNR-H05MFV20AA032 | CheckValve for GuideVane MiddleBushNo.12 |  | OPERATING | OPERATING | E075 | SNR0-2M0 | F40300005 |  | SNR0
SNR-H05MFV20AA033 | CheckValve for GuideVane MiddleBushNo.13 |  | OPERATING | OPERATING | E075 | SNR0-2M0 | F40300005 |  | SNR0
SNR-H05MFV20AA034 | CheckValve for GuideVane MiddleBushNo.14 |  | OPERATING | OPERATING | E075 | SNR0-2M0 | F40300005 |  | SNR0
SNR-H05MFV20AA035 | CheckValve for GuideVane MiddleBushNo.15 |  | OPERATING | OPERATING | E075 | SNR0-2M0 | F40300005 |  | SNR0
SNR-H05MFV20AA036 | CheckValve for GuideVane MiddleBushNo.16 |  | OPERATING | OPERATING | E075 | SNR0-2M0 | F40300005 |  | SNR0
SNR-H05MFV20AA037 | CheckValve for GuideVane MiddleBushNo.17 |  | OPERATING | OPERATING | E075 | SNR0-2M0 | F40300005 |  | SNR0
SNR-H05MFV20AA038 | CheckValve for GuideVane MiddleBushNo.18 |  | OPERATING | OPERATING | E075 | SNR0-2M0 | F40300005 |  | SNR0
SNR-H05MFV20AA039 | CheckValve for GuideVane MiddleBushNo.19 |  | OPERATING | OPERATING | E075 | SNR0-2M0 | F40300005 |  | SNR0
SNR-H05MFV20AA040 | CheckValve for GuideVane MiddleBushNo.20 |  | OPERATING | OPERATING | E075 | SNR0-2M0 | F40300005 |  | SNR0
SNR-H05MFV20AA041 | CheckValve for GuideVane LowerBush No.1 |  | OPERATING | OPERATING | E075 | SNR0-2M0 | F40300005 |  | SNR0
SNR-H05MFV20AA042 | CheckValve for GuideVane LowerBush No.2 |  | OPERATING | OPERATING | E075 | SNR0-2M0 | F40300005 |  | SNR0
SNR-H05MFV20AA043 | CheckValve for GuideVane LowerBush No.3 |  | OPERATING | OPERATING | E075 | SNR0-2M0 | F40300005 |  | SNR0
SNR-H05MFV20AA044 | CheckValve for GuideVane LowerBush No.4 |  | OPERATING | OPERATING | E075 | SNR0-2M0 | F40300005 |  | SNR0
SNR-H05MFV20AA045 | CheckValve for GuideVane LowerBush No.5 |  | OPERATING | OPERATING | E075 | SNR0-2M0 | F40300005 |  | SNR0
SNR-H05MFV20AA046 | CheckValve for GuideVane LowerBush No.6 |  | OPERATING | OPERATING | E075 | SNR0-2M0 | F40300005 |  | SNR0
SNR-H05MFV20AA047 | CheckValve for GuideVane LowerBush No.7 |  | OPERATING | OPERATING | E075 | SNR0-2M0 | F40300005 |  | SNR0
SNR-H05MFV20AA048 | CheckValve for GuideVane LowerBush No.8 |  | OPERATING | OPERATING | E075 | SNR0-2M0 | F40300005 |  | SNR0
SNR-H05MFV20AA049 | CheckValve for GuideVane LowerBush No.9 |  | OPERATING | OPERATING | E075 | SNR0-2M0 | F40300005 |  | SNR0
SNR-H05MFV20AA050 | CheckValve for GuideVane LowerBush No.10 |  | OPERATING | OPERATING | E075 | SNR0-2M0 | F40300005 |  | SNR0
SNR-H05MFV20AA051 | CheckValve for GuideVane LowerBush No.11 |  | OPERATING | OPERATING | E075 | SNR0-2M0 | F40300005 |  | SNR0
SNR-H05MFV20AA052 | CheckValve for GuideVane LowerBush No.12 |  | OPERATING | OPERATING | E075 | SNR0-2M0 | F40300005 |  | SNR0
SNR-H05MFV20AA053 | CheckValve for GuideVane LowerBush No.13 |  | OPERATING | OPERATING | E075 | SNR0-2M0 | F40300005 |  | SNR0
SNR-H05MFV20AA054 | CheckValve for GuideVane LowerBush No.14 |  | OPERATING | OPERATING | E075 | SNR0-2M0 | F40300005 |  | SNR0
SNR-H05MFV20AA055 | CheckValve for GuideVane LowerBush No.15 |  | OPERATING | OPERATING | E075 | SNR0-2M0 | F40300005 |  | SNR0
SNR-H05MFV20AA056 | CheckValve for GuideVane LowerBush No.16 |  | OPERATING | OPERATING | E075 | SNR0-2M0 | F40300005 |  | SNR0
SNR-H05MFV20AA057 | CheckValve for GuideVane LowerBush No.17 |  | OPERATING | OPERATING | E075 | SNR0-2M0 | F40300005 |  | SNR0
SNR-H05MFV20AA058 | CheckValve for GuideVane LowerBush No.18 |  | OPERATING | OPERATING | E075 | SNR0-2M0 | F40300005 |  | SNR0
SNR-H05MFV20AA059 | CheckValve for GuideVane LowerBush No.19 |  | OPERATING | OPERATING | E075 | SNR0-2M0 | F40300005 |  | SNR0
SNR-H05MFV20AA060 | CheckValve for GuideVane LowerBush No.20 |  | OPERATING | OPERATING | E075 | SNR0-2M0 | F40300005 |  | SNR0
SNR-H05MFV20AA061 | CheckValve for InletValve Stem Disc No.1 |  | OPERATING | OPERATING | E075 | SNR0-2M0 | F40300005 |  | SNR0
SNR-H05MFV20AA062 | CheckValve for InletValve Stem Disc No.2 |  | OPERATING | OPERATING | E075 | SNR0-2M0 | F40300005 |  | SNR0
SNR-H05MFV20AP001 | Electric Grease Pump |  | OPERATING | OPERATING | E075 | SNR0-2M0 | F40300005 |  | SNR0
SNR-H05MFV20AP001-M01 | Motor(88GM) |  | OPERATING | OPERATING | E075 | SNR0-2E0 | F40300005 |  | SNR0
SNR-H05MFV20AP001KA01 | Check Valve |  | OPERATING | OPERATING | E075 | SNR0-2M0 | F40300005 |  | SNR0
SNR-H05MFV20AP001KP01 | Pump No.135 |  | OPERATING | OPERATING | E075 | SNR0-2M0 | F40300005 |  | SNR0
SNR-H05MFV20AP001MK01 | Coupling |  | OPERATING | OPERATING | E075 | SNR0-2M0 | F40300005 |  | SNR0
SNR-H05MFV20AP001QP01 | Pressure Gauge |  | OPERATING | OPERATING | E075 | SNR0-2E0 | F40300005 |  | SNR0
SNR-H05MFV20AP001QP02 | Pressure Switch(63G) |  | OPERATING | OPERATING | E075 | SNR0-2E0 | F40300005 |  | SNR0
SNR-H05MFV20AP002 | Hand Pump |  | OPERATING | OPERATING | E075 | SNR0-2M0 | F40300005 |  | SNR0
SNR-H05MFV20AP002KA01 | Check Valve |  | OPERATING | OPERATING | E075 | SNR0-2M0 | F40300005 |  | SNR0
SNR-H05MFV20AP002KP01 | Pump No.140 |  | OPERATING | OPERATING | E075 | SNR0-2M0 | F40300005 |  | SNR0
SNR-H05MFV20AP002QP01 | Pressure Gauge |  | OPERATING | OPERATING | E075 | SNR0-2E0 | F40300005 |  | SNR0
SNR-H05MFV20BB001 | Tank for Electric Pump |  | OPERATING | OPERATING | E075 | SNR0-2M0 | F40300005 |  | SNR0
SNR-H05MFV20BB001-S01 | Limit Switch (71G) |  | OPERATING | OPERATING | E075 | SNR0-2E0 | F40300005 |  | SNR0
SNR-H05MFV20BB002 | Tank for Hand Pump |  | OPERATING | OPERATING | E075 | SNR0-2M0 | F40300005 |  | SNR0
SNR-H05MFV20BR001 | Piping |  | OPERATING | OPERATING | E075 | SNR0-2M0 | F40300005 |  | SNR0
SNR-H05MFW | SNR-H05 Sealing Water Supply System |  | OPERATING | OPERATING | E075 | SNR0-2M0 | F40300005 |  | SNR0
SNR-H05MFW10 | Water Supply for Runner Seal |  | OPERATING | OPERATING | E075 | SNR0-2M0 | F40300005 |  | SNR0
SNR-H05MFW10AA001 | Main Supply Valve For Runner Seal |  | OPERATING | OPERATING | E075 | SNR0-2M0 | F40300005 |  | SNR0
SNR-H05MFW10AA002 | Valve 20 RM |  | OPERATING | OPERATING | E075 | SNR0-2M0 | F40300005 |  | SNR0
SNR-H05MFW10AA002-M01 | Motor |  | OPERATING | OPERATING | E075 | SNR0-2E0 | F40300005 |  | SNR0
SNR-H05MFW10AA002KA01 | Valve |  | OPERATING | OPERATING | E075 | SNR0-2M0 | F40300005 |  | SNR0
SNR-H05MFW10AA003 | By Pass Valve for 20 RM |  | OPERATING | OPERATING | E075 | SNR0-2M0 | F40300005 |  | SNR0
SNR-H05MFW10AA004 | Valve Drain for Strainer 814 |  | OPERATING | OPERATING | E075 | SNR0-2M0 | F40300005 |  | SNR0
SNR-H05MFW10AA005 | Valve Inlet before Folw Relay 80WR |  | OPERATING | OPERATING | E075 | SNR0-2M0 | F40300005 |  | SNR0
SNR-H05MFW10AA006 | Valve Outlet after Folw Relay 80WR |  | OPERATING | OPERATING | E075 | SNR0-2M0 | F40300005 |  | SNR0
SNR-H05MFW10AA007 | Valve By - Pass for Folw Relay 80WR |  | OPERATING | OPERATING | E075 | SNR0-2M0 | F40300005 |  | SNR0
SNR-H05MFW10AA008 | CheckValve for Runner Seal To BottomRing |  | OPERATING | OPERATING | E075 | SNR0-2M0 | F40300005 |  | SNR0
SNR-H05MFW10AA009 | CheckValve for Runner Seal To Head Cover |  | OPERATING | OPERATING | E075 | SNR0-2M0 | F40300005 |  | SNR0
SNR-H05MFW10AA010 | ValveOutlet for RunnerSeal To BottomRing |  | OPERATING | OPERATING | E075 | SNR0-2M0 | F40300005 |  | SNR0
SNR-H05MFW10AA011 | ValveOutlet for Runner Seal To HeadCover |  | OPERATING | OPERATING | E075 | SNR0-2M0 | F40300005 |  | SNR0
SNR-H05MFW10AT001 | Runner Seal Strainer(814) |  | OPERATING | OPERATING | E075 | SNR0-2M0 | F40300005 |  | SNR0
SNR-H05MFW10AT001KT01 | Strainer |  | OPERATING | OPERATING | E075 | SNR0-2M0 | F40300005 |  | SNR0
SNR-H05MFW10AT001QP01 | Pressure Gauge before Strainer |  | OPERATING | OPERATING | E075 | SNR0-2E0 | F40300005 |  | SNR0
SNR-H05MFW10AT001QP02 | Pressure Gauge After Strainer |  | OPERATING | OPERATING | E075 | SNR0-2E0 | F40300005 |  | SNR0
SNR-H05MFW10BR001 | Pipe Line |  | OPERATING | OPERATING | E075 | SNR0-2M0 | F40300005 |  | SNR0
SNR-H05MFW10CP001 | Water Flow Relay For Runner Seal(80WR) |  | OPERATING | OPERATING | E075 | SNR0-2E0 | F40300005 |  | SNR0
SNR-H05MFW20 | Water Supply for Pumping Mode |  | OPERATING | OPERATING | E075 | SNR0-2M0 | F40300005 |  | SNR0
SNR-H05MFW20AA001 | Main Valve Inlet |  | OPERATING | OPERATING | E075 | SNR0-2M0 | F40300005 |  | SNR0
SNR-H05MFW20AA002 | Motor Operated Valve 20VM |  | OPERATING | OPERATING | E075 | SNR0-2E0 | F40300005 |  | SNR0
SNR-H05MFW20AA002-M01 | Motor |  | OPERATING | OPERATING | E075 | SNR0-2E0 | F40300005 |  | SNR0
SNR-H05MFW20AA002KA01 | Valve |  | OPERATING | OPERATING | E075 | SNR0-2M0 | F40300005 |  | SNR0
SNR-H05MFW20AA002MG01 | Gear drive |  | OPERATING | OPERATING | E075 | SNR0-2M0 | F40300005 |  | SNR0
SNR-H05MFW20AA003 | Valve ByPass Motor Operated Valve20VM |  | OPERATING | OPERATING | E075 | SNR0-2M0 | F40300005 |  | SNR0
SNR-H05MFW20AA004 | Main Valve Outlet |  | OPERATING | OPERATING | E075 | SNR0-2M0 | F40300005 |  | SNR0
SNR-H05MFW20AA005 | Throttle Valve 827 |  | OPERATING | OPERATING | E075 | SNR0-2M0 | F40300005 |  | SNR0
SNR-H05MFW20BR001 | Pipe Line |  | OPERATING | OPERATING | E075 | SNR0-2M0 | F40300005 |  | SNR0
SNR-H05MFW20CL001 | Water Level Relay for Pumping Mode |  | OPERATING | OPERATING | E075 | SNR0-2E0 | F40300005 |  | SNR0
SNR-H05MFW20CL001KA01 | Valve Upper |  | OPERATING | OPERATING | E075 | SNR0-2M0 | F40300005 |  | SNR0
SNR-H05MFW20CL001KA02 | Valve Lower |  | OPERATING | OPERATING | E075 | SNR0-2M0 | F40300005 |  | SNR0
SNR-H05MFW20CL001KA03 | Valve Drain |  | OPERATING | OPERATING | E075 | SNR0-2M0 | F40300005 |  | SNR0
SNR-H05MFW20CL001KD01 | Tank |  | OPERATING | OPERATING | E075 | SNR0-2M0 | F40300005 |  | SNR0
SNR-H05MFW20CL001KT01 | Strainer Upper |  | OPERATING | OPERATING | E075 | SNR0-2M0 | F40300005 |  | SNR0
SNR-H05MFW20CL001KT02 | Strainer Lower |  | OPERATING | OPERATING | E075 | SNR0-2M0 | F40300005 |  | SNR0
SNR-H05MFW20CL001QP01 | 71D1 |  | OPERATING | OPERATING | E075 | SNR0-2E0 | F40300005 |  | SNR0
SNR-H05MFW20CL001QP02 | 71D2 |  | OPERATING | OPERATING | E075 | SNR0-2E0 | F40300005 |  | SNR0
SNR-H05MFW20CL001QP03 | 71D3 |  | OPERATING | OPERATING | E075 | SNR0-2E0 | F40300005 |  | SNR0
SNR-H05MFW20CL001QP04 | 71D4 |  | OPERATING | OPERATING | E075 | SNR0-2E0 | F40300005 |  | SNR0
SNR-H05MFW20CL002 | Sight Glass |  | OPERATING | OPERATING | E075 | SNR0-2E0 | F40300005 |  | SNR0
SNR-H05MFX | SNR-H05 Oil Pressure Supply System |  | OPERATING | OPERATING | E075 | SNR0-2M0 | F40300005 |  | SNR0
SNR-H05MFX10 | GOVERNOR OIL SUMP TANK |  | OPERATING | OPERATING | E075 | SNR0-2M0 | F40300005 |  | SNR0
SNR-H05MFX10AA001 | Valve for Oil Conditioner |  | OPERATING | OPERATING | E075 | SNR0-2M0 | F40300005 |  | SNR0
SNR-H05MFX10AA002 | Valve Drain for Sump Tank |  | OPERATING | OPERATING | E075 | SNR0-2M0 | F40300005 |  | SNR0
SNR-H05MFX10AC001 | Internal Oil Cooler (404) |  | OPERATING | OPERATING | E075 | SNR0-2M0 | F40300005 |  | SNR0
SNR-H05MFX10AP001 | Governor Oil Pump No.A (401A) |  | OPERATING | OPERATING | E075 | SNR0-2M0 | F40300005 |  | SNR0
SNR-H05MFX10AP001-M01 | Motor (88QGMA) |  | OPERATING | OPERATING | E075 | SNR0-2E0 | F40300005 |  | SNR0
SNR-H05MFX10AP001-Y01 | Electromagnetic Valve (20QGSA) |  | OPERATING | OPERATING | E075 | SNR0-2M0 | F40300005 |  | SNR0
SNR-H05MFX10AP001KA01 | Safety Relief Valve (405A) |  | OPERATING | OPERATING | E075 | SNR0-2M0 | F40300005 |  | SNR0
SNR-H05MFX10AP001KA02 | Unloader Valve (410A) |  | OPERATING | OPERATING | E075 | SNR0-2M0 | F40300005 |  | SNR0
SNR-H05MFX10AP001KA03 | Check Valve |  | OPERATING | OPERATING | E075 | SNR0-2M0 | F40300005 |  | SNR0
SNR-H05MFX10AP001KA04 | Valve Outlet |  | OPERATING | OPERATING | E075 | SNR0-2M0 | F40300005 |  | SNR0
SNR-H05MFX10AP001KP01 | Pump |  | OPERATING | OPERATING | E075 | SNR0-2M0 | F40300005 |  | SNR0
SNR-H05MFX10AP001KT01 | Line Filter |  | OPERATING | OPERATING | E075 | SNR0-2M0 | F40300005 |  | SNR0
SNR-H05MFX10AP001MK01 | Coupling |  | OPERATING | OPERATING | E075 | SNR0-2M0 | F40300005 |  | SNR0
SNR-H05MFX10AP001MR01 | Pipe Line |  | OPERATING | OPERATING | E075 | SNR0-2M0 | F40300005 |  | SNR0
SNR-H05MFX10AP002 | Governor Oil Pump No.B (401B) |  | OPERATING | OPERATING | E075 | SNR0-2M0 | F40300005 |  | SNR0
SNR-H05MFX10AP002-M01 | Motor (88QGMB) |  | OPERATING | OPERATING | E075 | SNR0-2E0 | F40300005 |  | SNR0
SNR-H05MFX10AP002-Y01 | Electromagnetic Valve (20QGSB) |  | OPERATING | OPERATING | E075 | SNR0-2M0 | F40300005 |  | SNR0
SNR-H05MFX10AP002KA01 | Safety Relief Valve (405B) |  | OPERATING | OPERATING | E075 | SNR0-2M0 | F40300005 |  | SNR0
SNR-H05MFX10AP002KA02 | Unloader Valve (410B) |  | OPERATING | OPERATING | E075 | SNR0-2M0 | F40300005 |  | SNR0
SNR-H05MFX10AP002KA03 | Check Valve |  | OPERATING | OPERATING | E075 | SNR0-2M0 | F40300005 |  | SNR0
SNR-H05MFX10AP002KA04 | Valve Outlet |  | OPERATING | OPERATING | E075 | SNR0-2M0 | F40300005 |  | SNR0
SNR-H05MFX10AP002KP01 | Pump |  | OPERATING | OPERATING | E075 | SNR0-2M0 | F40300005 |  | SNR0
SNR-H05MFX10AP002KT01 | Line Filter |  | OPERATING | OPERATING | E075 | SNR0-2M0 | F40300005 |  | SNR0
SNR-H05MFX10AP002MK01 | Coupling |  | OPERATING | OPERATING | E075 | SNR0-2M0 | F40300005 |  | SNR0
SNR-H05MFX10AP002MR01 | Pipe Line |  | OPERATING | OPERATING | E075 | SNR0-2M0 | F40300005 |  | SNR0
SNR-H05MFX10AT001 | Oil Filter |  | OPERATING | OPERATING | E075 | SNR0-2M0 | F40300005 |  | SNR0
SNR-H05MFX10AT001KA02 | 3 - way Valve Inlet |  | OPERATING | OPERATING | E075 | SNR0-2M0 | F40300005 |  | SNR0
SNR-H05MFX10BB001 | Sump Tank (403) |  | OPERATING | OPERATING | E075 | SNR0-2M0 | F40300005 |  | SNR0
SNR-H05MFX10CL001 | Water Detection Relay (74G) |  | OPERATING | OPERATING | E075 | SNR0-2E0 | F40300005 |  | SNR0
SNR-H05MFX10CL002 | Oil Level Relay (71GS) |  | OPERATING | OPERATING | E075 | SNR0-2E0 | F40300005 |  | SNR0
SNR-H05MFX10CL003 | Oil Level Gauge (407) |  | OPERATING | OPERATING | E075 | SNR0-2E0 | F40300005 |  | SNR0
SNR-H05MFX10CT001 | Thermometer (26QGS) |  | OPERATING | OPERATING | E075 | SNR0-2E0 | F40300005 |  | SNR0
SNR-H05MFX11 | Governor Oil Pressure Tank |  | OPERATING | OPERATING | E075 | SNR0-2M0 | F40300005 |  | SNR0
SNR-H05MFX11AA001 | Valve Main Supply to Distributing Valve |  | OPERATING | OPERATING | E075 | SNR0-2M0 | F40300005 |  | SNR0
SNR-H05MFX11AA002 | Valve Supply to Pressure Relay |  | OPERATING | OPERATING | E075 | SNR0-2M0 | F40300005 |  | SNR0
SNR-H05MFX11AA003 | Valve Air Supply From Main Air Tank |  | OPERATING | OPERATING | E075 | SNR0-2M0 | F40300005 |  | SNR0
SNR-H05MFX11AA004 | Valve Drain Air |  | OPERATING | OPERATING | E075 | SNR0-2M0 | F40300005 |  | SNR0
SNR-H05MFX11AA005 | Valve Upper 71GP1 |  | OPERATING | OPERATING | E075 | SNR0-2M0 | F40300005 |  | SNR0
SNR-H05MFX11AA006 | Valve Lower 71GP1 |  | OPERATING | OPERATING | E075 | SNR0-2M0 | F40300005 |  | SNR0
SNR-H05MFX11AA007 | Valve Drain 71GP1 |  | OPERATING | OPERATING | E075 | SNR0-2M0 | F40300005 |  | SNR0
SNR-H05MFX11AA008 | Valve Upper 71GP2 |  | OPERATING | OPERATING | E075 | SNR0-2M0 | F40300005 |  | SNR0
SNR-H05MFX11AA009 | Valve Lower 71GP2 |  | OPERATING | OPERATING | E075 | SNR0-2M0 | F40300005 |  | SNR0
SNR-H05MFX11AA010 | Valve Drain 71GP2 |  | OPERATING | OPERATING | E075 | SNR0-2M0 | F40300005 |  | SNR0
SNR-H05MFX11AA011 | Valve to Pressure Gauge (I13) |  | OPERATING | OPERATING | E075 | SNR0-2M0 | F40300005 |  | SNR0
SNR-H05MFX11AA012 | Valve Drain Oil to Sump Tank |  | OPERATING | OPERATING | E075 | SNR0-2M0 | F40300005 |  | SNR0
SNR-H05MFX11AA013 | Valve Drain Oil |  | OPERATING | OPERATING | E075 | SNR0-2M0 | F40300005 |  | SNR0
SNR-H05MFX11AA014 | Float Valve (495) |  | OPERATING | OPERATING | E075 | SNR0-2M0 | F40300005 |  | SNR0
SNR-H05MFX11AA015 | Safety Relief Valve (411) |  | OPERATING | OPERATING | E075 | SNR0-2M0 | F40300005 |  | SNR0
SNR-H05MFX11AA015-S01 | Limit Switch (63QGS) |  | OPERATING | OPERATING | E075 | SNR0-2E0 | F40300005 |  | SNR0
SNR-H05MFX11BB001 | Pressure Tank (402) |  | OPERATING | OPERATING | E075 | SNR0-2M0 | F40300005 |  | SNR0
SNR-H05MFX11BR001 | Pipe Line |  | OPERATING | OPERATING | E075 | SNR0-2M0 | F40300005 |  | SNR0
SNR-H05MFX11CL001 | Oil Level Relay (71GP1) |  | OPERATING | OPERATING | E075 | SNR0-2E0 | F40300005 |  | SNR0
SNR-H05MFX11CL002 | Oil Level Relay(71GP2) |  | OPERATING | OPERATING | E075 | SNR0-2E0 | F40300005 |  | SNR0
SNR-H05MFX11CL003 | Oil Level Gauge (406) |  | OPERATING | OPERATING | E075 | SNR0-2E0 | F40300005 |  | SNR0
SNR-H05MFX11CP001 | Pressure Gauge (I13) |  | OPERATING | OPERATING | E075 | SNR0-2E0 | F40300005 |  | SNR0
SNR-H05MFX11CP002 | Pressure Relay (63Q1) |  | OPERATING | OPERATING | E075 | SNR0-2E0 | F40300005 |  | SNR0
SNR-H05MFX11CP003 | Pressure Relay (63Q2) |  | OPERATING | OPERATING | E075 | SNR0-2E0 | F40300005 |  | SNR0
SNR-H05MFX11CP004 | Pressure Relay (63Q3) |  | OPERATING | OPERATING | E075 | SNR0-2E0 | F40300005 |  | SNR0
SNR-H05MFX11CP005 | Pressure Relay (63Q4) |  | OPERATING | OPERATING | E075 | SNR0-2E0 | F40300005 |  | SNR0
SNR-H05MFX11CP006 | Pressure Relay (63Q5) |  | OPERATING | OPERATING | E075 | SNR0-2E0 | F40300005 |  | SNR0
SNR-H05MFX20 | Inlet Valve Oil Sump Tank |  | OPERATING | OPERATING | E075 | SNR0-2M0 | F40300005 |  | SNR0
SNR-H05MFX20AA001 | Valve for Oil Conditioner |  | OPERATING | OPERATING | E075 | SNR0-2M0 | F40300005 |  | SNR0
SNR-H05MFX20AA002 | Valve Drain |  | OPERATING | OPERATING | E075 | SNR0-2M0 | F40300005 |  | SNR0
SNR-H05MFX20AC001 | Internal Oil Cooler (274) |  | OPERATING | OPERATING | E075 | SNR0-2M0 | F40300005 |  | SNR0
SNR-H05MFX20AP001 | Inlet Valve Oil Pump (271) |  | OPERATING | OPERATING | E075 | SNR0-2M0 | F40300005 |  | SNR0
SNR-H05MFX20AP001-M01 | Motor (88QVM) |  | OPERATING | OPERATING | E075 | SNR0-2E0 | F40300005 |  | SNR0
SNR-H05MFX20AP001-Y01 | Electromagnetic Valve (20QVS) |  | OPERATING | OPERATING | E075 | SNR0-2M0 | F40300005 |  | SNR0
SNR-H05MFX20AP001KA01 | Safety Relief Valve (285) |  | OPERATING | OPERATING | E075 | SNR0-2M0 | F40300005 |  | SNR0
SNR-H05MFX20AP001KA02 | Check Valve |  | OPERATING | OPERATING | E075 | SNR0-2M0 | F40300005 |  | SNR0
SNR-H05MFX20AP001KA03 | Valve Outlet |  | OPERATING | OPERATING | E075 | SNR0-2M0 | F40300005 |  | SNR0
SNR-H05MFX20AP001KP01 | Pump (271) |  | OPERATING | OPERATING | E075 | SNR0-2M0 | F40300005 |  | SNR0
SNR-H05MFX20AP001MK01 | Coupling |  | OPERATING | OPERATING | E075 | SNR0-2M0 | F40300005 |  | SNR0
SNR-H05MFX20AP001MR01 | Pipe Line |  | OPERATING | OPERATING | E075 | SNR0-2M0 | F40300005 |  | SNR0
SNR-H05MFX20AT001 | Oil Filter |  | OPERATING | OPERATING | E075 | SNR0-2M0 | F40300005 |  | SNR0
SNR-H05MFX20BB001 | Sump Tank (273) |  | OPERATING | OPERATING | E075 | SNR0-2M0 | F40300005 |  | SNR0
SNR-H05MFX20CL001 | Water Detection Relay (74V) |  | OPERATING | OPERATING | E075 | SNR0-2E0 | F40300005 |  | SNR0
SNR-H05MFX20CL002 | Oil Level Relay (71VS) |  | OPERATING | OPERATING | E075 | SNR0-2E0 | F40300005 |  | SNR0
SNR-H05MFX20CL003 | Oil Level Gauge (279) |  | OPERATING | OPERATING | E075 | SNR0-2E0 | F40300005 |  | SNR0
SNR-H05MFX20CT001 | Thermometer (26QVS) |  | OPERATING | OPERATING | E075 | SNR0-2E0 | F40300005 |  | SNR0
SNR-H05MFX21 | Inlet Valve Oil Pressure Tank |  | OPERATING | OPERATING | E075 | SNR0-2M0 | F40300005 |  | SNR0
SNR-H05MFX21AA001 | Valve to Hydraulic Oil Dist. Valve |  | OPERATING | OPERATING | E075 | SNR0-2M0 | F40300005 |  | SNR0
SNR-H05MFX21AA002 | Valve To Solenoid Valve |  | OPERATING | OPERATING | E075 | SNR0-2M0 | F40300005 |  | SNR0
SNR-H05MFX21AA003 | Valve Supply to Pressure Relay |  | OPERATING | OPERATING | E075 | SNR0-2M0 | F40300005 |  | SNR0
SNR-H05MFX21AA004 | Valve Air Supply From Main Air Tank |  | OPERATING | OPERATING | E075 | SNR0-2M0 | F40300005 |  | SNR0
SNR-H05MFX21AA005 | Valve Drain Air |  | OPERATING | OPERATING | E075 | SNR0-2M0 | F40300005 |  | SNR0
SNR-H05MFX21AA006 | Valve Upper 71VP1 |  | OPERATING | OPERATING | E075 | SNR0-2M0 | F40300005 |  | SNR0
SNR-H05MFX21AA007 | Valve Lower 71VP1 |  | OPERATING | OPERATING | E075 | SNR0-2M0 | F40300005 |  | SNR0
SNR-H05MFX21AA008 | Valve Drain 71VP1 |  | OPERATING | OPERATING | E075 | SNR0-2M0 | F40300005 |  | SNR0
SNR-H05MFX21AA009 | Valve Upper 71VP2 |  | OPERATING | OPERATING | E075 | SNR0-2M0 | F40300005 |  | SNR0
SNR-H05MFX21AA010 | Valve Lower 71VP2 |  | OPERATING | OPERATING | E075 | SNR0-2M0 | F40300005 |  | SNR0
SNR-H05MFX21AA011 | Valve Drain 71VP2 |  | OPERATING | OPERATING | E075 | SNR0-2M0 | F40300005 |  | SNR0
SNR-H05MFX21AA012 | Valve to Pressure Gauge (I14) |  | OPERATING | OPERATING | E075 | SNR0-2M0 | F40300005 |  | SNR0
SNR-H05MFX21AA013 | Valve Drain Oil to Sump Tank |  | OPERATING | OPERATING | E075 | SNR0-2M0 | F40300005 |  | SNR0
SNR-H05MFX21AA014 | Valve Drain Oil |  | OPERATING | OPERATING | E075 | SNR0-2M0 | F40300005 |  | SNR0
SNR-H05MFX21AA015 | Safety Relief Valve (276) |  | OPERATING | OPERATING | E075 | SNR0-2M0 | F40300005 |  | SNR0
SNR-H05MFX21AA015-S01 | Limit Switch (63QVS) |  | OPERATING | OPERATING | E075 | SNR0-2E0 | F40300005 |  | SNR0
SNR-H05MFX21AA016 | Float Valve (295) |  | OPERATING | OPERATING | E075 | SNR0-2M0 | F40300005 |  | SNR0
SNR-H05MFX21BB001 | Pressure Tank |  | OPERATING | OPERATING | E075 | SNR0-2M0 | F40300005 |  | SNR0
SNR-H05MFX21BR001 | Pipe Line |  | OPERATING | OPERATING | E075 | SNR0-2M0 | F40300005 |  | SNR0
SNR-H05MFX21CL001 | Oil Level Relay(71VP1) |  | OPERATING | OPERATING | E075 | SNR0-2E0 | F40300005 |  | SNR0
SNR-H05MFX21CL002 | Oil Level Relay(71VP2) |  | OPERATING | OPERATING | E075 | SNR0-2E0 | F40300005 |  | SNR0
SNR-H05MFX21CL003 | Oil Level Gauge(278) |  | OPERATING | OPERATING | E075 | SNR0-2E0 | F40300005 |  | SNR0
SNR-H05MFX21CP001 | Pressure Gauge (I14) |  | OPERATING | OPERATING | E075 | SNR0-2E0 | F40300005 |  | SNR0
SNR-H05MFX21CP002 | Pressure Relay (63QV1) |  | OPERATING | OPERATING | E075 | SNR0-2E0 | F40300005 |  | SNR0
SNR-H05MFX21CP003 | Pressure Relay (63QV2) |  | OPERATING | OPERATING | E075 | SNR0-2E0 | F40300005 |  | SNR0
SNR-H05MFX21CP004 | Pressure Relay (63QV3) |  | OPERATING | OPERATING | E075 | SNR0-2E0 | F40300005 |  | SNR0
SNR-H05MFX21CP005 | Pressure Relay (63QV4) |  | OPERATING | OPERATING | E075 | SNR0-2E0 | F40300005 |  | SNR0
SNR-H05MFX30 | Leaked Oil Sump Tank (482) |  | OPERATING | OPERATING | E075 | SNR0-2M0 | F40300005 |  | SNR0
SNR-H05MFX30AA001 | Valve Inlet |  | OPERATING | OPERATING | E075 | SNR0-2M0 | F40300005 |  | SNR0
SNR-H05MFX30AA002 | Valve Outlet |  | OPERATING | OPERATING | E075 | SNR0-2M0 | F40300005 |  | SNR0
SNR-H05MFX30AA003 | Check Valve |  | OPERATING | OPERATING | E075 | SNR0-2M0 | F40300005 |  | SNR0
SNR-H05MFX30AP001 | Leaked Oil Pump (481) |  | OPERATING | OPERATING | E075 | SNR0-2M0 | F40300005 |  | SNR0
SNR-H05MFX30AP001-M01 | Motor (88QLM) |  | OPERATING | OPERATING | E075 | SNR0-2E0 | F40300005 |  | SNR0
SNR-H05MFX30AP001KP01 | Pump (481) |  | OPERATING | OPERATING | E075 | SNR0-2M0 | F40300005 |  | SNR0
SNR-H05MFX30AP001MK01 | Coupling |  | OPERATING | OPERATING | E075 | SNR0-2M0 | F40300005 |  | SNR0
SNR-H05MFX30AT001 | Strainer |  | OPERATING | OPERATING | E075 | SNR0-2M0 | F40300005 |  | SNR0
SNR-H05MFX30BB001 | Sump Tank (482) |  | OPERATING | OPERATING | E075 | SNR0-2M0 | F40300005 |  | SNR0
SNR-H05MFX30BR001 | Pipe Line |  | OPERATING | OPERATING | E075 | SNR0-2M0 | F40300005 |  | SNR0
SNR-H05MFX30CL001 | Oil Level Relay (71L) |  | OPERATING | OPERATING | E075 | SNR0-2E0 | F40300005 |  | SNR0
SNR-H05MFX30CL002 | Oil Level Gauge (485) |  | OPERATING | OPERATING | E075 | SNR0-2E0 | F40300005 |  | SNR0
SNR-H05MFX50 | Turbine Control |  | OPERATING | OPERATING | E075 | SNR0-2M0 | F40300005 |  | SNR0
SNR-H05MFX50AA001 | Main Supply Valve for Governor (630) |  | OPERATING | OPERATING | E075 | SNR0-2M0 | F40300005 |  | SNR0
SNR-H05MFX51AA002 | SNR-H05MFX51AA002 |  | OPERATING | OPERATING | E075 | SNR0-2M0 | F40300005 |  | SNR0
SNR-H05MFX51AA002KA01 | Valve Outlet |  | OPERATING | OPERATING | E075 | SNR0-2M0 | F40300005 |  | SNR0
SNR-H05MFX51AA002KA02 | 3 - way Valve Inlet |  | OPERATING | OPERATING | E075 | SNR0-2M0 | F40300005 |  | SNR0
SNR-H05MFX51AA002KA03 | 3 - way Valve Outlet |  | OPERATING | OPERATING | E075 | SNR0-2M0 | F40300005 |  | SNR0
SNR-H05MFX51AA002KT01 | Strainer No.A |  | OPERATING | OPERATING | E075 | SNR0-2M0 | F40300005 |  | SNR0
SNR-H05MFX51AA002KT02 | Strainer No.B |  | OPERATING | OPERATING | E075 | SNR0-2M0 | F40300005 |  | SNR0
SNR-H05MFX51AT001 | Duplex Strainer 707 |  | OPERATING | OPERATING | E075 | SNR0-2M0 | F40300005 |  | SNR0
SNR-H05MFX51AT001KA01 | Valve Inlet |  | OPERATING | OPERATING | E075 | SNR0-2M0 | F40300005 |  | SNR0
SNR-H05MFX51AT001KA03 | 3 - way Valve Outlet |  | OPERATING | OPERATING | E075 | SNR0-2M0 | F40300005 |  | SNR0
SNR-H05MFX51AT001KT01 | Strainer No.A |  | OPERATING | OPERATING | E075 | SNR0-2M0 | F40300005 |  | SNR0
SNR-H05MFX51AT001KT02 | Strainer No.B |  | OPERATING | OPERATING | E075 | SNR0-2M0 | F40300005 |  | SNR0
SNR-H05MFX51AT002 | Duplex Strainer 708 |  | OPERATING | OPERATING | E075 | SNR0-2M0 | F40300005 |  | SNR0
SNR-H05MFX52 | Actuator |  | OPERATING | OPERATING | E075 | SNR0-2M0 | F40300005 |  | SNR0
SNR-H05MFX52AA001 | Actuator (701) |  | OPERATING | OPERATING | E075 | SNR0-2M0 | F40300005 |  | SNR0
SNR-H05MFX52AA002 | Actuator Pilot Valve (702) |  | OPERATING | OPERATING | E075 | SNR0-2M0 | F40300005 |  | SNR0
SNR-H05MFX52AA002-B01 | Transducer (65B-65C) |  | OPERATING | OPERATING | E075 | SNR0-2M0 | F40300005 |  | SNR0
SNR-H05MFX52AA002-M01 | 65LM (Load Limit Motor) |  | OPERATING | OPERATING | E075 | SNR0-2E0 | F40300005 |  | SNR0
SNR-H05MFX52AA002-S01 | 65LF(Limit Switch for Actuator lockfree) |  | OPERATING | OPERATING | E075 | SNR0-2E0 | F40300005 |  | SNR0
SNR-H05MFX52AA002-S02 | 65LP(LimitSwitch for Load LimitPosition) |  | OPERATING | OPERATING | E075 | SNR0-2E0 | F40300005 |  | SNR0
SNR-H05MFX52AA002-Y01 | 65LS (Locking Solenoid for Actuator) |  | OPERATING | OPERATING | E075 | SNR0-2E0 | F40300005 |  | SNR0
SNR-H05MFX52AA002-Y02 | 65GR(Differential Transformer Feedback) |  | OPERATING | OPERATING | E075 | SNR0-2E0 | F40300005 |  | SNR0
SNR-H05MFX52AA002KA01 | Pilot Valve (701) |  | OPERATING | OPERATING | E075 | SNR0-2M0 | F40300005 |  | SNR0
SNR-H05MFX52AA003 | Gate Opening Control Device |  | OPERATING | OPERATING | E075 | SNR0-2E0 | F40300005 |  | SNR0
SNR-H05MFX52AA003-B01 | Potentiometer (77WG) |  | OPERATING | OPERATING | E075 | SNR0-2E0 | F40300005 |  | SNR0
SNR-H05MFX52AA003-B02 | Potentiometer (77WP) |  | OPERATING | OPERATING | E075 | SNR0-2E0 | F40300005 |  | SNR0
SNR-H05MFX52AA003-B03 | Potentiometer (33W) |  | OPERATING | OPERATING | E075 | SNR0-2E0 | F40300005 |  | SNR0
SNR-H05MFX52AA003-B04 | Potentiometer (33WP) |  | OPERATING | OPERATING | E075 | SNR0-2E0 | F40300005 |  | SNR0
SNR-H05MFX52AA003-M01 | Motor (77WCM) |  | OPERATING | OPERATING | E075 | SNR0-2E0 | F40300005 |  | SNR0
SNR-H05MFX52AU001 | Actuator ServoMotor (703) |  | OPERATING | OPERATING | E075 | SNR0-2M0 | F40300005 |  | SNR0
SNR-H05MFX52CP001 | Pressure Gauge I11 |  | OPERATING | OPERATING | E075 | SNR0-2E0 | F40300005 |  | SNR0
SNR-H05MFX52CP002 | Pressure Gauge I12 |  | OPERATING | OPERATING | E075 | SNR0-2E0 | F40300005 |  | SNR0
SNR-H05MFX52CP003 | Pressure Switch 63QA |  | OPERATING | OPERATING | E075 | SNR0-2E0 | F40300005 |  | SNR0
SNR-H05MFX53 | Distributing Valve 720 |  | OPERATING | OPERATING | E075 | SNR0-2M0 | F40300005 |  | SNR0
SNR-H05MFX53AA001 | Distributing Valve GuideVane Servo.(720) |  | OPERATING | OPERATING | E075 | SNR0-2M0 | F40300005 |  | SNR0
SNR-H05MFX53AA002 | Interlocking Valve for Dist.Valve (672) |  | OPERATING | OPERATING | E075 | SNR0-2M0 | F40300005 |  | SNR0
SNR-H05MFX53AA003 | Throttle Valve for closing time 725-1 |  | OPERATING | OPERATING | E075 | SNR0-2M0 | F40300005 |  | SNR0
SNR-H05MFX53AA004 | Throttle Valve for Opening time 725-2 |  | OPERATING | OPERATING | E075 | SNR0-2M0 | F40300005 |  | SNR0
SNR-H05MFX53AA005 | Throttle Valve for closing time 725-3 |  | OPERATING | OPERATING | E075 | SNR0-2M0 | F40300005 |  | SNR0
SNR-H05MFX53AA006 | Valve for Pressure Gauge |  | OPERATING | OPERATING | E075 | SNR0-2M0 | F40300005 |  | SNR0
SNR-H05MFX53CP001 | Pressure Gauge I9 |  | OPERATING | OPERATING | E075 | SNR0-2E0 | F40300005 |  | SNR0
SNR-H05MFX54 | G/V ServoMotor |  | OPERATING | OPERATING | E075 | SNR0-2M0 | F40300005 |  | SNR0
SNR-H05MFX54AU001 | G/V ServoMotor 710A |  | OPERATING | OPERATING | E075 | SNR0-2M0 | F40300005 |  | SNR0
SNR-H05MFX54AU001BP01 | Slow - closing Cushionong Device (718A) |  | OPERATING | OPERATING | E075 | SNR0-2M0 | F40300005 |  | SNR0
SNR-H05MFX54AU001KA01 | Valve for Pressure Gauge |  | OPERATING | OPERATING | E075 | SNR0-2M0 | F40300005 |  | SNR0
SNR-H05MFX54AU001KA02 | Valve for Pressure Gauge |  | OPERATING | OPERATING | E075 | SNR0-2M0 | F40300005 |  | SNR0
SNR-H05MFX54AU001MS01 | ServoMotor |  | OPERATING | OPERATING | E075 | SNR0-2M0 | F40300005 |  | SNR0
SNR-H05MFX54AU002 | G/V ServoMotor 710B |  | OPERATING | OPERATING | E075 | SNR0-2M0 | F40300005 |  | SNR0
SNR-H05MFX54AU002BP01 | Slow - closing Cushionong Device (718B) |  | OPERATING | OPERATING | E075 | SNR0-2M0 | F40300005 |  | SNR0
SNR-H05MFX54AU002KA01 | Valve for Pressure Gauge |  | OPERATING | OPERATING | E075 | SNR0-2M0 | F40300005 |  | SNR0
SNR-H05MFX54AU002KA02 | Valve for Pressure Gauge |  | OPERATING | OPERATING | E075 | SNR0-2M0 | F40300005 |  | SNR0
SNR-H05MFX54AU002MS01 | ServoMotor |  | OPERATING | OPERATING | E075 | SNR0-2M0 | F40300005 |  | SNR0
SNR-H05MFX54AU002QO02 | Pressure Gauge (I18-2) |  | OPERATING | OPERATING | E075 | SNR0-2E0 | F40300005 |  | SNR0
SNR-H05MFX54AU002QP01 | Pressure Gauge (I18-1) |  | OPERATING | OPERATING | E075 | SNR0-2E0 | F40300005 |  | SNR0
SNR-H05MFX54BR001 | Pipe Line |  | OPERATING | OPERATING | E075 | SNR0-2M0 | F40300005 |  | SNR0
SNR-H05MFX55 | GuideVaneServo.Position Transmitter(GPT) |  | OPERATING | OPERATING | E075 | SNR0-2M0 | F40300005 |  | SNR0
SNR-H05MFX55AE001 | Return Mechanism |  | OPERATING | OPERATING | E075 | SNR0-2M0 | F40300005 |  | SNR0
SNR-H05MFX55AE001-S01 | Limit Sw.GuideVane Servo.Position(74P) |  | OPERATING | OPERATING | E075 | SNR0-2E0 | F40300005 |  | SNR0
SNR-H05MFX55AE001KE01 | Buffer for restoring connection (761) |  | OPERATING | OPERATING | E075 | SNR0-2M0 | F40300005 |  | SNR0
SNR-H05MFX60 | Inlet Valve Control |  | OPERATING | OPERATING | E075 | SNR0-2M0 | F40300005 |  | SNR0
SNR-H05MFX60AA001 | Valve Supply |  | OPERATING | OPERATING | E075 | SNR0-2M0 | F40300005 |  | SNR0
SNR-H05MFX60AA002 | Valve Control |  | OPERATING | OPERATING | E075 | SNR0-2M0 | F40300005 |  | SNR0
SNR-H05MFX60AA003 | Hydro. oil Dist.Valve .Inlet Valve (230) |  | OPERATING | OPERATING | E075 | SNR0-2M0 | F40300005 |  | SNR0
SNR-H05MFX60AA004 | Hydro. oil Dist.Valve By pass Valve(231) |  | OPERATING | OPERATING | E075 | SNR0-2M0 | F40300005 |  | SNR0
SNR-H05MFX60AA005 | Valve for Strainer |  | OPERATING | OPERATING | E075 | SNR0-2M0 | F40300005 |  | SNR0
SNR-H05MFX60AA006 | Valve for Pressure Gauge |  | OPERATING | OPERATING | E075 | SNR0-2M0 | F40300005 |  | SNR0
SNR-H05MFX60AT001 | Strainer |  | OPERATING | OPERATING | E075 | SNR0-2M0 | F40300005 |  | SNR0
SNR-H05MFX60AU001 | I/V ServoMotor (210A) |  | OPERATING | OPERATING | E075 | SNR0-2M0 | F40300005 |  | SNR0
SNR-H05MFX60AU001KA01 | Throttle Valve 235A |  | OPERATING | OPERATING | E075 | SNR0-2M0 | F40300005 |  | SNR0
SNR-H05MFX60AU001KA02 | Throttle Valve 235B |  | OPERATING | OPERATING | E075 | SNR0-2M0 | F40300005 |  | SNR0
SNR-H05MFX60AU001MU01 | ServoMotor |  | OPERATING | OPERATING | E075 | SNR0-2M0 | F40300005 |  | SNR0
SNR-H05MFX60AU002 | I/V ServoMotor (210B) |  | OPERATING | OPERATING | E075 | SNR0-2M0 | F40300005 |  | SNR0
SNR-H05MFX60AU002KA01 | Throttle Valve 235C |  | OPERATING | OPERATING | E075 | SNR0-2M0 | F40300005 |  | SNR0
SNR-H05MFX60AU002KA02 | Throttle Valve 235D |  | OPERATING | OPERATING | E075 | SNR0-2M0 | F40300005 |  | SNR0
SNR-H05MFX60AU002MU01 | ServoMotor |  | OPERATING | OPERATING | E075 | SNR0-2M0 | F40300005 |  | SNR0
SNR-H05MFX60BR001 | Pipe Line |  | OPERATING | OPERATING | E075 | SNR0-2M0 | F40300005 |  | SNR0
SNR-H05MFX60CP001 | Pressure Gauge I10 |  | OPERATING | OPERATING | E075 | SNR0-2E0 | F40300005 |  | SNR0
SNR-H05MFX70 | Sol. Valve for Turbine Control Cubical |  | OPERATING | OPERATING | E075 | SNR0-2M0 | F40300005 |  | SNR0
SNR-H05MFX70AA001 | Valve Inlet |  | OPERATING | OPERATING | E075 | SNR0-2M0 | F40300005 |  | SNR0
SNR-H05MFX70AA002 | Valve 32 (20BVS) |  | OPERATING | OPERATING | E075 | SNR0-2M0 | F40300005 |  | SNR0
SNR-H05MFX70AA003 | Valve 32 (20IVS) |  | OPERATING | OPERATING | E075 | SNR0-2M0 | F40300005 |  | SNR0
SNR-H05MFX70AA004 | Valve 32 (74CS1) |  | OPERATING | OPERATING | E075 | SNR0-2M0 | F40300005 |  | SNR0
SNR-H05MFX70AA005 | Valve 32 (74CS2) |  | OPERATING | OPERATING | E075 | SNR0-2M0 | F40300005 |  | SNR0
SNR-H05MFX70AA006 | Valve 32 (20AS1) |  | OPERATING | OPERATING | E075 | SNR0-2M0 | F40300005 |  | SNR0
SNR-H05MFX70AA007 | Valve 32 (20AS2) |  | OPERATING | OPERATING | E075 | SNR0-2M0 | F40300005 |  | SNR0
SNR-H05MFX70AA008 | Valve 32 (20ADS1) |  | OPERATING | OPERATING | E075 | SNR0-2M0 | F40300005 |  | SNR0
SNR-H05MFX70AA009 | Valve 32 (20ADS2) |  | OPERATING | OPERATING | E075 | SNR0-2M0 | F40300005 |  | SNR0
SNR-H05MFX70AA010 | Valve 32 (65S) |  | OPERATING | OPERATING | E075 | SNR0-2M0 | F40300005 |  | SNR0
SNR-H05MFX70AA011 | Valve 32 (75S) |  | OPERATING | OPERATING | E075 | SNR0-2M0 | F40300005 |  | SNR0
SNR-H05MFX70AA012 | Valve 32 (20QS) |  | OPERATING | OPERATING | E075 | SNR0-2M0 | F40300005 |  | SNR0
SNR-H05MFX70AA013 | Valve 32 (20DSS) |  | OPERATING | OPERATING | E075 | SNR0-2M0 | F40300005 |  | SNR0
SNR-H05MFX70AT001 | Duplex Strainer 709 |  | OPERATING | OPERATING | E075 | SNR0-2M0 | F40300005 |  | SNR0
SNR-H05MFX70AT001KA01 | Valve Inlet |  | OPERATING | OPERATING | E075 | SNR0-2M0 | F40300005 |  | SNR0
SNR-H05MFX70AT001KA02 | 3 - way Valve Inlet |  | OPERATING | OPERATING | E075 | SNR0-2M0 | F40300005 |  | SNR0
SNR-H05MFX70AT001KA03 | 3 - way Valve Outlet |  | OPERATING | OPERATING | E075 | SNR0-2M0 | F40300005 |  | SNR0
SNR-H05MFX70AT001KT01 | Strainer No.A |  | OPERATING | OPERATING | E075 | SNR0-2M0 | F40300005 |  | SNR0
SNR-H05MFX70AT001KT02 | Strainer No.B |  | OPERATING | OPERATING | E075 | SNR0-2M0 | F40300005 |  | SNR0
SNR-H05MFX70BR001 | Pipe Line |  | OPERATING | OPERATING | E075 | SNR0-2M0 | F40300005 |  | SNR0
SNR-H05MFY | Instrumentation Equipment |  | OPERATING | OPERATING | E075 | SNR0-2E0 | F40300005 |  | SNR0
SNR-H05MK | SNR-H05 GENARATOR PLANT |  | OPERATING | OPERATING | E075 | SNR0-2E0 | F40300005 |  | SNR0
SNR-H05MKA | SNR-H05 Generator |  | OPERATING | OPERATING | E075 | SNR0-2E0 | F40300005 |  | SNR0
SNR-H05MKA10 | Main Shaft |  | OPERATING | OPERATING | E075 | SNR0-2M0 | F40300005 |  | SNR0
SNR-H05MKA10AU101 | Coupling bolts gen. shaft&tur.Shaft No.1 |  | OPERATING | OPERATING | E075 | SNR0-2M0 | F40300005 |  | SNR0
SNR-H05MKA10AU102 | Coupling bolts gen. shaft&tur.Shaft No.2 |  | OPERATING | OPERATING | E075 | SNR0-2M0 | F40300005 |  | SNR0
SNR-H05MKA10AU103 | Coupling bolts gen. shaft&tur.Shaft No.3 |  | OPERATING | OPERATING | E075 | SNR0-2M0 | F40300005 |  | SNR0
SNR-H05MKA10AU104 | Coupling bolts gen. shaft&tur.Shaft No.4 |  | OPERATING | OPERATING | E075 | SNR0-2M0 | F40300005 |  | SNR0
SNR-H05MKA10AU105 | Coupling bolts gen. shaft&tur.Shaft No.5 |  | OPERATING | OPERATING | E075 | SNR0-2M0 | F40300005 |  | SNR0
SNR-H05MKA10AU106 | Coupling bolts gen. shaft&tur.Shaft No.6 |  | OPERATING | OPERATING | E075 | SNR0-2M0 | F40300005 |  | SNR0
SNR-H05MKA10AU107 | Coupling bolts gen. shaft&tur.Shaft No.7 |  | OPERATING | OPERATING | E075 | SNR0-2M0 | F40300005 |  | SNR0
SNR-H05MKA10AU108 | Coupling bolts gen. shaft&tur.Shaft No.8 |  | OPERATING | OPERATING | E075 | SNR0-2M0 | F40300005 |  | SNR0
SNR-H05MKA10AU109 | Coupling bolts gen. shaft&tur.Shaft No.9 |  | OPERATING | OPERATING | E075 | SNR0-2M0 | F40300005 |  | SNR0
SNR-H05MKA10AU110 | Coupling bolts gen.shaft&tur.Shaft No.10 |  | OPERATING | OPERATING | E075 | SNR0-2M0 | F40300005 |  | SNR0
SNR-H05MKA10AU111 | Coupling bolts gen.shaft&tur.Shaft No.11 |  | OPERATING | OPERATING | E075 | SNR0-2M0 | F40300005 |  | SNR0
SNR-H05MKA10AU112 | Coupling bolts gen.shaft&tur.Shaft No.12 |  | OPERATING | OPERATING | E075 | SNR0-2M0 | F40300005 |  | SNR0
SNR-H05MKA10AU113 | Coupling bolts gen.shaft&tur.Shaft No.13 |  | OPERATING | OPERATING | E075 | SNR0-2M0 | F40300005 |  | SNR0
SNR-H05MKA10AU114 | Coupling bolts gen.shaft&tur.Shaft No.14 |  | OPERATING | OPERATING | E075 | SNR0-2M0 | F40300005 |  | SNR0
SNR-H05MKA10AU115 | Coupling bolts gen.shaft&tur.Shaft No.15 |  | OPERATING | OPERATING | E075 | SNR0-2M0 | F40300005 |  | SNR0
SNR-H05MKA10AU116 | Coupling bolts gen.shaft&tur.Shaft No.16 |  | OPERATING | OPERATING | E075 | SNR0-2M0 | F40300005 |  | SNR0
SNR-H05MKA10AU117 | Coupling bolts gen.shaft&tur.Shaft No.17 |  | OPERATING | OPERATING | E075 | SNR0-2M0 | F40300005 |  | SNR0
SNR-H05MKA10AU118 | Coupling bolts gen.shaft&tur.Shaft No.18 |  | OPERATING | OPERATING | E075 | SNR0-2M0 | F40300005 |  | SNR0
SNR-H05MKA10HB001 | Gen. shaft |  | OPERATING | OPERATING | E075 | SNR0-2M0 | F40300005 |  | SNR0
SNR-H05MKA10HB002 | Thrust Runner Segment No.1 |  | OPERATING | OPERATING | E075 | SNR0-2M0 | F40300005 |  | SNR0
SNR-H05MKA10HB003 | Thrust Runner Segment No.2 |  | OPERATING | OPERATING | E075 | SNR0-2M0 | F40300005 |  | SNR0
SNR-H05MKA10HB004 | Gen. Upper Shaft |  | OPERATING | OPERATING | E075 | SNR0-2M0 | F40300005 |  | SNR0
SNR-H05MKA20 | Rotor |  | OPERATING | OPERATING | E075 | SNR0-2E0 | F40300005 |  | SNR0
SNR-H05MKA20AU101 | Coupling bolts Rotor & Gen. Shaft No.1 |  | OPERATING | OPERATING | E075 | SNR0-2M0 | F40300005 |  | SNR0
SNR-H05MKA20AU102 | Coupling bolts Rotor & Gen. Shaft No.2 |  | OPERATING | OPERATING | E075 | SNR0-2M0 | F40300005 |  | SNR0
SNR-H05MKA20AU103 | Coupling bolts Rotor & Gen. Shaft No.3 |  | OPERATING | OPERATING | E075 | SNR0-2M0 | F40300005 |  | SNR0
SNR-H05MKA20AU104 | Coupling bolts Rotor & Gen. Shaft No.4 |  | OPERATING | OPERATING | E075 | SNR0-2M0 | F40300005 |  | SNR0
SNR-H05MKA20AU105 | Coupling bolts Rotor & Gen. Shaft No.5 |  | OPERATING | OPERATING | E075 | SNR0-2M0 | F40300005 |  | SNR0
SNR-H05MKA20AU106 | Coupling bolts Rotor & Gen. Shaft No.6 |  | OPERATING | OPERATING | E075 | SNR0-2M0 | F40300005 |  | SNR0
SNR-H05MKA20AU107 | Coupling bolts Rotor & Gen. Shaft No.7 |  | OPERATING | OPERATING | E075 | SNR0-2M0 | F40300005 |  | SNR0
SNR-H05MKA20AU108 | Coupling bolts Rotor & Gen. Shaft No.8 |  | OPERATING | OPERATING | E075 | SNR0-2M0 | F40300005 |  | SNR0
SNR-H05MKA20AU109 | Coupling bolts Rotor & Gen. Shaft No.9 |  | OPERATING | OPERATING | E075 | SNR0-2M0 | F40300005 |  | SNR0
SNR-H05MKA20AU110 | Coupling bolts Rotor & Gen. Shaft No.10 |  | OPERATING | OPERATING | E075 | SNR0-2M0 | F40300005 |  | SNR0
SNR-H05MKA20AU111 | Coupling bolts Rotor & Gen. Shaft No.11 |  | OPERATING | OPERATING | E075 | SNR0-2M0 | F40300005 |  | SNR0
SNR-H05MKA20AU112 | Coupling bolts Rotor & Gen. Shaft No.12 |  | OPERATING | OPERATING | E075 | SNR0-2M0 | F40300005 |  | SNR0
SNR-H05MKA20AU113 | Coupling bolts Rotor & Gen. Shaft No.13 |  | OPERATING | OPERATING | E075 | SNR0-2M0 | F40300005 |  | SNR0
SNR-H05MKA20AU114 | Coupling bolts Rotor & Gen. Shaft No.14 |  | OPERATING | OPERATING | E075 | SNR0-2M0 | F40300005 |  | SNR0
SNR-H05MKA20AU115 | Coupling bolts Rotor & Gen. Shaft No.15 |  | OPERATING | OPERATING | E075 | SNR0-2M0 | F40300005 |  | SNR0
SNR-H05MKA20AU116 | Coupling bolts Rotor & Gen. Shaft No.16 |  | OPERATING | OPERATING | E075 | SNR0-2M0 | F40300005 |  | SNR0
SNR-H05MKA20AU117 | Coupling bolts Rotor & Gen. Shaft No.17 |  | OPERATING | OPERATING | E075 | SNR0-2M0 | F40300005 |  | SNR0
SNR-H05MKA20AU118 | Coupling bolts Rotor & Gen. Shaft No.18 |  | OPERATING | OPERATING | E075 | SNR0-2M0 | F40300005 |  | SNR0
SNR-H05MKA20AU119 | Coupling bolts Rotor & Gen. Shaft No.19 |  | OPERATING | OPERATING | E075 | SNR0-2M0 | F40300005 |  | SNR0
SNR-H05MKA20AU120 | Coupling bolts Rotor & Gen. Shaft No.20 |  | OPERATING | OPERATING | E075 | SNR0-2M0 | F40300005 |  | SNR0
SNR-H05MKA20AU201 | Coupling Eccentric Set for Rotor No.1 |  | OPERATING | OPERATING | E075 | SNR0-2M0 | F40300005 |  | SNR0
SNR-H05MKA20AU202 | Coupling Eccentric Set for Rotor No.2 |  | OPERATING | OPERATING | E075 | SNR0-2M0 | F40300005 |  | SNR0
SNR-H05MKA20AU203 | Coupling Eccentric Set for Rotor No.3 |  | OPERATING | OPERATING | E075 | SNR0-2M0 | F40300005 |  | SNR0
SNR-H05MKA20AU204 | Coupling Eccentric Set for Rotor No.4 |  | OPERATING | OPERATING | E075 | SNR0-2M0 | F40300005 |  | SNR0
SNR-H05MKA20AU205 | Coupling Eccentric Set for Rotor No.5 |  | OPERATING | OPERATING | E075 | SNR0-2M0 | F40300005 |  | SNR0
SNR-H05MKA20AU206 | Coupling Eccentric Set for Rotor No.6 |  | OPERATING | OPERATING | E075 | SNR0-2M0 | F40300005 |  | SNR0
SNR-H05MKA20AU207 | Coupling Eccentric Set for Rotor No.7 |  | OPERATING | OPERATING | E075 | SNR0-2M0 | F40300005 |  | SNR0
SNR-H05MKA20AU208 | Coupling Eccentric Set for Rotor No.8 |  | OPERATING | OPERATING | E075 | SNR0-2M0 | F40300005 |  | SNR0
SNR-H05MKA20AU209 | Coupling Eccentric Set for Rotor No.9 |  | OPERATING | OPERATING | E075 | SNR0-2M0 | F40300005 |  | SNR0
SNR-H05MKA20AU210 | Coupling Eccentric Set for Rotor No.10 |  | OPERATING | OPERATING | E075 | SNR0-2M0 | F40300005 |  | SNR0
SNR-H05MKA20AU211 | Coupling Eccentric Set for Rotor No.11 |  | OPERATING | OPERATING | E075 | SNR0-2M0 | F40300005 |  | SNR0
SNR-H05MKA20AU212 | Coupling Eccentric Set for Rotor No.12 |  | OPERATING | OPERATING | E075 | SNR0-2M0 | F40300005 |  | SNR0
SNR-H05MKA20HB001 | Gen. Rotor |  | OPERATING | OPERATING | E075 | SNR0-2E0 | F40300005 |  | SNR0
SNR-H05MKA20HB101 | Pole Rotor No.1 |  | OPERATING | OPERATING | E075 | SNR0-2E0 | F40300005 |  | SNR0
SNR-H05MKA20HB102 | Pole Rotor No.2 |  | OPERATING | OPERATING | E075 | SNR0-2E0 | F40300005 |  | SNR0
SNR-H05MKA20HB103 | Pole Rotor No.3 |  | OPERATING | OPERATING | E075 | SNR0-2E0 | F40300005 |  | SNR0
SNR-H05MKA20HB104 | Pole Rotor No.4 |  | OPERATING | OPERATING | E075 | SNR0-2E0 | F40300005 |  | SNR0
SNR-H05MKA20HB105 | Pole Rotor No.5 |  | OPERATING | OPERATING | E075 | SNR0-2E0 | F40300005 |  | SNR0
SNR-H05MKA20HB106 | Pole Rotor No.6 |  | OPERATING | OPERATING | E075 | SNR0-2E0 | F40300005 |  | SNR0
SNR-H05MKA20HB107 | Pole Rotor No.7 |  | OPERATING | OPERATING | E075 | SNR0-2E0 | F40300005 |  | SNR0
SNR-H05MKA20HB108 | Pole Rotor No.8 |  | OPERATING | OPERATING | E075 | SNR0-2E0 | F40300005 |  | SNR0
SNR-H05MKA20HB109 | Pole Rotor No.9 |  | OPERATING | OPERATING | E075 | SNR0-2E0 | F40300005 |  | SNR0
SNR-H05MKA20HB110 | Pole Rotor No.10 |  | OPERATING | OPERATING | E075 | SNR0-2E0 | F40300005 |  | SNR0
SNR-H05MKA20HB111 | Pole Rotor No.11 |  | OPERATING | OPERATING | E075 | SNR0-2E0 | F40300005 |  | SNR0
SNR-H05MKA20HB112 | Pole Rotor No.12 |  | OPERATING | OPERATING | E075 | SNR0-2E0 | F40300005 |  | SNR0
SNR-H05MKA20HB113 | Pole Rotor No.13 |  | OPERATING | OPERATING | E075 | SNR0-2E0 | F40300005 |  | SNR0
SNR-H05MKA20HB114 | Pole Rotor No.14 |  | OPERATING | OPERATING | E075 | SNR0-2E0 | F40300005 |  | SNR0
SNR-H05MKA20HB115 | Pole Rotor No.15 |  | OPERATING | OPERATING | E075 | SNR0-2E0 | F40300005 |  | SNR0
SNR-H05MKA20HB116 | Pole Rotor No.16 |  | OPERATING | OPERATING | E075 | SNR0-2E0 | F40300005 |  | SNR0
SNR-H05MKA20HB117 | Pole Rotor No.17 |  | OPERATING | OPERATING | E075 | SNR0-2E0 | F40300005 |  | SNR0
SNR-H05MKA20HB118 | Pole Rotor No.18 |  | OPERATING | OPERATING | E075 | SNR0-2E0 | F40300005 |  | SNR0
SNR-H05MKA20HB119 | Pole Rotor No.19 |  | OPERATING | OPERATING | E075 | SNR0-2E0 | F40300005 |  | SNR0
SNR-H05MKA20HB120 | Pole Rotor No.20 |  | OPERATING | OPERATING | E075 | SNR0-2E0 | F40300005 |  | SNR0
SNR-H05MKA20HB121 | Pole Rotor No.21 |  | OPERATING | OPERATING | E075 | SNR0-2E0 | F40300005 |  | SNR0
SNR-H05MKA20HB122 | Pole Rotor No.22 |  | OPERATING | OPERATING | E075 | SNR0-2E0 | F40300005 |  | SNR0
SNR-H05MKA20HB123 | Pole Rotor No.23 |  | OPERATING | OPERATING | E075 | SNR0-2E0 | F40300005 |  | SNR0
SNR-H05MKA20HB124 | Pole Rotor No.24 |  | OPERATING | OPERATING | E075 | SNR0-2E0 | F40300005 |  | SNR0
SNR-H05MKA20HB125 | Pole Rotor No.25 |  | OPERATING | OPERATING | E075 | SNR0-2E0 | F40300005 |  | SNR0
SNR-H05MKA20HB126 | Pole Rotor No.26 |  | OPERATING | OPERATING | E075 | SNR0-2E0 | F40300005 |  | SNR0
SNR-H05MKA20HB127 | Pole Rotor No.27 |  | OPERATING | OPERATING | E075 | SNR0-2E0 | F40300005 |  | SNR0
SNR-H05MKA20HB128 | Pole Rotor No.28 |  | OPERATING | OPERATING | E075 | SNR0-2E0 | F40300005 |  | SNR0
SNR-H05MKA20HB129 | Pole Rotor No.29 |  | OPERATING | OPERATING | E075 | SNR0-2E0 | F40300005 |  | SNR0
SNR-H05MKA20HB130 | Pole Rotor No.30 |  | OPERATING | OPERATING | E075 | SNR0-2E0 | F40300005 |  | SNR0
SNR-H05MKA20HB131 | Pole Rotor No.31 |  | OPERATING | OPERATING | E075 | SNR0-2E0 | F40300005 |  | SNR0
SNR-H05MKA20HB132 | Pole Rotor No.32 |  | OPERATING | OPERATING | E075 | SNR0-2E0 | F40300005 |  | SNR0
SNR-H05MKA20HB133 | Pole Rotor No.33 |  | OPERATING | OPERATING | E075 | SNR0-2E0 | F40300005 |  | SNR0
SNR-H05MKA20HB134 | Pole Rotor No.34 |  | OPERATING | OPERATING | E075 | SNR0-2E0 | F40300005 |  | SNR0
SNR-H05MKA20HB135 | Pole Rotor No.35 |  | OPERATING | OPERATING | E075 | SNR0-2E0 | F40300005 |  | SNR0
SNR-H05MKA20HB136 | Pole Rotor No.36 |  | OPERATING | OPERATING | E075 | SNR0-2E0 | F40300005 |  | SNR0
SNR-H05MKA20HB137 | Pole Rotor No.37 |  | OPERATING | OPERATING | E075 | SNR0-2E0 | F40300005 |  | SNR0
SNR-H05MKA20HB138 | Pole Rotor No.38 |  | OPERATING | OPERATING | E075 | SNR0-2E0 | F40300005 |  | SNR0
SNR-H05MKA20HB139 | Pole Rotor No.39 |  | OPERATING | OPERATING | E075 | SNR0-2E0 | F40300005 |  | SNR0
SNR-H05MKA20HB140 | Pole Rotor No.40 |  | OPERATING | OPERATING | E075 | SNR0-2E0 | F40300005 |  | SNR0
SNR-H05MKA30 | Support Structure & Foundation |  | OPERATING | OPERATING | E075 | SNR0-2M0 | F40300005 |  | SNR0
SNR-H05MKA30AP001 | Jacking Oil Pump Set |  | OPERATING | OPERATING | E075 | SNR0-2M0 | F40300005 |  | SNR0
SNR-H05MKA30AP001-M01 | Motor |  | OPERATING | OPERATING | E075 | SNR0-2E0 | F40300005 |  | SNR0
SNR-H05MKA30AP001KP01 | Pump |  | OPERATING | OPERATING | E075 | SNR0-2M0 | F40300005 |  | SNR0
SNR-H05MKA30AP001MK01 | Coupling |  | OPERATING | OPERATING | E075 | SNR0-2M0 | F40300005 |  | SNR0
SNR-H05MKA30HA001 | Lower Bracket |  | OPERATING | OPERATING | E075 | SNR0-2M0 | F40300005 |  | SNR0
SNR-H05MKA30HA002 | Gen. Lower Air Buffle |  | OPERATING | OPERATING | E075 | SNR0-2M0 | F40300005 |  | SNR0
SNR-H05MKA30HA003 | Upper Bracket |  | OPERATING | OPERATING | E075 | SNR0-2M0 | F40300005 |  | SNR0
SNR-H05MKA30HA004 | Gen. Upper Air Buffle |  | OPERATING | OPERATING | E075 | SNR0-2M0 | F40300005 |  | SNR0
SNR-H05MKA30HA005 | Gen Floor Plate |  | OPERATING | OPERATING | E075 | SNR0-2M0 | F40300005 |  | SNR0
SNR-H05MKA40 | Stator |  | OPERATING | OPERATING | E075 | SNR0-2E0 | F40300005 |  | SNR0
SNR-H05MKA40HA001 | Gen. Stator |  | OPERATING | OPERATING | E075 | SNR0-2E0 | F40300005 |  | SNR0
SNR-H05MKA41 | Air Cooler |  | OPERATING | OPERATING | E075 | SNR0-2M0 | F40300005 |  | SNR0
SNR-H05MKA41AC101 | Gen. Air Cooler No.01 |  | OPERATING | OPERATING | E075 | SNR0-2M0 | F40300005 |  | SNR0
SNR-H05MKA41AC101KA01 | Air Vent for Air Cooler No.1 |  | OPERATING | OPERATING | E075 | SNR0-2M0 | F40300005 |  | SNR0
SNR-H05MKA41AC102 | Gen. Air Cooler No.02 |  | OPERATING | OPERATING | E075 | SNR0-2M0 | F40300005 |  | SNR0
SNR-H05MKA41AC102KA01 | Air Vent for Air Cooler No.2 |  | OPERATING | OPERATING | E075 | SNR0-2M0 | F40300005 |  | SNR0
SNR-H05MKA41AC103 | Gen. Air Cooler No.03 |  | OPERATING | OPERATING | E075 | SNR0-2M0 | F40300005 |  | SNR0
SNR-H05MKA41AC103KA01 | Air Vent for Air Cooler No.3 |  | OPERATING | OPERATING | E075 | SNR0-2M0 | F40300005 |  | SNR0
SNR-H05MKA41AC104 | Gen. Air Cooler No.04 |  | OPERATING | OPERATING | E075 | SNR0-2M0 | F40300005 |  | SNR0
SNR-H05MKA41AC104KA01 | Air Vent for Air Cooler No.4 |  | OPERATING | OPERATING | E075 | SNR0-2M0 | F40300005 |  | SNR0
SNR-H05MKA41AC105 | Gen. Air Cooler No.05 |  | OPERATING | OPERATING | E075 | SNR0-2M0 | F40300005 |  | SNR0
SNR-H05MKA41AC105KA01 | Air Vent for Air Cooler No.5 |  | OPERATING | OPERATING | E075 | SNR0-2M0 | F40300005 |  | SNR0
SNR-H05MKA41AC106 | Gen. Air Cooler No.06 |  | OPERATING | OPERATING | E075 | SNR0-2M0 | F40300005 |  | SNR0
SNR-H05MKA41AC106KA01 | Air Vent for Air Cooler No.6 |  | OPERATING | OPERATING | E075 | SNR0-2M0 | F40300005 |  | SNR0
SNR-H05MKA41AC107 | Gen. Air Cooler No.07 |  | OPERATING | OPERATING | E075 | SNR0-2M0 | F40300005 |  | SNR0
SNR-H05MKA41AC107KA01 | Air Vent for Air Cooler No.7 |  | OPERATING | OPERATING | E075 | SNR0-2M0 | F40300005 |  | SNR0
SNR-H05MKA41AC108 | Gen. Air Cooler No.08 |  | OPERATING | OPERATING | E075 | SNR0-2M0 | F40300005 |  | SNR0
SNR-H05MKA41AC108KA01 | Air Vent for Air Cooler No.8 |  | OPERATING | OPERATING | E075 | SNR0-2M0 | F40300005 |  | SNR0
SNR-H05MKA41AC109 | Gen. Air Cooler No.09 |  | OPERATING | OPERATING | E075 | SNR0-2M0 | F40300005 |  | SNR0
SNR-H05MKA41AC109KA01 | Air Vent for Air Cooler No.9 |  | OPERATING | OPERATING | E075 | SNR0-2M0 | F40300005 |  | SNR0
SNR-H05MKA41AC110 | Gen. Air Cooler No.10 |  | OPERATING | OPERATING | E075 | SNR0-2M0 | F40300005 |  | SNR0
SNR-H05MKA41AC110KA01 | Air Vent for Air Cooler No.10 |  | OPERATING | OPERATING | E075 | SNR0-2M0 | F40300005 |  | SNR0
SNR-H05MKA41AC111 | Gen. Air Cooler No.11 |  | OPERATING | OPERATING | E075 | SNR0-2M0 | F40300005 |  | SNR0
SNR-H05MKA41AC111KA01 | Air Vent for Air Cooler No.11 |  | OPERATING | OPERATING | E075 | SNR0-2M0 | F40300005 |  | SNR0
SNR-H05MKA41AC112 | Gen. Air Cooler No.12 |  | OPERATING | OPERATING | E075 | SNR0-2M0 | F40300005 |  | SNR0
SNR-H05MKA41AC112KA01 | Air Vent for Air Cooler No.12 |  | OPERATING | OPERATING | E075 | SNR0-2M0 | F40300005 |  | SNR0
SNR-H05MKA50 | Generator friction brake |  | OPERATING | OPERATING | E075 | SNR0-2M0 | F40300005 |  | SNR0
SNR-H05MKA50AU101 | Brake Ring Segment No.1 |  | OPERATING | OPERATING | E075 | SNR0-2M0 | F40300005 |  | SNR0
SNR-H05MKA50AU102 | Brake Ring Segment No.2 |  | OPERATING | OPERATING | E075 | SNR0-2M0 | F40300005 |  | SNR0
SNR-H05MKA50AU103 | Brake Ring Segment No.3 |  | OPERATING | OPERATING | E075 | SNR0-2M0 | F40300005 |  | SNR0
SNR-H05MKA50AU104 | Brake Ring Segment No.4 |  | OPERATING | OPERATING | E075 | SNR0-2M0 | F40300005 |  | SNR0
SNR-H05MKA50AU105 | Brake Ring Segment No.5 |  | OPERATING | OPERATING | E075 | SNR0-2M0 | F40300005 |  | SNR0
SNR-H05MKA50AU106 | Brake Ring Segment No.6 |  | OPERATING | OPERATING | E075 | SNR0-2M0 | F40300005 |  | SNR0
SNR-H05MKA50AU107 | Brake Ring Segment No.7 |  | OPERATING | OPERATING | E075 | SNR0-2M0 | F40300005 |  | SNR0
SNR-H05MKA50AU108 | Brake Ring Segment No.8 |  | OPERATING | OPERATING | E075 | SNR0-2M0 | F40300005 |  | SNR0
SNR-H05MKA50AU109 | Brake Ring Segment No.9 |  | OPERATING | OPERATING | E075 | SNR0-2M0 | F40300005 |  | SNR0
SNR-H05MKA50AU110 | Brake Ring Segment No.10 |  | OPERATING | OPERATING | E075 | SNR0-2M0 | F40300005 |  | SNR0
SNR-H05MKA50AU111 | Brake Ring Segment No.11 |  | OPERATING | OPERATING | E075 | SNR0-2M0 | F40300005 |  | SNR0
SNR-H05MKA50AU112 | Brake Ring Segment No.12 |  | OPERATING | OPERATING | E075 | SNR0-2M0 | F40300005 |  | SNR0
SNR-H05MKA50AU113 | Brake Ring Segment No.13 |  | OPERATING | OPERATING | E075 | SNR0-2M0 | F40300005 |  | SNR0
SNR-H05MKA50AU114 | Brake Ring Segment No.14 |  | OPERATING | OPERATING | E075 | SNR0-2M0 | F40300005 |  | SNR0
SNR-H05MKA50AU115 | Brake Ring Segment No.15 |  | OPERATING | OPERATING | E075 | SNR0-2M0 | F40300005 |  | SNR0
SNR-H05MKA50AU116 | Brake Ring Segment No.16 |  | OPERATING | OPERATING | E075 | SNR0-2M0 | F40300005 |  | SNR0
SNR-H05MKA50AU201 | Friction brake No.1 |  | OPERATING | OPERATING | E075 | SNR0-2M0 | F40300005 |  | SNR0
SNR-H05MKA50AU202 | Friction brake No.2 |  | OPERATING | OPERATING | E075 | SNR0-2M0 | F40300005 |  | SNR0
SNR-H05MKA50AU203 | Friction brake No.3 |  | OPERATING | OPERATING | E075 | SNR0-2M0 | F40300005 |  | SNR0
SNR-H05MKA50AU204 | Friction brake No.4 |  | OPERATING | OPERATING | E075 | SNR0-2M0 | F40300005 |  | SNR0
SNR-H05MKA50AU205 | Friction brake No.5 |  | OPERATING | OPERATING | E075 | SNR0-2M0 | F40300005 |  | SNR0
SNR-H05MKA50AU206 | Friction brake No.6 |  | OPERATING | OPERATING | E075 | SNR0-2M0 | F40300005 |  | SNR0
SNR-H05MKA50AU207 | Friction brake No.7 |  | OPERATING | OPERATING | E075 | SNR0-2M0 | F40300005 |  | SNR0
SNR-H05MKA50AU208 | Friction brake No.8 |  | OPERATING | OPERATING | E075 | SNR0-2M0 | F40300005 |  | SNR0
SNR-H05MKC10 | Unit5 AVR Excitation Unit |  | OPERATING | OPERATING | E075 | SNR0-2E0 | F40300005 |  | SNR0
SNR-H05MKC10DE100 | Unit5 Excitation Thyristor Rectifier PNL |  | OPERATING | OPERATING | E075 | SNR0-2E0 | F40300005 |  | SNR0
SNR-H05MKC10GH100 | Unit5 Automatic Voltage Regulator PNL. |  | OPERATING | OPERATING | E075 | SNR0-2E0 | F40300005 |  | SNR0
SNR-H05MKC10GH101 | Unit5 Excitation Rectifier Control PNL. |  | OPERATING | OPERATING | E075 | SNR0-2E0 | F40300005 |  | SNR0
SNR-H05MKC10GS100 | Unit5 Main Field Switch (MFS) PNL. |  | OPERATING | OPERATING | E075 | SNR0-2E0 | F40300005 |  | SNR0
SNR-H05MKC10GS100-Q01 | Unit5 ACB 41 |  | OPERATING | OPERATING | E075 | SNR0-2E0 | F40300005 |  | SNR0
SNR-H05MKC10GS100-Q02 | Unit5 ACB 31 |  | OPERATING | OPERATING | E075 | SNR0-2E0 | F40300005 |  | SNR0
SNR-H05MKC11 | Unit5 ACB for Excitation Unit |  | OPERATING | OPERATING | E075 | SNR0-2E0 | F40300005 |  | SNR0
SNR-H05MKC11GS100 | Unit5 ACB 41A,41S PNL. |  | OPERATING | OPERATING | E075 | SNR0-2E0 | F40300005 |  | SNR0
SNR-H05MKC11GS100-Q01 | Unit5 ACB 41A |  | OPERATING | OPERATING | E075 | SNR0-2E0 | F40300005 |  | SNR0
SNR-H05MKC11GS100-Q02 | Unit5 ACB 41S |  | OPERATING | OPERATING | E075 | SNR0-2E0 | F40300005 |  | SNR0
SNR-H05MKC12 | Unit5 Excitor Transformer |  | OPERATING | OPERATING | E075 | SNR0-2E0 | F40300005 |  | SNR0
SNR-H05MKC12GT100 | Unit5 Excitor Transformer Cubicle |  | OPERATING | OPERATING | E075 | SNR0-2E0 | F40300005 |  | SNR0
SNR-H05MKC20 | Excitation Set |  | OPERATING | OPERATING | E075 | SNR0-2E0 | F40300005 |  | SNR0
SNR-H05MKC20DX100 | Rotor Exciter |  | OPERATING | OPERATING | E075 | SNR0-2E0 | F40300005 |  | SNR0
SNR-H05MKC20DX101 | Stator Exciter |  | OPERATING | OPERATING | E075 | SNR0-2E0 | F40300005 |  | SNR0
SNR-H05MKC20DX102 | Slip Ring |  | OPERATING | OPERATING | E075 | SNR0-2E0 | F40300005 |  | SNR0
SNR-H05MKC20DX103 | Carbon Bush |  | OPERATING | OPERATING | E075 | SNR0-2E0 | F40300005 |  | SNR0
SNR-H05MKC20DX104 | PMG |  | OPERATING | OPERATING | E075 | SNR0-2E0 | F40300005 |  | SNR0
SNR-H05MKC20DX104-E01 | Dome Light |  | OPERATING | OPERATING | E075 | SNR0-2E0 | F40300005 |  | SNR0
SNR-H05MKD | SNR-H05 Bearing |  | OPERATING | OPERATING | E075 | SNR0-2M0 | F40300005 |  | SNR0
SNR-H05MKD10 | Lower Gen. Bearing Oil Pan |  | OPERATING | OPERATING | E075 | SNR0-2M0 | F40300005 |  | SNR0
SNR-H05MKD10AA001 | Gen. Guide Bearing Valve |  | OPERATING | OPERATING | E075 | SNR0-2M0 | F40300005 |  | SNR0
SNR-H05MKD10AF101 | Self Pumping Upper Set No.1 |  | OPERATING | OPERATING | E075 | SNR0-2M0 | F40300005 |  | SNR0
SNR-H05MKD10AF102 | Self Pumping Upper Set No.2 |  | OPERATING | OPERATING | E075 | SNR0-2M0 | F40300005 |  | SNR0
SNR-H05MKD10AF103 | Self Pumping Upper Set No.3 |  | OPERATING | OPERATING | E075 | SNR0-2M0 | F40300005 |  | SNR0
SNR-H05MKD10AF104 | Self Pumping Upper Set No.4 |  | OPERATING | OPERATING | E075 | SNR0-2M0 | F40300005 |  | SNR0
SNR-H05MKD10AF105 | Self Pumping Upper Set No.5 |  | OPERATING | OPERATING | E075 | SNR0-2M0 | F40300005 |  | SNR0
SNR-H05MKD10AF106 | Self Pumping Upper Set No.6 |  | OPERATING | OPERATING | E075 | SNR0-2M0 | F40300005 |  | SNR0
SNR-H05MKD10AF107 | Self Pumping Upper Set No.7 |  | OPERATING | OPERATING | E075 | SNR0-2M0 | F40300005 |  | SNR0
SNR-H05MKD10AF108 | Self Pumping Upper Set No.8 |  | OPERATING | OPERATING | E075 | SNR0-2M0 | F40300005 |  | SNR0
SNR-H05MKD10AF109 | Self Pumping Upper Set No.9 |  | OPERATING | OPERATING | E075 | SNR0-2M0 | F40300005 |  | SNR0
SNR-H05MKD10AF110 | Self Pumping Upper Set No.10 |  | OPERATING | OPERATING | E075 | SNR0-2M0 | F40300005 |  | SNR0
SNR-H05MKD10AF201 | Self Pumping Lower Set No.1 |  | OPERATING | OPERATING | E075 | SNR0-2M0 | F40300005 |  | SNR0
SNR-H05MKD10AF202 | Self Pumping Lower Set No.2 |  | OPERATING | OPERATING | E075 | SNR0-2M0 | F40300005 |  | SNR0
SNR-H05MKD10AF203 | Self Pumping Lower Set No.3 |  | OPERATING | OPERATING | E075 | SNR0-2M0 | F40300005 |  | SNR0
SNR-H05MKD10AF204 | Self Pumping Lower Set No.4 |  | OPERATING | OPERATING | E075 | SNR0-2M0 | F40300005 |  | SNR0
SNR-H05MKD10AF205 | Self Pumping Lower Set No.5 |  | OPERATING | OPERATING | E075 | SNR0-2M0 | F40300005 |  | SNR0
SNR-H05MKD10AF206 | Self Pumping Lower Set No.6 |  | OPERATING | OPERATING | E075 | SNR0-2M0 | F40300005 |  | SNR0
SNR-H05MKD10AF207 | Self Pumping Lower Set No.7 |  | OPERATING | OPERATING | E075 | SNR0-2M0 | F40300005 |  | SNR0
SNR-H05MKD10AF208 | Self Pumping Lower Set No.8 |  | OPERATING | OPERATING | E075 | SNR0-2M0 | F40300005 |  | SNR0
SNR-H05MKD10AF209 | Self Pumping Lower Set No.9 |  | OPERATING | OPERATING | E075 | SNR0-2M0 | F40300005 |  | SNR0
SNR-H05MKD10AF210 | Self Pumping Lower Set No.10 |  | OPERATING | OPERATING | E075 | SNR0-2M0 | F40300005 |  | SNR0
SNR-H05MKD10AS101 | Pivot Adjusting Bearing No.1 |  | OPERATING | OPERATING | E075 | SNR0-2M0 | F40300005 |  | SNR0
SNR-H05MKD10AS102 | Pivot Adjusting Bearing No.2 |  | OPERATING | OPERATING | E075 | SNR0-2M0 | F40300005 |  | SNR0
SNR-H05MKD10AS103 | Pivot Adjusting Bearing No.3 |  | OPERATING | OPERATING | E075 | SNR0-2M0 | F40300005 |  | SNR0
SNR-H05MKD10AS104 | Pivot Adjusting Bearing No.4 |  | OPERATING | OPERATING | E075 | SNR0-2M0 | F40300005 |  | SNR0
SNR-H05MKD10AS105 | Pivot Adjusting Bearing No.5 |  | OPERATING | OPERATING | E075 | SNR0-2M0 | F40300005 |  | SNR0
SNR-H05MKD10AS106 | Pivot Adjusting Bearing No.6 |  | OPERATING | OPERATING | E075 | SNR0-2M0 | F40300005 |  | SNR0
SNR-H05MKD10AS107 | Pivot Adjusting Bearing No.7 |  | OPERATING | OPERATING | E075 | SNR0-2M0 | F40300005 |  | SNR0
SNR-H05MKD10AS108 | Pivot Adjusting Bearing No.8 |  | OPERATING | OPERATING | E075 | SNR0-2M0 | F40300005 |  | SNR0
SNR-H05MKD10AS109 | Pivot Adjusting Bearing No.9 |  | OPERATING | OPERATING | E075 | SNR0-2M0 | F40300005 |  | SNR0
SNR-H05MKD10AS110 | Pivot Adjusting Bearing No.10 |  | OPERATING | OPERATING | E075 | SNR0-2M0 | F40300005 |  | SNR0
SNR-H05MKD10AS111 | Pivot Adjusting Bearing No.11 |  | OPERATING | OPERATING | E075 | SNR0-2M0 | F40300005 |  | SNR0
SNR-H05MKD10AS112 | Pivot Adjusting Bearing No.12 |  | OPERATING | OPERATING | E075 | SNR0-2M0 | F40300005 |  | SNR0
SNR-H05MKD10AS113 | Pivot Adjusting Bearing No.13 |  | OPERATING | OPERATING | E075 | SNR0-2M0 | F40300005 |  | SNR0
SNR-H05MKD10AS114 | Pivot Adjusting Bearing No.14 |  | OPERATING | OPERATING | E075 | SNR0-2M0 | F40300005 |  | SNR0
SNR-H05MKD10AS115 | Pivot Adjusting Bearing No.15 |  | OPERATING | OPERATING | E075 | SNR0-2M0 | F40300005 |  | SNR0
SNR-H05MKD10AS116 | Pivot Adjusting Bearing No.16 |  | OPERATING | OPERATING | E075 | SNR0-2M0 | F40300005 |  | SNR0
SNR-H05MKD10AS117 | Pivot Adjusting Bearing No.17 |  | OPERATING | OPERATING | E075 | SNR0-2M0 | F40300005 |  | SNR0
SNR-H05MKD10AS118 | Pivot Adjusting Bearing No.18 |  | OPERATING | OPERATING | E075 | SNR0-2M0 | F40300005 |  | SNR0
SNR-H05MKD10AS119 | Pivot Adjusting Bearing No.19 |  | OPERATING | OPERATING | E075 | SNR0-2M0 | F40300005 |  | SNR0
SNR-H05MKD10AS120 | Pivot Adjusting Bearing No.20 |  | OPERATING | OPERATING | E075 | SNR0-2M0 | F40300005 |  | SNR0
SNR-H05MKD10BB001 | Gen. Guide & Thrust Brg. Oil Pan |  | OPERATING | OPERATING | E075 | SNR0-2M0 | F40300005 |  | SNR0
SNR-H05MKD10BB002 | Thrust Box |  | OPERATING | OPERATING | E075 | SNR0-2M0 | F40300005 |  | SNR0
SNR-H05MKD10BQ001 | Support Lower Gen. Guide |  | OPERATING | OPERATING | E075 | SNR0-2M0 | F40300005 |  | SNR0
SNR-H05MKD10BR001 | Pipe Line |  | OPERATING | OPERATING | E075 | SNR0-2M0 | F40300005 |  | SNR0
SNR-H05MKD10CL001 | Oil Level 1 of Gen-LCB |  | OPERATING | OPERATING | E075 | SNR0-2E0 | F40300005 |  | SNR0
SNR-H05MKD10CL002 | Oil Level 2 of Gen-LCB |  | OPERATING | OPERATING | E075 | SNR0-2E0 | F40300005 |  | SNR0
SNR-H05MKD10CT001 | RTD.1 (TS. 4) |  | OPERATING | OPERATING | E075 | SNR0-2E0 | F40300005 |  | SNR0
SNR-H05MKD10CT002 | RTD.2 (TS.10) |  | OPERATING | OPERATING | E075 | SNR0-2E0 | F40300005 |  | SNR0
SNR-H05MKD10CT003 | Dial Thermometer for Thrust Brg. (38DT7) |  | OPERATING | OPERATING | E075 | SNR0-2E0 | F40300005 |  | SNR0
SNR-H05MKD10CT004 | Dial Thermometer Oil Reservior(38DQL) |  | OPERATING | OPERATING | E075 | SNR0-2E0 | F40300005 |  | SNR0
SNR-H05MKD10CT005 | Dial Thermometer Thrust Brg.Shoe (38LDW) |  | OPERATING | OPERATING | E075 | SNR0-2E0 | F40300005 |  | SNR0
SNR-H05MKD10CT006 | Temp. Relay for Thrust Brg.Shoe (38TT11) |  | OPERATING | OPERATING | E075 | SNR0-2E0 | F40300005 |  | SNR0
SNR-H05MKD10CT007 | RTD.1 (LS. 6) |  | OPERATING | OPERATING | E075 | SNR0-2E0 | F40300005 |  | SNR0
SNR-H05MKD10CT008 | RTD.2 (LS.16) |  | OPERATING | OPERATING | E075 | SNR0-2E0 | F40300005 |  | SNR0
SNR-H05MKD10CT009 | Dial Thermometer Guide Brg.Shoe(38DL11) |  | OPERATING | OPERATING | E075 | SNR0-2E0 | F40300005 |  | SNR0
SNR-H05MKD10CT010 | Temp. Relay for Guide Brg.Shoe (38TL7) |  | OPERATING | OPERATING | E075 | SNR0-2E0 | F40300005 |  | SNR0
SNR-H05MKD10CT011 | Temp. Relay for Oil Reservior (38TQU) |  | OPERATING | OPERATING | E075 | SNR0-2E0 | F40300005 |  | SNR0
SNR-H05MKD20 | Upper Gen. Bearing Oil Pan |  | OPERATING | OPERATING | E075 | SNR0-2M0 | F40300005 |  | SNR0
SNR-H05MKD20AS101 | Pivot Adjusting Bearing No.1 |  | OPERATING | OPERATING | E075 | SNR0-2M0 | F40300005 |  | SNR0
SNR-H05MKD20AS102 | Pivot Adjusting Bearing No.2 |  | OPERATING | OPERATING | E075 | SNR0-2M0 | F40300005 |  | SNR0
SNR-H05MKD20AS103 | Pivot Adjusting Bearing No.3 |  | OPERATING | OPERATING | E075 | SNR0-2M0 | F40300005 |  | SNR0
SNR-H05MKD20AS104 | Pivot Adjusting Bearing No.4 |  | OPERATING | OPERATING | E075 | SNR0-2M0 | F40300005 |  | SNR0
SNR-H05MKD20AS105 | Pivot Adjusting Bearing No.5 |  | OPERATING | OPERATING | E075 | SNR0-2M0 | F40300005 |  | SNR0
SNR-H05MKD20AS106 | Pivot Adjusting Bearing No.6 |  | OPERATING | OPERATING | E075 | SNR0-2M0 | F40300005 |  | SNR0
SNR-H05MKD20AS107 | Pivot Adjusting Bearing No.7 |  | OPERATING | OPERATING | E075 | SNR0-2M0 | F40300005 |  | SNR0
SNR-H05MKD20AS108 | Pivot Adjusting Bearing No.8 |  | OPERATING | OPERATING | E075 | SNR0-2M0 | F40300005 |  | SNR0
SNR-H05MKD20AS109 | Pivot Adjusting Bearing No.9 |  | OPERATING | OPERATING | E075 | SNR0-2M0 | F40300005 |  | SNR0
SNR-H05MKD20AS110 | Pivot Adjusting Bearing No.10 |  | OPERATING | OPERATING | E075 | SNR0-2M0 | F40300005 |  | SNR0
SNR-H05MKD20AS111 | Pivot Adjusting Bearing No.11 |  | OPERATING | OPERATING | E075 | SNR0-2M0 | F40300005 |  | SNR0
SNR-H05MKD20AS112 | Pivot Adjusting Bearing No.12 |  | OPERATING | OPERATING | E075 | SNR0-2M0 | F40300005 |  | SNR0
SNR-H05MKD20BB001 | Gen. Oil Pan |  | OPERATING | OPERATING | E075 | SNR0-2M0 | F40300005 |  | SNR0
SNR-H05MKD20BB002 | Thrust Box |  | OPERATING | OPERATING | E075 | SNR0-2M0 | F40300005 |  | SNR0
SNR-H05MKD20BQ001 | Support Upper Gen. Guide |  | OPERATING | OPERATING | E075 | SNR0-2M0 | F40300005 |  | SNR0
SNR-H05MKD20BR001 | Pipe Line |  | OPERATING | OPERATING | E075 | SNR0-2M0 | F40300005 |  | SNR0
SNR-H05MKD20BU001 | Insulation Check Lead Circulating(TC1) |  | OPERATING | OPERATING | E075 | SNR0-2M0 | F40300005 |  | SNR0
SNR-H05MKD20CE001 | Current for Guide Brg. Frame (IC2) |  | OPERATING | OPERATING | E075 | SNR0-2M0 | F40300005 |  | SNR0
SNR-H05MKD20CT007 | RTD.1 (US. 4) |  | OPERATING | OPERATING | E075 | SNR0-2E0 | F40300005 |  | SNR0
SNR-H05MKD20CT008 | RTD.2 (US.10) |  | OPERATING | OPERATING | E075 | SNR0-2E0 | F40300005 |  | SNR0
SNR-H05MKD20CT009 | Dial Thermo. for UpperGuide Brg. (38DQ7) |  | OPERATING | OPERATING | E075 | SNR0-2E0 | F40300005 |  | SNR0
SNR-H05MKD20CT010 | Dial Thermo.UpperGuide Oil Reser.(38DQU) |  | OPERATING | OPERATING | E075 | SNR0-2E0 | F40300005 |  | SNR0
SNR-H05MKD20CT011 | Temp. Relay for Upper Guide Brg. (38TU1) |  | OPERATING | OPERATING | E075 | SNR0-2E0 | F40300005 |  | SNR0
SNR-H05MKD20CT012 | Temp. Relay UpperGuide Oil Reser.(38TQU) |  | OPERATING | OPERATING | E075 | SNR0-2E0 | F40300005 |  | SNR0
SNR-H05MKD30 | Gen Thrust Bearing Set |  | OPERATING | OPERATING | E075 | SNR0-2M0 | F40300005 |  | SNR0
SNR-H05MKD30HD101 | Thrust Bearng No.01 |  | OPERATING | OPERATING | E075 | SNR0-2M0 | F40300005 |  | SNR0
SNR-H05MKD30HD102 | Thrust Bearng No.02 |  | OPERATING | OPERATING | E075 | SNR0-2M0 | F40300005 |  | SNR0
SNR-H05MKD30HD103 | Thrust Bearng No.03 |  | OPERATING | OPERATING | E075 | SNR0-2M0 | F40300005 |  | SNR0
SNR-H05MKD30HD104 | Thrust Bearng No.04 |  | OPERATING | OPERATING | E075 | SNR0-2M0 | F40300005 |  | SNR0
SNR-H05MKD30HD105 | Thrust Bearng No.05 |  | OPERATING | OPERATING | E075 | SNR0-2M0 | F40300005 |  | SNR0
SNR-H05MKD30HD106 | Thrust Bearng No.06 |  | OPERATING | OPERATING | E075 | SNR0-2M0 | F40300005 |  | SNR0
SNR-H05MKD30HD107 | Thrust Bearng No.07 |  | OPERATING | OPERATING | E075 | SNR0-2M0 | F40300005 |  | SNR0
SNR-H05MKD30HD108 | Thrust Bearng No.08 |  | OPERATING | OPERATING | E075 | SNR0-2M0 | F40300005 |  | SNR0
SNR-H05MKD30HD109 | Thrust Bearng No.09 |  | OPERATING | OPERATING | E075 | SNR0-2M0 | F40300005 |  | SNR0
SNR-H05MKD30HD110 | Thrust Bearng No.10 |  | OPERATING | OPERATING | E075 | SNR0-2M0 | F40300005 |  | SNR0
SNR-H05MKD30HD111 | Thrust Bearng No.11 |  | OPERATING | OPERATING | E075 | SNR0-2M0 | F40300005 |  | SNR0
SNR-H05MKD30HD112 | Thrust Bearng No.12 |  | OPERATING | OPERATING | E075 | SNR0-2M0 | F40300005 |  | SNR0
SNR-H05MKD40 | Gen Guide Bearing Set |  | OPERATING | OPERATING | E075 | SNR0-2M0 | F40300005 |  | SNR0
SNR-H05MKD40HD101 | Lower Gen. Guide Bearing No.01 |  | OPERATING | OPERATING | E075 | SNR0-2M0 | F40300005 |  | SNR0
SNR-H05MKD40HD102 | Lower Gen. Guide Bearing No.02 |  | OPERATING | OPERATING | E075 | SNR0-2M0 | F40300005 |  | SNR0
SNR-H05MKD40HD103 | Lower Gen. Guide Bearing No.03 |  | OPERATING | OPERATING | E075 | SNR0-2M0 | F40300005 |  | SNR0
SNR-H05MKD40HD104 | Lower Gen. Guide Bearing No.04 |  | OPERATING | OPERATING | E075 | SNR0-2M0 | F40300005 |  | SNR0
SNR-H05MKD40HD105 | Lower Gen. Guide Bearing No.05 |  | OPERATING | OPERATING | E075 | SNR0-2M0 | F40300005 |  | SNR0
SNR-H05MKD40HD106 | Lower Gen. Guide Bearing No.06 |  | OPERATING | OPERATING | E075 | SNR0-2M0 | F40300005 |  | SNR0
SNR-H05MKD40HD107 | Lower Gen. Guide Bearing No.07 |  | OPERATING | OPERATING | E075 | SNR0-2M0 | F40300005 |  | SNR0
SNR-H05MKD40HD108 | Lower Gen. Guide Bearing No.08 |  | OPERATING | OPERATING | E075 | SNR0-2M0 | F40300005 |  | SNR0
SNR-H05MKD40HD109 | Lower Gen. Guide Bearing No.09 |  | OPERATING | OPERATING | E075 | SNR0-2M0 | F40300005 |  | SNR0
SNR-H05MKD40HD110 | Lower Gen. Guide Bearing No.10 |  | OPERATING | OPERATING | E075 | SNR0-2M0 | F40300005 |  | SNR0
SNR-H05MKD40HD111 | Lower Gen. Guide Bearing No.11 |  | OPERATING | OPERATING | E075 | SNR0-2M0 | F40300005 |  | SNR0
SNR-H05MKD40HD112 | Lower Gen. Guide Bearing No.12 |  | OPERATING | OPERATING | E075 | SNR0-2M0 | F40300005 |  | SNR0
SNR-H05MKD40HD113 | Lower Gen. Guide Bearing No.13 |  | OPERATING | OPERATING | E075 | SNR0-2M0 | F40300005 |  | SNR0
SNR-H05MKD40HD114 | Lower Gen. Guide Bearing No.14 |  | OPERATING | OPERATING | E075 | SNR0-2M0 | F40300005 |  | SNR0
SNR-H05MKD40HD115 | Lower Gen. Guide Bearing No.15 |  | OPERATING | OPERATING | E075 | SNR0-2M0 | F40300005 |  | SNR0
SNR-H05MKD40HD116 | Lower Gen. Guide Bearing No.16 |  | OPERATING | OPERATING | E075 | SNR0-2M0 | F40300005 |  | SNR0
SNR-H05MKD40HD117 | Lower Gen. Guide Bearing No.17 |  | OPERATING | OPERATING | E075 | SNR0-2M0 | F40300005 |  | SNR0
SNR-H05MKD40HD118 | Lower Gen. Guide Bearing No.18 |  | OPERATING | OPERATING | E075 | SNR0-2M0 | F40300005 |  | SNR0
SNR-H05MKD40HD119 | Lower Gen. Guide Bearing No.19 |  | OPERATING | OPERATING | E075 | SNR0-2M0 | F40300005 |  | SNR0
SNR-H05MKD40HD120 | Lower Gen. Guide Bearing No.20 |  | OPERATING | OPERATING | E075 | SNR0-2M0 | F40300005 |  | SNR0
SNR-H05MKD50 | Upper Guide Bearing |  | OPERATING | OPERATING | E075 | SNR0-2M0 | F40300005 |  | SNR0
SNR-H05MKD50HD201 | Upper Guide Bearing No.01 |  | OPERATING | OPERATING | E075 | SNR0-2M0 | F40300005 |  | SNR0
SNR-H05MKD50HD202 | Upper Guide Bearing No.02 |  | OPERATING | OPERATING | E075 | SNR0-2M0 | F40300005 |  | SNR0
SNR-H05MKD50HD203 | Upper Guide Bearing No.03 |  | OPERATING | OPERATING | E075 | SNR0-2M0 | F40300005 |  | SNR0
SNR-H05MKD50HD204 | Upper Guide Bearing No.04 |  | OPERATING | OPERATING | E075 | SNR0-2M0 | F40300005 |  | SNR0
SNR-H05MKD50HD205 | Upper Guide Bearing No.05 |  | OPERATING | OPERATING | E075 | SNR0-2M0 | F40300005 |  | SNR0
SNR-H05MKD50HD206 | Upper Guide Bearing No.06 |  | OPERATING | OPERATING | E075 | SNR0-2M0 | F40300005 |  | SNR0
SNR-H05MKD50HD207 | Upper Guide Bearing No.07 |  | OPERATING | OPERATING | E075 | SNR0-2M0 | F40300005 |  | SNR0
SNR-H05MKD50HD208 | Upper Guide Bearing No.08 |  | OPERATING | OPERATING | E075 | SNR0-2M0 | F40300005 |  | SNR0
SNR-H05MKD50HD209 | Upper Guide Bearing No.09 |  | OPERATING | OPERATING | E075 | SNR0-2M0 | F40300005 |  | SNR0
SNR-H05MKD50HD210 | Upper Guide Bearing No.10 |  | OPERATING | OPERATING | E075 | SNR0-2M0 | F40300005 |  | SNR0
SNR-H05MKD50HD211 | Upper Guide Bearing No.11 |  | OPERATING | OPERATING | E075 | SNR0-2M0 | F40300005 |  | SNR0
SNR-H05MKD50HD212 | Upper Guide Bearing No.12 |  | OPERATING | OPERATING | E075 | SNR0-2M0 | F40300005 |  | SNR0
SNR-H05MKU | SNR-H05 Cooling Oil System |  | OPERATING | OPERATING | E075 | SNR0-2M0 | F40300005 |  | SNR0
SNR-H05MKU10 | Gen. Oil Cooler System |  | OPERATING | OPERATING | E075 | SNR0-2M0 | F40300005 |  | SNR0
SNR-H05MKU10AC001 | Lower Gen. Oil Cooler No. a |  | OPERATING | OPERATING | E075 | SNR0-2M0 | F40300005 |  | SNR0
SNR-H05MKU10AC002 | Lower Gen. Oil Cooler No. b |  | OPERATING | OPERATING | E075 | SNR0-2M0 | F40300005 |  | SNR0
SNR-H05MKU10AC003 | Lower Gen. Oil Cooler No. c |  | OPERATING | OPERATING | E075 | SNR0-2M0 | F40300005 |  | SNR0
SNR-H05MKU10AC004 | Lower Gen. Oil Cooler No. d |  | OPERATING | OPERATING | E075 | SNR0-2M0 | F40300005 |  | SNR0
SNR-H05MKU10AT001 | Oil Strainer for Gen. Oil Cooler |  | OPERATING | OPERATING | E075 | SNR0-2M0 | F40300005 |  | SNR0
SNR-H05MKU10BR001 | Pipe Lub. Oil |  | OPERATING | OPERATING | E075 | SNR0-2M0 | F40300005 |  | SNR0
SNR-H05MKV | SNR-H05 Lub. Supply System |  | OPERATING | OPERATING | E075 | SNR0-2M0 | F40300005 |  | SNR0
SNR-H05MKV10 | Lub. Supply System |  | OPERATING | OPERATING | E075 | SNR0-2M0 | F40300005 |  | SNR0
SNR-H05MKV10AA001 | Valve Inlet before Oil Pump No.1 |  | OPERATING | OPERATING | E075 | SNR0-2M0 | F40300005 |  | SNR0
SNR-H05MKV10AA002 | Valve Outlet after Oil Pump No.1 |  | OPERATING | OPERATING | E075 | SNR0-2M0 | F40300005 |  | SNR0
SNR-H05MKV10AA003 | Valve Inlet before Oil Pump No.2 |  | OPERATING | OPERATING | E075 | SNR0-2M0 | F40300005 |  | SNR0
SNR-H05MKV10AA004 | Valve Outlet after Oil Pump No.2 |  | OPERATING | OPERATING | E075 | SNR0-2M0 | F40300005 |  | SNR0
SNR-H05MKV10AA005 | Valve Inlet Oil Cooler No.1 |  | OPERATING | OPERATING | E075 | SNR0-2M0 | F40300005 |  | SNR0
SNR-H05MKV10AA006 | Valve Outlet Oil Cooler No.1 |  | OPERATING | OPERATING | E075 | SNR0-2M0 | F40300005 |  | SNR0
SNR-H05MKV10AA007 | Valve Inlet Oil Cooler No.2 |  | OPERATING | OPERATING | E075 | SNR0-2M0 | F40300005 |  | SNR0
SNR-H05MKV10AA008 | Valve Outlet Oil Cooler No.2 |  | OPERATING | OPERATING | E075 | SNR0-2M0 | F40300005 |  | SNR0
SNR-H05MKV10AA009 | Valve for Air Vent Suction Pipe |  | OPERATING | OPERATING | E075 | SNR0-2M0 | F40300005 |  | SNR0
SNR-H05MKV10AA010 | Valve for Air Vent Discharge Pipe |  | OPERATING | OPERATING | E075 | SNR0-2M0 | F40300005 |  | SNR0
SNR-H05MKV10AA011 | Valve Air Vent for Oil Cooler |  | OPERATING | OPERATING | E075 | SNR0-2M0 | F40300005 |  | SNR0
SNR-H05MKV10AA012 | Valve Before Strainer |  | OPERATING | OPERATING | E075 | SNR0-2M0 | F40300005 |  | SNR0
SNR-H05MKV10AA013 | Valve After Strainer |  | OPERATING | OPERATING | E075 | SNR0-2M0 | F40300005 |  | SNR0
SNR-H05MKV10AA014 | Valve By Pass Strainer |  | OPERATING | OPERATING | E075 | SNR0-2M0 | F40300005 |  | SNR0
SNR-H05MKV10AA015 | Check Valve for Oil Pump No.1 |  | OPERATING | OPERATING | E075 | SNR0-2M0 | F40300005 |  | SNR0
SNR-H05MKV10AA016 | Check Valve for Oil Pump No.2 |  | OPERATING | OPERATING | E075 | SNR0-2M0 | F40300005 |  | SNR0
SNR-H05MKV10AA017 | Valve Drain Lub. Oil Cooler No.1 |  | OPERATING | OPERATING | E075 | SNR0-2M0 | F40300005 |  | SNR0
SNR-H05MKV10AA018 | Valve Drain Lub. Oil Cooler No.2 |  | OPERATING | OPERATING | E075 | SNR0-2M0 | F40300005 |  | SNR0
SNR-H05MKV10AC001 | Upper Gen. Oil Cooler No. a |  | OPERATING | OPERATING | E075 | SNR0-2M0 | F40300005 |  | SNR0
SNR-H05MKV10AC002 | Upper Gen. Oil Cooler No. b |  | OPERATING | OPERATING | E075 | SNR0-2M0 | F40300005 |  | SNR0
SNR-H05MKV10AP001 | Gen. Guide Brg. Oil Pump No.1 |  | OPERATING | OPERATING | E075 | SNR0-2M0 | F40300005 |  | SNR0
SNR-H05MKV10AP001-M01 | Motor (QBMA) |  | OPERATING | OPERATING | E075 | SNR0-2E0 | F40300005 |  | SNR0
SNR-H05MKV10AP001KA01 | Valve for Pressure Gauge |  | OPERATING | OPERATING | E075 | SNR0-2M0 | F40300005 |  | SNR0
SNR-H05MKV10AP001KP01 | Pump No.1 |  | OPERATING | OPERATING | E075 | SNR0-2M0 | F40300005 |  | SNR0
SNR-H05MKV10AP001MK01 | Coupling |  | OPERATING | OPERATING | E075 | SNR0-2M0 | F40300005 |  | SNR0
SNR-H05MKV10AP001QP01 | Pressure Gauge |  | OPERATING | OPERATING | E075 | SNR0-2E0 | F40300005 |  | SNR0
SNR-H05MKV10AP002 | Gen. Guide Brg. Oil Pump No.2 |  | OPERATING | OPERATING | E075 | SNR0-2M0 | F40300005 |  | SNR0
SNR-H05MKV10AP002-M01 | Motor (QBMB) |  | OPERATING | OPERATING | E075 | SNR0-2E0 | F40300005 |  | SNR0
SNR-H05MKV10AP002KA01 | Valve for Pressure Gauge |  | OPERATING | OPERATING | E075 | SNR0-2M0 | F40300005 |  | SNR0
SNR-H05MKV10AP002KP01 | Oil Pump No.2 |  | OPERATING | OPERATING | E075 | SNR0-2M0 | F40300005 |  | SNR0
SNR-H05MKV10AP002MK01 | Coupling |  | OPERATING | OPERATING | E075 | SNR0-2M0 | F40300005 |  | SNR0
SNR-H05MKV10AP002QP01 | Pressure Gauge |  | OPERATING | OPERATING | E075 | SNR0-2E0 | F40300005 |  | SNR0
SNR-H05MKV10AT001 | Strainer for Oil Pump No.1 |  | OPERATING | OPERATING | E075 | SNR0-2M0 | F40300005 |  | SNR0
SNR-H05MKV10BP001 | Flow Sight for Oil Cooler No.1 |  | OPERATING | OPERATING | E075 | SNR0-2M0 | F40300005 |  | SNR0
SNR-H05MKV10BP002 | Flow Sight for Oil Cooler No.2 |  | OPERATING | OPERATING | E075 | SNR0-2M0 | F40300005 |  | SNR0
SNR-H05MKV10BR001 | Pipe Line |  | OPERATING | OPERATING | E075 | SNR0-2M0 | F40300005 |  | SNR0
SNR-H05MKV10CP001 | Flow Relay 80QL |  | OPERATING | OPERATING | E075 | SNR0-2E0 | F40300005 |  | SNR0
SNR-H05MKV10CP002 | Difference Pressure for Strainer |  | OPERATING | OPERATING | E075 | SNR0-2E0 | F40300005 |  | SNR0
SNR-H05MKV10CT001 | Oil Inlet Temp. |  | OPERATING | OPERATING | E075 | SNR0-2M0 | F40300005 |  | SNR0
SNR-H05MKV10CT002 | Oil Outlet Temp. |  | OPERATING | OPERATING | E075 | SNR0-2M0 | F40300005 |  | SNR0
SNR-H05MKY | SNR-H05 Control & Protection |  | OPERATING | OPERATING | E075 | SNR0-2E0 | F40300005 |  | SNR0
SNR-H05MKY10 | Unit 5 Dynamic Brake DS |  | OPERATING | OPERATING | E075 | SNR0-2E0 | F40300005 |  | SNR0
SNR-H05MKY10AA001 | Valve for Suction Line Fillter |  | OPERATING | OPERATING | E075 | SNR0-2M0 | F40300005 |  | SNR0
SNR-H05MKY10AA002 | Relief Valve |  | OPERATING | OPERATING | E075 | SNR0-2M0 | F40300005 |  | SNR0
SNR-H05MKY10AA003 | Check Valve for Pump No.1 |  | OPERATING | OPERATING | E075 | SNR0-2M0 | F40300005 |  | SNR0
SNR-H05MKY10AA004 | Check Valve for Pump No.2 |  | OPERATING | OPERATING | E075 | SNR0-2M0 | F40300005 |  | SNR0
SNR-H05MKY10AA005 | Check Valve for Discharge Line |  | OPERATING | OPERATING | E075 | SNR0-2M0 | F40300005 |  | SNR0
SNR-H05MKY10AA006 | Flow Control CheckValve Thrusg.No.1-1 |  | OPERATING | OPERATING | E075 | SNR0-2M0 | F40300005 |  | SNR0
SNR-H05MKY10AA007 | Flow Control CheckValve Thrusg.No.1-2 |  | OPERATING | OPERATING | E075 | SNR0-2M0 | F40300005 |  | SNR0
SNR-H05MKY10AA008 | Flow Control CheckValve ThrusgNo.2-1 |  | OPERATING | OPERATING | E075 | SNR0-2M0 | F40300005 |  | SNR0
SNR-H05MKY10AA009 | Flow Control CheckValve Thrusg No.2-2 |  | OPERATING | OPERATING | E075 | SNR0-2M0 | F40300005 |  | SNR0
SNR-H05MKY10AA010 | Flow Control CheckValve Thrusg No.3-1 |  | OPERATING | OPERATING | E075 | SNR0-2M0 | F40300005 |  | SNR0
SNR-H05MKY10AA011 | Flow Control CheckValve Thrusg No.3-2 |  | OPERATING | OPERATING | E075 | SNR0-2M0 | F40300005 |  | SNR0
SNR-H05MKY10AA012 | Flow Control CheckValve Thrusg No.4-1 |  | OPERATING | OPERATING | E075 | SNR0-2M0 | F40300005 |  | SNR0
SNR-H05MKY10AA013 | Flow Control CheckValve Thrusg No.4-2 |  | OPERATING | OPERATING | E075 | SNR0-2M0 | F40300005 |  | SNR0
SNR-H05MKY10AA014 | Flow Control CheckValve Thrusg No.5-1 |  | OPERATING | OPERATING | E075 | SNR0-2M0 | F40300005 |  | SNR0
SNR-H05MKY10AA015 | Flow Control CheckValve Thrusg No.5-2 |  | OPERATING | OPERATING | E075 | SNR0-2M0 | F40300005 |  | SNR0
SNR-H05MKY10AA016 | Flow Control CheckValve Thrusg No.6-1 |  | OPERATING | OPERATING | E075 | SNR0-2M0 | F40300005 |  | SNR0
SNR-H05MKY10AA017 | Flow Control CheckValve Thrusg No.6-2 |  | OPERATING | OPERATING | E075 | SNR0-2M0 | F40300005 |  | SNR0
SNR-H05MKY10AA018 | Flow Control CheckValve Thrusg No.7-1 |  | OPERATING | OPERATING | E075 | SNR0-2M0 | F40300005 |  | SNR0
SNR-H05MKY10AA019 | Flow Control CheckValve Thrusg No.7-2 |  | OPERATING | OPERATING | E075 | SNR0-2M0 | F40300005 |  | SNR0
SNR-H05MKY10AA020 | Flow Control CheckValve Thrusg No.8-1 |  | OPERATING | OPERATING | E075 | SNR0-2M0 | F40300005 |  | SNR0
SNR-H05MKY10AA021 | Flow Control CheckValve Thrusg No.8-2 |  | OPERATING | OPERATING | E075 | SNR0-2M0 | F40300005 |  | SNR0
SNR-H05MKY10AA022 | Flow Control CheckValve Thrusg No.9-1 |  | OPERATING | OPERATING | E075 | SNR0-2M0 | F40300005 |  | SNR0
SNR-H05MKY10AA023 | Flow Control CheckValve Thrusg No.9-2 |  | OPERATING | OPERATING | E075 | SNR0-2M0 | F40300005 |  | SNR0
SNR-H05MKY10AA024 | Flow Control CheckValve Thrusg No.10-1 |  | OPERATING | OPERATING | E075 | SNR0-2M0 | F40300005 |  | SNR0
SNR-H05MKY10AA025 | Flow Control CheckValve Thrusg No.10-2 |  | OPERATING | OPERATING | E075 | SNR0-2M0 | F40300005 |  | SNR0
SNR-H05MKY10AA026 | Flow Control CheckValve Thrusg No.11-1 |  | OPERATING | OPERATING | E075 | SNR0-2M0 | F40300005 |  | SNR0
SNR-H05MKY10AA027 | Flow Control CheckValve Thrusg No.11-2 |  | OPERATING | OPERATING | E075 | SNR0-2M0 | F40300005 |  | SNR0
SNR-H05MKY10AA028 | Flow Control CheckValve Thrusg No.12-1 |  | OPERATING | OPERATING | E075 | SNR0-2M0 | F40300005 |  | SNR0
SNR-H05MKY10AA029 | Flow Control CheckValve Thrusg No.12-2 |  | OPERATING | OPERATING | E075 | SNR0-2M0 | F40300005 |  | SNR0
SNR-H05MKY10AA030 | Flow Control Valve |  | OPERATING | OPERATING | E075 | SNR0-2M0 | F40300005 |  | SNR0
SNR-H05MKY10AP001 | High Pressure Oil Lift Pump No.1 |  | OPERATING | OPERATING | E075 | SNR0-2M0 | F40300005 |  | SNR0
SNR-H05MKY10AP001-M01 | Motor |  | OPERATING | OPERATING | E075 | SNR0-2E0 | F40300005 |  | SNR0
SNR-H05MKY10AP001KP01 | Pump |  | OPERATING | OPERATING | E075 | SNR0-2M0 | F40300005 |  | SNR0
SNR-H05MKY10AP001MK01 | Coupling |  | OPERATING | OPERATING | E075 | SNR0-2M0 | F40300005 |  | SNR0
SNR-H05MKY10AP002 | High Pressure Oil Lift Pump No.2 |  | OPERATING | OPERATING | E075 | SNR0-2M0 | F40300005 |  | SNR0
SNR-H05MKY10AP002-F01 | Pressure Switch for Relief Valve |  | OPERATING | OPERATING | E075 | SNR0-2E0 | F40300005 |  | SNR0
SNR-H05MKY10AP002-F02 | Pressure Switch for Discharge Line |  | OPERATING | OPERATING | E075 | SNR0-2E0 | F40300005 |  | SNR0
SNR-H05MKY10AP002-M1 | Motor |  | OPERATING | OPERATING | E075 | SNR0-2E0 | F40300005 |  | SNR0
SNR-H05MKY10AP002KP01 | Pump |  | OPERATING | OPERATING | E075 | SNR0-2M0 | F40300005 |  | SNR0
SNR-H05MKY10AP002MK01 | Coupling |  | OPERATING | OPERATING | E075 | SNR0-2M0 | F40300005 |  | SNR0
SNR-H05MKY10AT001 | Suction Fillter |  | OPERATING | OPERATING | E075 | SNR0-2M0 | F40300005 |  | SNR0
SNR-H05MKY10AT002 | Line Fillter |  | OPERATING | OPERATING | E075 | SNR0-2M0 | F40300005 |  | SNR0
SNR-H05MKY10BR001 | Pipe Line |  | OPERATING | OPERATING | E075 | SNR0-2M0 | F40300005 |  | SNR0
SNR-H05MKY10BR002 | Flexible Pipe for Thrusg Brg. No.1-1 |  | OPERATING | OPERATING | E075 | SNR0-2M0 | F40300005 |  | SNR0
SNR-H05MKY10BR003 | Flexible Pipe for Thrusg Brg. No.1-2 |  | OPERATING | OPERATING | E075 | SNR0-2M0 | F40300005 |  | SNR0
SNR-H05MKY10BR004 | Flexible Pipe for Thrusg Brg. No.2-1 |  | OPERATING | OPERATING | E075 | SNR0-2M0 | F40300005 |  | SNR0
SNR-H05MKY10BR005 | Flexible Pipe for Thrusg Brg. No.2-2 |  | OPERATING | OPERATING | E075 | SNR0-2M0 | F40300005 |  | SNR0
SNR-H05MKY10BR006 | Flexible Pipe for Thrusg Brg. No.3-1 |  | OPERATING | OPERATING | E075 | SNR0-2M0 | F40300005 |  | SNR0
SNR-H05MKY10BR007 | Flexible Pipe for Thrusg Brg. No.3-2 |  | OPERATING | OPERATING | E075 | SNR0-2M0 | F40300005 |  | SNR0
SNR-H05MKY10BR008 | Flexible Pipe for Thrusg Brg. No.4-1 |  | OPERATING | OPERATING | E075 | SNR0-2M0 | F40300005 |  | SNR0
SNR-H05MKY10BR009 | Flexible Pipe for Thrusg Brg. No.4-2 |  | OPERATING | OPERATING | E075 | SNR0-2M0 | F40300005 |  | SNR0
SNR-H05MKY10BR010 | Flexible Pipe for Thrusg Brg. No.5-1 |  | OPERATING | OPERATING | E075 | SNR0-2M0 | F40300005 |  | SNR0
SNR-H05MKY10BR011 | Flexible Pipe for Thrusg Brg. No.5-2 |  | OPERATING | OPERATING | E075 | SNR0-2M0 | F40300005 |  | SNR0
SNR-H05MKY10BR012 | Flexible Pipe for Thrusg Brg. No.6-1 |  | OPERATING | OPERATING | E075 | SNR0-2M0 | F40300005 |  | SNR0
SNR-H05MKY10BR013 | Flexible Pipe for Thrusg Brg. No.6-2 |  | OPERATING | OPERATING | E075 | SNR0-2M0 | F40300005 |  | SNR0
SNR-H05MKY10BR014 | Flexible Pipe for Thrusg Brg. No.7-1 |  | OPERATING | OPERATING | E075 | SNR0-2M0 | F40300005 |  | SNR0
SNR-H05MKY10BR015 | Flexible Pipe for Thrusg Brg. No.7-2 |  | OPERATING | OPERATING | E075 | SNR0-2M0 | F40300005 |  | SNR0
SNR-H05MKY10BR016 | Flexible Pipe for Thrusg Brg. No.8-1 |  | OPERATING | OPERATING | E075 | SNR0-2M0 | F40300005 |  | SNR0
SNR-H05MKY10BR017 | Flexible Pipe for Thrusg Brg. No.8-2 |  | OPERATING | OPERATING | E075 | SNR0-2M0 | F40300005 |  | SNR0
SNR-H05MKY10BR018 | Flexible Pipe for Thrusg Brg. No.9-1 |  | OPERATING | OPERATING | E075 | SNR0-2M0 | F40300005 |  | SNR0
SNR-H05MKY10BR019 | Flexible Pipe for Thrusg Brg. No.9-2 |  | OPERATING | OPERATING | E075 | SNR0-2M0 | F40300005 |  | SNR0
SNR-H05MKY10BR020 | Flexible Pipe for Thrusg Brg. No.10-1 |  | OPERATING | OPERATING | E075 | SNR0-2M0 | F40300005 |  | SNR0
SNR-H05MKY10BR021 | Flexible Pipe for Thrusg Brg. No.10-2 |  | OPERATING | OPERATING | E075 | SNR0-2M0 | F40300005 |  | SNR0
SNR-H05MKY10BR022 | Flexible Pipe for Thrusg Brg. No.11-1 |  | OPERATING | OPERATING | E075 | SNR0-2M0 | F40300005 |  | SNR0
SNR-H05MKY10BR023 | Flexible Pipe for Thrusg Brg. No.11-2 |  | OPERATING | OPERATING | E075 | SNR0-2M0 | F40300005 |  | SNR0
SNR-H05MKY10BR024 | Flexible Pipe for Thrusg Brg. No.12-1 |  | OPERATING | OPERATING | E075 | SNR0-2M0 | F40300005 |  | SNR0
SNR-H05MKY10BR025 | Flexible Pipe for Thrusg Brg. No.12-2 |  | OPERATING | OPERATING | E075 | SNR0-2M0 | F40300005 |  | SNR0
SNR-H05MKY10CP001 | Pressure Gauge for Discharge Line |  | OPERATING | OPERATING | E075 | SNR0-2E0 | F40300005 |  | SNR0
SNR-H05MKY10GS100 | Unit5 Dynamic Brake DS (57DB) Cubicle |  | OPERATING | OPERATING | E075 | SNR0-2E0 | F40300005 |  | SNR0
SNR-H05MKY11 | Unit 5 Dynamic Brake Excitation Control |  | OPERATING | OPERATING | E075 | SNR0-2E0 | F40300005 |  | SNR0
SNR-H05MKY11DE100 | Unit5 Dynamic Brake Rectifier (DBR) PNL. |  | OPERATING | OPERATING | E075 | SNR0-2E0 | F40300005 |  | SNR0
SNR-H05MKY11GS100 | Unit5 Dynamic Brake Field Switch PNL. |  | OPERATING | OPERATING | E075 | SNR0-2E0 | F40300005 |  | SNR0
SNR-H05MKY11GS100-Q01 | Unit5 ACB 41DB |  | OPERATING | OPERATING | E075 | SNR0-2E0 | F40300005 |  | SNR0
SNR-H05MKY12 | Unit 5 Dynamic Brake Transformer |  | OPERATING | OPERATING | E075 | SNR0-2E0 | F40300005 |  | SNR0
SNR-H05MKY12GT100 | Unit5 Dynamic Brake Transformer Cubicle |  | OPERATING | OPERATING | E075 | SNR0-2E0 | F40300005 |  | SNR0
SNR-H05P | Cooling Water System |  | OPERATING | OPERATING | E075 | SNR0-2M0 | F40300005 |  | SNR0
SNR-H05PA | Cooling Water System |  | OPERATING | OPERATING | E075 | SNR0-2M0 | F40300005 |  | SNR0
SNR-H05PAG | Main Cooling Water |  | OPERATING | OPERATING | E075 | SNR0-2M0 | F40300005 |  | SNR0
SNR-H05PAG10 | Main Cooling From Penstock |  | OPERATING | OPERATING | E075 | SNR0-2M0 | F40300005 |  | SNR0
SNR-H05PAG10AA001 | Main Valve From Penstock |  | OPERATING | OPERATING | E075 | SNR0-2M0 | F40300005 |  | SNR0
SNR-H05PAG10AA002 | Main Cooling Water SupplyValve20PM |  | OPERATING | OPERATING | E075 | SNR0-2E0 | F40300005 |  | SNR0
SNR-H05PAG10AA002-M01 | Motor for Valve 20PM |  | OPERATING | OPERATING | E075 | SNR0-2E0 | F40300005 |  | SNR0
SNR-H05PAG10AA002KA01 | Valve |  | OPERATING | OPERATING | E075 | SNR0-2M0 | F40300005 |  | SNR0
SNR-H05PAG10AA002MG01 | Gear Drive |  | OPERATING | OPERATING | E075 | SNR0-2M0 | F40300005 |  | SNR0
SNR-H05PAG10AA003 | By - Pass Valve for Valve 20PM |  | OPERATING | OPERATING | E075 | SNR0-2M0 | F40300005 |  | SNR0
SNR-H05PAG10AA004 | Valve Inlet before washing Strainer 810A |  | OPERATING | OPERATING | E075 | SNR0-2M0 | F40300005 |  | SNR0
SNR-H05PAG10AA005 | Valve Outlet after washing Strainer 810A |  | OPERATING | OPERATING | E075 | SNR0-2M0 | F40300005 |  | SNR0
SNR-H05PAG10AA006 | Valve Drain for AutoWashing Strainer810A |  | OPERATING | OPERATING | E075 | SNR0-2M0 | F40300005 |  | SNR0
SNR-H05PAG10AA007 | Valve Inlet before washing Strainer 810B |  | OPERATING | OPERATING | E075 | SNR0-2M0 | F40300005 |  | SNR0
SNR-H05PAG10AA008 | Valve Outlet after washing Strainer 810B |  | OPERATING | OPERATING | E075 | SNR0-2M0 | F40300005 |  | SNR0
SNR-H05PAG10AA009 | Valve Drain for AutoWashing Strainer810B |  | OPERATING | OPERATING | E075 | SNR0-2M0 | F40300005 |  | SNR0
SNR-H05PAG10AA010 | AutoValve Drain AutoWashing Strainer810A |  | OPERATING | OPERATING | E075 | SNR0-2M0 | F40300005 |  | SNR0
SNR-H05PAG10AA010-M01 | Motor |  | OPERATING | OPERATING | E075 | SNR0-2E0 | F40300005 |  | SNR0
SNR-H05PAG10AA010KA01 | Valve |  | OPERATING | OPERATING | E075 | SNR0-2M0 | F40300005 |  | SNR0
SNR-H05PAG10AA010MG01 | Gear Drive |  | OPERATING | OPERATING | E075 | SNR0-2M0 | F40300005 |  | SNR0
SNR-H05PAG10AA011 | AutoValve Drain AutoWashing Strainer810B |  | OPERATING | OPERATING | E075 | SNR0-2M0 | F40300005 |  | SNR0
SNR-H05PAG10AA011-M01 | Motor |  | OPERATING | OPERATING | E075 | SNR0-2E0 | F40300005 |  | SNR0
SNR-H05PAG10AA011KA01 | Valve |  | OPERATING | OPERATING | E075 | SNR0-2M0 | F40300005 |  | SNR0
SNR-H05PAG10AA011MG01 | Gear Drive |  | OPERATING | OPERATING | E075 | SNR0-2M0 | F40300005 |  | SNR0
SNR-H05PAG10AA012 | ValveInlet before Press.Reduc. Valve825 |  | OPERATING | OPERATING | E075 | SNR0-2M0 | F40300005 |  | SNR0
SNR-H05PAG10AA013 | Pressure Reducing Valve(825) |  | OPERATING | OPERATING | E075 | SNR0-2M0 | F40300005 |  | SNR0
SNR-H05PAG10AA013KA01 | Valve 825 |  | OPERATING | OPERATING | E075 | SNR0-2M0 | F40300005 |  | SNR0
SNR-H05PAG10AA013KA02 | Valve for Pressure Gauge Inlet |  | OPERATING | OPERATING | E075 | SNR0-2M0 | F40300005 |  | SNR0
SNR-H05PAG10AA013KA03 | Valve for Pressure Gauge Outlet |  | OPERATING | OPERATING | E075 | SNR0-2M0 | F40300005 |  | SNR0
SNR-H05PAG10AA013QP01 | Pressure Gauge Inlet |  | OPERATING | OPERATING | E075 | SNR0-2E0 | F40300005 |  | SNR0
SNR-H05PAG10AA013QP02 | Pressure Gauge Outlet |  | OPERATING | OPERATING | E075 | SNR0-2E0 | F40300005 |  | SNR0
SNR-H05PAG10AA014 | ValveInlet before Press.Reduc. Valve825 |  | OPERATING | OPERATING | E075 | SNR0-2M0 | F40300005 |  | SNR0
SNR-H05PAG10AA015 | Pressure Relief Valve(828) |  | OPERATING | OPERATING | E075 | SNR0-2M0 | F40300005 |  | SNR0
SNR-H05PAG10AA016 | Check Valve After Relief Valve |  | OPERATING | OPERATING | E075 | SNR0-2M0 | F40300005 |  | SNR0
SNR-H05PAG10AA017 | Valve After Relief Valve |  | OPERATING | OPERATING | E075 | SNR0-2M0 | F40300005 |  | SNR0
SNR-H05PAG10AA018 | Disch.Valve Upper Guide,Thrust ,Air Cooler |  | OPERATING | OPERATING | E075 | SNR0-2M0 | F40300005 |  | SNR0
SNR-H05PAG10AG001 | Mini Hydro Turbine for Penstock |  | OPERATING | OPERATING | E075 | SNR0-2M0 | F40300005 |  | SNR0
SNR-H05PAG10AG001-G01 | Generator |  | OPERATING | OPERATING | E075 | SNR0-2M0 | F40300005 |  | SNR0
SNR-H05PAG10AG001KA01 | Inlet Valve |  | OPERATING | OPERATING | E075 | SNR0-2M0 | F40300005 |  | SNR0
SNR-H05PAG10AG001KA02 | Manual Valve |  | OPERATING | OPERATING | E075 | SNR0-2M0 | F40300005 |  | SNR0
SNR-H05PAG10AG001KA03 | Bypass Valve |  | OPERATING | OPERATING | E075 | SNR0-2M0 | F40300005 |  | SNR0
SNR-H05PAG10AG001MT01 | Turbine |  | OPERATING | OPERATING | E075 | SNR0-2M0 | F40300005 |  | SNR0
SNR-H05PAG10AT001 | Auto. Washing Strainer No.A(810A) |  | OPERATING | OPERATING | E075 | SNR0-2M0 | F40300005 |  | SNR0
SNR-H05PAG10AT001-M01 | Motor Auto. Washing Strainer No.A(810A) |  | OPERATING | OPERATING | E075 | SNR0-2E0 | F40300005 |  | SNR0
SNR-H05PAG10AT001KA01 | Valve for Pressure Gauge Inlet |  | OPERATING | OPERATING | E075 | SNR0-2M0 | F40300005 |  | SNR0
SNR-H05PAG10AT001KA02 | Valve for Pressure Gauge Outlet |  | OPERATING | OPERATING | E075 | SNR0-2M0 | F40300005 |  | SNR0
SNR-H05PAG10AT001KT01 | Strainer |  | OPERATING | OPERATING | E075 | SNR0-2M0 | F40300005 |  | SNR0
SNR-H05PAG10AT001MG01 | Gear Drive |  | OPERATING | OPERATING | E075 | SNR0-2M0 | F40300005 |  | SNR0
SNR-H05PAG10AT001QP01 | Pressure Gauge Inlet |  | OPERATING | OPERATING | E075 | SNR0-2E0 | F40300005 |  | SNR0
SNR-H05PAG10AT001QP02 | Pressure Gauge Outlet |  | OPERATING | OPERATING | E075 | SNR0-2E0 | F40300005 |  | SNR0
SNR-H05PAG10AT002 | Auto. Washing Strainer No.B(810B) |  | OPERATING | OPERATING | E075 | SNR0-2M0 | F40300005 |  | SNR0
SNR-H05PAG10AT002-M01 | Motor Auto. Washing Strainer No.B(810B) |  | OPERATING | OPERATING | E075 | SNR0-2E0 | F40300005 |  | SNR0
SNR-H05PAG10AT002KA01 | Valve for Pressure Gauge Inlet |  | OPERATING | OPERATING | E075 | SNR0-2M0 | F40300005 |  | SNR0
SNR-H05PAG10AT002KA02 | Valve for Pressure Gauge Outlet |  | OPERATING | OPERATING | E075 | SNR0-2M0 | F40300005 |  | SNR0
SNR-H05PAG10AT002KT01 | Strainer |  | OPERATING | OPERATING | E075 | SNR0-2M0 | F40300005 |  | SNR0
SNR-H05PAG10AT002MG01 | Gear Drive |  | OPERATING | OPERATING | E075 | SNR0-2M0 | F40300005 |  | SNR0
SNR-H05PAG10AT002QP01 | Pressure Gauge Inlet |  | OPERATING | OPERATING | E075 | SNR0-2E0 | F40300005 |  | SNR0
SNR-H05PAG10AT002QP02 | Pressure Gauge Outlet |  | OPERATING | OPERATING | E075 | SNR0-2E0 | F40300005 |  | SNR0
SNR-H05PAG10BR001 | Pipe Line |  | OPERATING | OPERATING | E075 | SNR0-2M0 | F40300005 |  | SNR0
SNR-H05PAG10CP001 | Pressure Gauge of Main Cooling Water |  | OPERATING | OPERATING | E075 | SNR0-2E0 | F40300005 |  | SNR0
SNR-H05PAG10CT001 | RTD-3 |  | OPERATING | OPERATING | E075 | SNR0-2E0 | F40300005 |  | SNR0
SNR-H05PAG11 | Main Cooling From D/T |  | OPERATING | OPERATING | E075 | SNR0-2M0 | F40300005 |  | SNR0
SNR-H05PAG11AA001 | Valve Inlet from D/T |  | OPERATING | OPERATING | E075 | SNR0-2M0 | F40300005 |  | SNR0
SNR-H05PAG11AA002 | Valve for D/T Drain |  | OPERATING | OPERATING | E075 | SNR0-2M0 | F40300005 |  | SNR0
SNR-H05PAG11AA003 | ValveInlet Before Cooling Water Pump 801 |  | OPERATING | OPERATING | E075 | SNR0-2M0 | F40300005 |  | SNR0
SNR-H05PAG11AA004 | Check Valve After Cooling Water Pump 801 |  | OPERATING | OPERATING | E075 | SNR0-2M0 | F40300005 |  | SNR0
SNR-H05PAG11AA005 | Valve for Drain Water in D/T |  | OPERATING | OPERATING | E075 | SNR0-2M0 | F40300005 |  | SNR0
SNR-H05PAG11AA006 | ValveInlet Manual Wash. Strai. No.A 811A |  | OPERATING | OPERATING | E075 | SNR0-2M0 | F40300005 |  | SNR0
SNR-H05PAG11AA007 | ValveOutlet Manual Wash.Strai. No.A 811A |  | OPERATING | OPERATING | E075 | SNR0-2M0 | F40300005 |  | SNR0
SNR-H05PAG11AA008 | ValveDrain Manual Wash Strai No.A 811A |  | OPERATING | OPERATING | E075 | SNR0-2M0 | F40300005 |  | SNR0
SNR-H05PAG11AA009 | ValveInlet Manual Wash.Strai. No.B 811B |  | OPERATING | OPERATING | E075 | SNR0-2M0 | F40300005 |  | SNR0
SNR-H05PAG11AA010 | ValveOutlet Manual Wash.Strai. No.B 811B |  | OPERATING | OPERATING | E075 | SNR0-2M0 | F40300005 |  | SNR0
SNR-H05PAG11AA011 | ValveDrain Manual Wash.Strai. No.A 811B |  | OPERATING | OPERATING | E075 | SNR0-2M0 | F40300005 |  | SNR0
SNR-H05PAG11AG001 | MINI HYDRO TURBINE FOR D/T |  | OPERATING | OPERATING | E075 | SNR0-2M0 | F40300005 |  | SNR0
SNR-H05PAG11AG001-G01 | Generator |  | OPERATING | OPERATING | E075 | SNR0-2E0 | F40300005 |  | SNR0
SNR-H05PAG11AG001KA01 | Inlet Valve |  | OPERATING | OPERATING | E075 | SNR0-2M0 | F40300005 |  | SNR0
SNR-H05PAG11AG001KA02 | Manual Valve |  | OPERATING | OPERATING | E075 | SNR0-2M0 | F40300005 |  | SNR0
SNR-H05PAG11AG001KA03 | Bypass Valve |  | OPERATING | OPERATING | E075 | SNR0-2M0 | F40300005 |  | SNR0
SNR-H05PAG11AG001MT01 | Turbine |  | OPERATING | OPERATING | E075 | SNR0-2M0 | F40300005 |  | SNR0
SNR-H05PAG11AP001 | Main Cooling Water Pump(801) |  | OPERATING | OPERATING | E075 | SNR0-2M0 | F40300005 |  | SNR0
SNR-H05PAG11AP001-M01 | Main Cooling Water Pump(801)(Motor) |  | OPERATING | OPERATING | E075 | SNR0-2M0 | F40300005 |  | SNR0
SNR-H05PAG11AP001KA01 | Valve for Pressure Gauge Inlet |  | OPERATING | OPERATING | E075 | SNR0-2M0 | F40300005 |  | SNR0
SNR-H05PAG11AP001KA02 | Valve for Pressure Gauge Outlet |  | OPERATING | OPERATING | E075 | SNR0-2M0 | F40300005 |  | SNR0
SNR-H05PAG11AP001KP01 | Pump |  | OPERATING | OPERATING | E075 | SNR0-2M0 | F40300005 |  | SNR0
SNR-H05PAG11AP001MK01 | Coupling |  | OPERATING | OPERATING | E075 | SNR0-2M0 | F40300005 |  | SNR0
SNR-H05PAG11AP001QP01 | Pressure Gauge Inlet (I7) |  | OPERATING | OPERATING | E075 | SNR0-2E0 | F40300005 |  | SNR0
SNR-H05PAG11AP001QP02 | Pressure Gauge Outlet (I8) |  | OPERATING | OPERATING | E075 | SNR0-2E0 | F40300005 |  | SNR0
SNR-H05PAG11AP002 | Portable Vaccum Pump(802) |  | OPERATING | OPERATING | E075 | SNR0-2M0 | F40300005 |  | SNR0
SNR-H05PAG11AP002-M01 | Main Cooling Water Pump(801)(Motor) |  | OPERATING | OPERATING | E075 | SNR0-2M0 | F40300005 |  | SNR0
SNR-H05PAG11AP002KP01 | Pump |  | OPERATING | OPERATING | E075 | SNR0-2M0 | F40300005 |  | SNR0
SNR-H05PAG11AP002MK01 | Coupling |  | OPERATING | OPERATING | E075 | SNR0-2M0 | F40300005 |  | SNR0
SNR-H05PAG11AP002MR01 | Pipe Line |  | OPERATING | OPERATING | E075 | SNR0-2M0 | F40300005 |  | SNR0
SNR-H05PAG11AT001 | Manual Washing Strainer No.A(811A) |  | OPERATING | OPERATING | E075 | SNR0-2M0 | F40300005 |  | SNR0
SNR-H05PAG11AT001KA01 | Valve for Pressure Gauge Inlet |  | OPERATING | OPERATING | E075 | SNR0-2M0 | F40300005 |  | SNR0
SNR-H05PAG11AT001KA02 | Valve for Pressure Gauge Outlet |  | OPERATING | OPERATING | E075 | SNR0-2M0 | F40300005 |  | SNR0
SNR-H05PAG11AT001QP01 | Pressure Gauge Inlet |  | OPERATING | OPERATING | E075 | SNR0-2E0 | F40300005 |  | SNR0
SNR-H05PAG11AT001QP02 | Pressure Gauge Outlet |  | OPERATING | OPERATING | E075 | SNR0-2E0 | F40300005 |  | SNR0
SNR-H05PAG11AT002 | Manual Washing Strainer No.B(811B) |  | OPERATING | OPERATING | E075 | SNR0-2M0 | F40300005 |  | SNR0
SNR-H05PAG11AT002KA01 | Valve for Pressure Gauge Inlet |  | OPERATING | OPERATING | E075 | SNR0-2M0 | F40300005 |  | SNR0
SNR-H05PAG11AT002KA02 | Valve for Pressure Gauge Outlet |  | OPERATING | OPERATING | E075 | SNR0-2M0 | F40300005 |  | SNR0
SNR-H05PAG11AT002QP01 | Pressure Gauge Inlet |  | OPERATING | OPERATING | E075 | SNR0-2E0 | F40300005 |  | SNR0
SNR-H05PAG11AT002QP02 | Pressure Gauge Outlet |  | OPERATING | OPERATING | E075 | SNR0-2E0 | F40300005 |  | SNR0
SNR-H05PAG12 | Cooling Supply to Air Cooler |  | OPERATING | OPERATING | E075 | SNR0-2M0 | F40300005 |  | SNR0
SNR-H05PAG12AA001 | Main Valve Inlet Air Cooler |  | OPERATING | OPERATING | E075 | SNR0-2M0 | F40300005 |  | SNR0
SNR-H05PAG12AA002 | Valve Chemical Feeder Input |  | OPERATING | OPERATING | E075 | SNR0-2M0 | F40300005 |  | SNR0
SNR-H05PAG12AA003 | Valve Chemical Feeder Output |  | OPERATING | OPERATING | E075 | SNR0-2M0 | F40300005 |  | SNR0
SNR-H05PAG12AA004 | Valve Inlet Air Cooler No.01 |  | OPERATING | OPERATING | E075 | SNR0-2M0 | F40300005 |  | SNR0
SNR-H05PAG12AA005 | Valve Outlet Air Cooler No.01 |  | OPERATING | OPERATING | E075 | SNR0-2M0 | F40300005 |  | SNR0
SNR-H05PAG12AA006 | Valve Inlet Air Cooler No.02 |  | OPERATING | OPERATING | E075 | SNR0-2M0 | F40300005 |  | SNR0
SNR-H05PAG12AA007 | Valve Outlet Air Cooler No.02 |  | OPERATING | OPERATING | E075 | SNR0-2M0 | F40300005 |  | SNR0
SNR-H05PAG12AA008 | Valve Inlet Air Cooler No.03 |  | OPERATING | OPERATING | E075 | SNR0-2M0 | F40300005 |  | SNR0
SNR-H05PAG12AA009 | Valve Outlet Air Cooler No.03 |  | OPERATING | OPERATING | E075 | SNR0-2M0 | F40300005 |  | SNR0
SNR-H05PAG12AA010 | Valve Inlet Air Cooler No.04 |  | OPERATING | OPERATING | E075 | SNR0-2M0 | F40300005 |  | SNR0
SNR-H05PAG12AA011 | Valve Outlet Air Cooler No.04 |  | OPERATING | OPERATING | E075 | SNR0-2M0 | F40300005 |  | SNR0
SNR-H05PAG12AA012 | Valve Inlet Air Cooler No.05 |  | OPERATING | OPERATING | E075 | SNR0-2M0 | F40300005 |  | SNR0
SNR-H05PAG12AA013 | Valve Outlet Air Cooler No.05 |  | OPERATING | OPERATING | E075 | SNR0-2M0 | F40300005 |  | SNR0
SNR-H05PAG12AA014 | Valve Inlet Air Cooler No.06 |  | OPERATING | OPERATING | E075 | SNR0-2M0 | F40300005 |  | SNR0
SNR-H05PAG12AA015 | Valve Outlet Air Cooler No.06 |  | OPERATING | OPERATING | E075 | SNR0-2M0 | F40300005 |  | SNR0
SNR-H05PAG12AA016 | Valve Inlet Air Cooler No.07 |  | OPERATING | OPERATING | E075 | SNR0-2M0 | F40300005 |  | SNR0
SNR-H05PAG12AA017 | Valve Outlet Air Cooler No.07 |  | OPERATING | OPERATING | E075 | SNR0-2M0 | F40300005 |  | SNR0
SNR-H05PAG12AA018 | Valve Inlet Air Cooler No.08 |  | OPERATING | OPERATING | E075 | SNR0-2M0 | F40300005 |  | SNR0
SNR-H05PAG12AA019 | Valve Outlet Air Cooler No.08 |  | OPERATING | OPERATING | E075 | SNR0-2M0 | F40300005 |  | SNR0
SNR-H05PAG12AA020 | Valve Inlet Air Cooler No.09 |  | OPERATING | OPERATING | E075 | SNR0-2M0 | F40300005 |  | SNR0
SNR-H05PAG12AA021 | Valve Outlet Air Cooler No.09 |  | OPERATING | OPERATING | E075 | SNR0-2M0 | F40300005 |  | SNR0
SNR-H05PAG12AA022 | Valve Inlet Air Cooler No.10 |  | OPERATING | OPERATING | E075 | SNR0-2M0 | F40300005 |  | SNR0
SNR-H05PAG12AA023 | Valve Outlet Air Cooler No.10 |  | OPERATING | OPERATING | E075 | SNR0-2M0 | F40300005 |  | SNR0
SNR-H05PAG12AA024 | Valve Inlet Air Cooler No.11 |  | OPERATING | OPERATING | E075 | SNR0-2M0 | F40300005 |  | SNR0
SNR-H05PAG12AA025 | Valve Outlet Air Cooler No.11 |  | OPERATING | OPERATING | E075 | SNR0-2M0 | F40300005 |  | SNR0
SNR-H05PAG12AA026 | Valve Inlet Air Cooler No.12 |  | OPERATING | OPERATING | E075 | SNR0-2M0 | F40300005 |  | SNR0
SNR-H05PAG12AA027 | Valve Outlet Air Cooler No.12 |  | OPERATING | OPERATING | E075 | SNR0-2M0 | F40300005 |  | SNR0
SNR-H05PAG12AA028 | ValveInlet FlowRelay Air Cooler80WGC |  | OPERATING | OPERATING | E075 | SNR0-2M0 | F40300005 |  | SNR0
SNR-H05PAG12AA029 | ValveOutlet FlowRelay Air Cooler80WGC |  | OPERATING | OPERATING | E075 | SNR0-2M0 | F40300005 |  | SNR0
SNR-H05PAG12AA030 | Valve ByPass FlowRelay Air Cooler80WGC |  | OPERATING | OPERATING | E075 | SNR0-2M0 | F40300005 |  | SNR0
SNR-H05PAG12BR001 | Pipe Line |  | OPERATING | OPERATING | E075 | SNR0-2M0 | F40300005 |  | SNR0
SNR-H05PAG12CF001 | Flow Relay for Air Cooler 80WGC |  | OPERATING | OPERATING | E075 | SNR0-2E0 | F40300005 |  | SNR0
SNR-H05PAG13 | Cooling Supply to Gen. Lower Oil Cooler |  | OPERATING | OPERATING | E075 | SNR0-2M0 | F40300005 |  | SNR0
SNR-H05PAG13AA001 | Main Valve Inlet to Oil Cooler |  | OPERATING | OPERATING | E075 | SNR0-2M0 | F40300005 |  | SNR0
SNR-H05PAG13AA002 | Valve Chemical Feeder Input |  | OPERATING | OPERATING | E075 | SNR0-2M0 | F40300005 |  | SNR0
SNR-H05PAG13AA003 | Valve Chemical Feeder Output |  | OPERATING | OPERATING | E075 | SNR0-2M0 | F40300005 |  | SNR0
SNR-H05PAG13AA004 | Valve Inlet to Oil Cooler No.A |  | OPERATING | OPERATING | E075 | SNR0-2M0 | F40300005 |  | SNR0
SNR-H05PAG13AA005 | Valve Outlet from Oil Cooler No.A |  | OPERATING | OPERATING | E075 | SNR0-2M0 | F40300005 |  | SNR0
SNR-H05PAG13AA006 | Valve Inlet to Oil Cooler No.B |  | OPERATING | OPERATING | E075 | SNR0-2M0 | F40300005 |  | SNR0
SNR-H05PAG13AA007 | Valve Outlet from Oil Cooler No.B |  | OPERATING | OPERATING | E075 | SNR0-2M0 | F40300005 |  | SNR0
SNR-H05PAG13AA008 | Valve Inlet to Oil Cooler No.C |  | OPERATING | OPERATING | E075 | SNR0-2M0 | F40300005 |  | SNR0
SNR-H05PAG13AA009 | Valve Outlet from Oil Cooler No.C |  | OPERATING | OPERATING | E075 | SNR0-2M0 | F40300005 |  | SNR0
SNR-H05PAG13AA010 | Valve Inlet to Oil Cooler No.D |  | OPERATING | OPERATING | E075 | SNR0-2M0 | F40300005 |  | SNR0
SNR-H05PAG13AA011 | Valve Outlet from Oil Cooler No.D |  | OPERATING | OPERATING | E075 | SNR0-2M0 | F40300005 |  | SNR0
SNR-H05PAG13AA012 | ValveInlet FlowRelay Oil Cooler 80WGA |  | OPERATING | OPERATING | E075 | SNR0-2M0 | F40300005 |  | SNR0
SNR-H05PAG13AA013 | ValveOutlet FlowRelay Oil Cooler 80WGA |  | OPERATING | OPERATING | E075 | SNR0-2M0 | F40300005 |  | SNR0
SNR-H05PAG13AA014 | Valve ByPass Flow RelayOil Cooler 80WGA |  | OPERATING | OPERATING | E075 | SNR0-2M0 | F40300005 |  | SNR0
SNR-H05PAG13BR001 | Pipe Line |  | OPERATING | OPERATING | E075 | SNR0-2M0 | F40300005 |  | SNR0
SNR-H05PAG13CF001 | Water Flow Relay for Oil Cooler |  | OPERATING | OPERATING | E075 | SNR0-2E0 | F40300005 |  | SNR0
SNR-H05PAG14 | Cooling Supply to Gen. Upper Oil Cooler |  | OPERATING | OPERATING | E075 | SNR0-2M0 | F40300005 |  | SNR0
SNR-H05PAG14AA001 | Main Valve Inlet to Oil Cooler |  | OPERATING | OPERATING | E075 | SNR0-2M0 | F40300005 |  | SNR0
SNR-H05PAG14AA002 | Valve Chemical Feeder Input |  | OPERATING | OPERATING | E075 | SNR0-2M0 | F40300005 |  | SNR0
SNR-H05PAG14AA003 | Valve Chemical Feeder Output |  | OPERATING | OPERATING | E075 | SNR0-2M0 | F40300005 |  | SNR0
SNR-H05PAG14AA004 | Valve Inlet to Oil Cooler No.A |  | OPERATING | OPERATING | E075 | SNR0-2M0 | F40300005 |  | SNR0
SNR-H05PAG14AA005 | Valve Outlet from Oil Cooler No.A |  | OPERATING | OPERATING | E075 | SNR0-2M0 | F40300005 |  | SNR0
SNR-H05PAG14AA006 | Valve Inlet to Oil Cooler No.B |  | OPERATING | OPERATING | E075 | SNR0-2M0 | F40300005 |  | SNR0
SNR-H05PAG14AA007 | Valve Outlet from Oil Cooler No.B |  | OPERATING | OPERATING | E075 | SNR0-2M0 | F40300005 |  | SNR0
SNR-H05PAG14AA008 | ValveInlet FlowRelay Oil Cooler 80WGA |  | OPERATING | OPERATING | E075 | SNR0-2M0 | F40300005 |  | SNR0
SNR-H05PAG14AA009 | Valve Outlet Flow RelayOil Cooler 80WGA |  | OPERATING | OPERATING | E075 | SNR0-2M0 | F40300005 |  | SNR0
SNR-H05PAG14AA010 | Valve ByPass Flow Relay Oil Cooler 80WGA |  | OPERATING | OPERATING | E075 | SNR0-2M0 | F40300005 |  | SNR0
SNR-H05PAG14BR001 | Pipe Line |  | OPERATING | OPERATING | E075 | SNR0-2M0 | F40300005 |  | SNR0
SNR-H05PAG14CF001 | Water Flow Relay for Oil Cooler |  | OPERATING | OPERATING | E075 | SNR0-2E0 | F40300005 |  | SNR0
SNR-H05PAG15 | Cooling Supply to Tur. Brg. Oil Cooler |  | OPERATING | OPERATING | E075 | SNR0-2M0 | F40300005 |  | SNR0
SNR-H05PAG15AA001 | Main Valve Inlet to Oil Cooler |  | OPERATING | OPERATING | E075 | SNR0-2M0 | F40300005 |  | SNR0
SNR-H05PAG15AA002 | Valve Chemical Feeder Input |  | OPERATING | OPERATING | E075 | SNR0-2M0 | F40300005 |  | SNR0
SNR-H05PAG15AA003 | Valve Water Inlet for Oil Cooler No.1 |  | OPERATING | OPERATING | E075 | SNR0-2M0 | F40300005 |  | SNR0
SNR-H05PAG15AA004 | Valve Water Outlet for Oil Cooler No.1 |  | OPERATING | OPERATING | E075 | SNR0-2M0 | F40300005 |  | SNR0
SNR-H05PAG15AA005 | Valve Water Inlet for Oil Cooler No.2 |  | OPERATING | OPERATING | E075 | SNR0-2M0 | F40300005 |  | SNR0
SNR-H05PAG15AA006 | Valve Water Outlet for Oil Cooler No.2 |  | OPERATING | OPERATING | E075 | SNR0-2M0 | F40300005 |  | SNR0
SNR-H05PAG15AA007 | Valve Chemical Feeder Output |  | OPERATING | OPERATING | E075 | SNR0-2M0 | F40300005 |  | SNR0
SNR-H05PAG15AA008 | ValveInlet Flow Relay Oil Cooler 80W |  | OPERATING | OPERATING | E075 | SNR0-2M0 | F40300005 |  | SNR0
SNR-H05PAG15AA009 | ValveOutlet Flow Relay Oil Cooler 80W |  | OPERATING | OPERATING | E075 | SNR0-2M0 | F40300005 |  | SNR0
SNR-H05PAG15AA010 | Valve ByPass Flow Relay Oil Cooler 80W |  | OPERATING | OPERATING | E075 | SNR0-2M0 | F40300005 |  | SNR0
SNR-H05PAG15AA011 | Throttle Valve After Flow Relay |  | OPERATING | OPERATING | E075 | SNR0-2M0 | F40300005 |  | SNR0
SNR-H05PAG15AA012 | Discharge Valve for Tur. Brg. |  | OPERATING | OPERATING | E075 | SNR0-2M0 | F40300005 |  | SNR0
SNR-H05PAG15BR001 | Pipe Line |  | OPERATING | OPERATING | E075 | SNR0-2M0 | F40300005 |  | SNR0
SNR-H05PAG15CF001 | Flow Relay for Oil Cooler 80W |  | OPERATING | OPERATING | E075 | SNR0-2E0 | F40300005 |  | SNR0
SNR-H05PAG15CP001 | Pressure Gauge |  | OPERATING | OPERATING | E075 | SNR0-2E0 | F40300005 |  | SNR0
SNR-H05PAG15CP001KA01 | Valve for Pessure Gauge |  | OPERATING | OPERATING | E075 | SNR0-2M0 | F40300005 |  | SNR0
SNR-H05PAG15CP001QP01 | Gauge |  | OPERATING | OPERATING | E075 | SNR0-2E0 | F40300005 |  | SNR0
SNR-H05PAG15CT001 | Rod Type Thermometer |  | OPERATING | OPERATING | E075 | SNR0-2E0 | F40300005 |  | SNR0
SNR-H05PAG20 | Aux. Cooling Water System |  | OPERATING | OPERATING | E075 | SNR0-2M0 | F40300005 |  | SNR0
SNR-H05PAG20AA001 | Main Valve For Water Supply |  | OPERATING | OPERATING | E075 | SNR0-2M0 | F40300005 |  | SNR0
SNR-H05PAG20AA002 | Valve Inlet for Strainer (812A) |  | OPERATING | OPERATING | E075 | SNR0-2M0 | F40300005 |  | SNR0
SNR-H05PAG20AA003 | Valve Outlet for Strainer (812A) |  | OPERATING | OPERATING | E075 | SNR0-2M0 | F40300005 |  | SNR0
SNR-H05PAG20AA004 | Valve Drain for Manual Strainer(812A) |  | OPERATING | OPERATING | E075 | SNR0-2M0 | F40300005 |  | SNR0
SNR-H05PAG20AA005 | Valve Inlet for Strainer (812B) |  | OPERATING | OPERATING | E075 | SNR0-2M0 | F40300005 |  | SNR0
SNR-H05PAG20AA006 | Valve Outlet for Strainer (812B) |  | OPERATING | OPERATING | E075 | SNR0-2M0 | F40300005 |  | SNR0
SNR-H05PAG20AA007 | Valve Drain for Manual Strainer(812B) |  | OPERATING | OPERATING | E075 | SNR0-2M0 | F40300005 |  | SNR0
SNR-H05PAG20AA008 | Aux. Reducing Valve(826) |  | OPERATING | OPERATING | E075 | SNR0-2M0 | F40300005 |  | SNR0
SNR-H05PAG20AA008KA01 | Valve Reduce |  | OPERATING | OPERATING | E075 | SNR0-2M0 | F40300005 |  | SNR0
SNR-H05PAG20AA008KA02 | Valve for Pressure Gauge Inlet |  | OPERATING | OPERATING | E075 | SNR0-2M0 | F40300005 |  | SNR0
SNR-H05PAG20AA008KA03 | Valve for Pressure Gauge Outlet |  | OPERATING | OPERATING | E075 | SNR0-2M0 | F40300005 |  | SNR0
SNR-H05PAG20AA008QP01 | Pressure Gauge Inlet |  | OPERATING | OPERATING | E075 | SNR0-2E0 | F40300005 |  | SNR0
SNR-H05PAG20AA008QP02 | Pressure Gauge Outlet |  | OPERATING | OPERATING | E075 | SNR0-2E0 | F40300005 |  | SNR0
SNR-H05PAG20AA009 | Valve After Aux. Reducing Valve |  | OPERATING | OPERATING | E075 | SNR0-2M0 | F40300005 |  | SNR0
SNR-H05PAG20AA010 | Aux. Relief Valve(829) |  | OPERATING | OPERATING | E075 | SNR0-2M0 | F40300005 |  | SNR0
SNR-H05PAG20AT001 | Manual Strainer(812A) |  | OPERATING | OPERATING | E075 | SNR0-2M0 | F40300005 |  | SNR0
SNR-H05PAG20AT001KA01 | Valve for Pressure Gauge Inlet |  | OPERATING | OPERATING | E075 | SNR0-2M0 | F40300005 |  | SNR0
SNR-H05PAG20AT001KA02 | Valve for Pressure Gauge Outlet |  | OPERATING | OPERATING | E075 | SNR0-2M0 | F40300005 |  | SNR0
SNR-H05PAG20AT001KT01 | Strainer |  | OPERATING | OPERATING | E075 | SNR0-2M0 | F40300005 |  | SNR0
SNR-H05PAG20AT001QP01 | Pressure Gauge Inlet |  | OPERATING | OPERATING | E075 | SNR0-2E0 | F40300005 |  | SNR0
SNR-H05PAG20AT001QP02 | Pressure Gauge Outlet |  | OPERATING | OPERATING | E075 | SNR0-2E0 | F40300005 |  | SNR0
SNR-H05PAG20AT002 | Manual Strainer(812B) |  | OPERATING | OPERATING | E075 | SNR0-2M0 | F40300005 |  | SNR0
SNR-H05PAG20AT002KA01 | Valve for Pressure Gauge Inlet |  | OPERATING | OPERATING | E075 | SNR0-2M0 | F40300005 |  | SNR0
SNR-H05PAG20AT002KA02 | Valve for Pressure Gauge Outlet |  | OPERATING | OPERATING | E075 | SNR0-2M0 | F40300005 |  | SNR0
SNR-H05PAG20AT002KT01 | Strainer |  | OPERATING | OPERATING | E075 | SNR0-2M0 | F40300005 |  | SNR0
SNR-H05PAG20AT002QP01 | Pressure Gauge Inlet |  | OPERATING | OPERATING | E075 | SNR0-2E0 | F40300005 |  | SNR0
SNR-H05PAG20AT002QP02 | Pressure Gauge Outlet |  | OPERATING | OPERATING | E075 | SNR0-2E0 | F40300005 |  | SNR0
SNR-H05PAG20BR01 | Orifice Plate Before Reducing Valve |  | OPERATING | OPERATING | E075 | SNR0-2M0 | F40300005 |  | SNR0
SNR-H05PAG20CT001 | RTD Type Thermometer |  | OPERATING | OPERATING | E075 | SNR0-2E0 | F40300005 |  | SNR0
SNR-H05PAG21 | Aux. Cooling Water to Gov. Sump Tank |  | OPERATING | OPERATING | E075 | SNR0-2M0 | F40300005 |  | SNR0
SNR-H05PAG21AA001 | Valve Inlet |  | OPERATING | OPERATING | E075 | SNR0-2M0 | F40300005 |  | SNR0
SNR-H05PAG21AA002 | Valve Chemical Inlet |  | OPERATING | OPERATING | E075 | SNR0-2M0 | F40300005 |  | SNR0
SNR-H05PAG21AA003 | Valve Outlet |  | OPERATING | OPERATING | E075 | SNR0-2M0 | F40300005 |  | SNR0
SNR-H05PAG21AA004 | Valve Chemical Outlet |  | OPERATING | OPERATING | E075 | SNR0-2M0 | F40300005 |  | SNR0
SNR-H05PAG21BR001 | Pipe Line |  | OPERATING | OPERATING | E075 | SNR0-2M0 | F40300005 |  | SNR0
SNR-H05PAG22 | Aux. Cooling Water to I/V Sump Tank |  | OPERATING | OPERATING | E075 | SNR0-2M0 | F40300005 |  | SNR0
SNR-H05PAG22AA001 | Valve Inlet |  | OPERATING | OPERATING | E075 | SNR0-2M0 | F40300005 |  | SNR0
SNR-H05PAG22AA002 | Valve Chemical Inlet |  | OPERATING | OPERATING | E075 | SNR0-2M0 | F40300005 |  | SNR0
SNR-H05PAG22AA003 | Valve Outlet |  | OPERATING | OPERATING | E075 | SNR0-2M0 | F40300005 |  | SNR0
SNR-H05PAG22AA004 | Valve Chemical Outlet |  | OPERATING | OPERATING | E075 | SNR0-2M0 | F40300005 |  | SNR0
SNR-H05PAG22BR001 | Pipe Line |  | OPERATING | OPERATING | E075 | SNR0-2M0 | F40300005 |  | SNR0
SNR-H05PAG23 | Aux. Cooling WaterAir Compressor No.A |  | OPERATING | OPERATING | E075 | SNR0-2M0 | F40300005 |  | SNR0
SNR-H05PAG23AA001 | Valve Inlet |  | OPERATING | OPERATING | E075 | SNR0-2M0 | F40300005 |  | SNR0
SNR-H05PAG23AA002 | Valve20AMA Aux.Cooling WaterAirComp.No.A |  | OPERATING | OPERATING | E075 | SNR0-2M0 | F40300005 |  | SNR0
SNR-H05PAG23AA002-M01 | Motor |  | OPERATING | OPERATING | E075 | SNR0-2E0 | F40300005 |  | SNR0
SNR-H05PAG23AA002KA01 | Valve |  | OPERATING | OPERATING | E075 | SNR0-2M0 | F40300005 |  | SNR0
SNR-H05PAG23AA002MG01 | Gear Drive |  | OPERATING | OPERATING | E075 | SNR0-2M0 | F40300005 |  | SNR0
SNR-H05PAG23AA003 | Valve By Pass for Valve 20AMA |  | OPERATING | OPERATING | E075 | SNR0-2M0 | F40300005 |  | SNR0
SNR-H05PAG23AA004 | ValveInlet Before Water FlowRelay(80WCA) |  | OPERATING | OPERATING | E075 | SNR0-2M0 | F40300005 |  | SNR0
SNR-H05PAG23AA005 | ValveOutlet After Water FlowRelay(80WCA) |  | OPERATING | OPERATING | E075 | SNR0-2M0 | F40300005 |  | SNR0
SNR-H05PAG23AA006 | Valve By Pass for Water FlowRelay(80WCA) |  | OPERATING | OPERATING | E075 | SNR0-2M0 | F40300005 |  | SNR0
SNR-H05PAG23AA007 | Check Valve |  | OPERATING | OPERATING | E075 | SNR0-2M0 | F40300005 |  | SNR0
SNR-H05PAG23BP001 | Water FlowRelay Air Comp. No.A(80WCA) |  | OPERATING | OPERATING | E075 | SNR0-2E0 | F40300005 |  | SNR0
SNR-H05PAG23BR001 | Pipe Line |  | OPERATING | OPERATING | E075 | SNR0-2M0 | F40300005 |  | SNR0
SNR-H05PAG24 | Aux.Cooling Water To Air Compressor No.B |  | OPERATING | OPERATING | E075 | SNR0-2M0 | F40300005 |  | SNR0
SNR-H05PAG24AA001 | Valve Inlet |  | OPERATING | OPERATING | E075 | SNR0-2M0 | F40300005 |  | SNR0
SNR-H05PAG24AA002 | Valve20AMB Aux.Cooling WaterAirComp.No.B |  | OPERATING | OPERATING | E075 | SNR0-2M0 | F40300005 |  | SNR0
SNR-H05PAG24AA002-M01 | Motor |  | OPERATING | OPERATING | E075 | SNR0-2E0 | F40300005 |  | SNR0
SNR-H05PAG24AA002KA01 | Valve |  | OPERATING | OPERATING | E075 | SNR0-2M0 | F40300005 |  | SNR0
SNR-H05PAG24AA002MG01 | Gear Drive |  | OPERATING | OPERATING | E075 | SNR0-2M0 | F40300005 |  | SNR0
SNR-H05PAG24AA003 | Valve By Pass for Valve 20AMB |  | OPERATING | OPERATING | E075 | SNR0-2M0 | F40300005 |  | SNR0
SNR-H05PAG24AA004 | ValveInlet Before Water FlowRelay(80WCB) |  | OPERATING | OPERATING | E075 | SNR0-2M0 | F40300005 |  | SNR0
SNR-H05PAG24AA005 | ValveOutlet After Water FlowRelay(80WCB) |  | OPERATING | OPERATING | E075 | SNR0-2M0 | F40300005 |  | SNR0
SNR-H05PAG24AA006 | Valve ByPass for Water FlowRelay(80WCB) |  | OPERATING | OPERATING | E075 | SNR0-2M0 | F40300005 |  | SNR0
SNR-H05PAG24AA007 | Check Valve |  | OPERATING | OPERATING | E075 | SNR0-2M0 | F40300005 |  | SNR0
SNR-H05PAG24BP001 | Water FlowRelay Air Comp. No.A(80WCB) |  | OPERATING | OPERATING | E075 | SNR0-2E0 | F40300005 |  | SNR0
SNR-H05PAG24BR001 | Pipe Line |  | OPERATING | OPERATING | E075 | SNR0-2M0 | F40300005 |  | SNR0
SNR-H05PAG25 | Aux. Cooling Water to AirCompressor No.C |  | OPERATING | OPERATING | E075 | SNR0-2M0 | F40300005 |  | SNR0
SNR-H05PAG25AA001 | Valve Inlet |  | OPERATING | OPERATING | E075 | SNR0-2M0 | F40300005 |  | SNR0
SNR-H05PAG25AA002 | Valve20AMC Aux.Cooling WaterAirComp.No.C |  | OPERATING | OPERATING | E075 | SNR0-2M0 | F40300005 |  | SNR0
SNR-H05PAG25AA002-M01 | Motor |  | OPERATING | OPERATING | E075 | SNR0-2E0 | F40300005 |  | SNR0
SNR-H05PAG25AA002KA01 | Valve |  | OPERATING | OPERATING | E075 | SNR0-2M0 | F40300005 |  | SNR0
SNR-H05PAG25AA002MG01 | Gear Drive |  | OPERATING | OPERATING | E075 | SNR0-2M0 | F40300005 |  | SNR0
SNR-H05PAG25AA003 | Valve By Pass for Valve 20AMC |  | OPERATING | OPERATING | E075 | SNR0-2M0 | F40300005 |  | SNR0
SNR-H05PAG25AA004 | ValveInlet Before Water FlowRelay(80WCC) |  | OPERATING | OPERATING | E075 | SNR0-2M0 | F40300005 |  | SNR0
SNR-H05PAG25AA005 | ValveOutlet After Water FlowRelay(80WCC) |  | OPERATING | OPERATING | E075 | SNR0-2M0 | F40300005 |  | SNR0
SNR-H05PAG25AA006 | Valve ByPass for Water FlowRelay(80WCC) |  | OPERATING | OPERATING | E075 | SNR0-2M0 | F40300005 |  | SNR0
SNR-H05PAG25AA007 | Check Valve |  | OPERATING | OPERATING | E075 | SNR0-2M0 | F40300005 |  | SNR0
SNR-H05PAG25BP001 | Water FlowRelay For Air Comp.No.A(80WCC) |  | OPERATING | OPERATING | E075 | SNR0-2E0 | F40300005 |  | SNR0
SNR-H05PAG25BR001 | Pipe Line |  | OPERATING | OPERATING | E075 | SNR0-2M0 | F40300005 |  | SNR0
SNR-H05Q | Compressure Air Supply |  | OPERATING | OPERATING | E075 | SNR0-2M0 | F40300005 |  | SNR0
SNR-H05QE | SNR-H05 COMPRESSURE AIR SUPPLY |  | OPERATING | OPERATING | E075 | SNR0-2M0 | F40300005 |  | SNR0
SNR-H05QEB | SNR-H05 Compressed Air Distribution Sys |  | OPERATING | OPERATING | E075 | SNR0-2M0 | F40300005 |  | SNR0
SNR-H05QEB10 | Main Air Tank(951A) |  | OPERATING | OPERATING | E075 | SNR0-2M0 | F40300005 |  | SNR0
SNR-H05QEB10AA001 | Valve Inlet from Air Compressor |  | OPERATING | OPERATING | E075 | SNR0-2M0 | F40300005 |  | SNR0
SNR-H05QEB10AA002 | Valve Outlet to Pump System |  | OPERATING | OPERATING | E075 | SNR0-2M0 | F40300005 |  | SNR0
SNR-H05QEB10AA003 | Valve Outlet to Aux. Air Tank |  | OPERATING | OPERATING | E075 | SNR0-2M0 | F40300005 |  | SNR0
SNR-H05QEB10AA004 | Valve Outlet to Pressure Relay |  | OPERATING | OPERATING | E075 | SNR0-2M0 | F40300005 |  | SNR0
SNR-H05QEB10AA005 | Valve for Pressure Gauge (I16) |  | OPERATING | OPERATING | E075 | SNR0-2M0 | F40300005 |  | SNR0
SNR-H05QEB10AA006 | Valve Drain |  | OPERATING | OPERATING | E075 | SNR0-2M0 | F40300005 |  | SNR0
SNR-H05QEB10AA007 | Safety Valve (952A) |  | OPERATING | OPERATING | E075 | SNR0-2M0 | F40300005 |  | SNR0
SNR-H05QEB10BB001 | Tank |  | OPERATING | OPERATING | E075 | SNR0-2M0 | F40300005 |  | SNR0
SNR-H05QEB10CE001 | Limit Switch (63AMSA) |  | OPERATING | OPERATING | E075 | SNR0-2E0 | F40300005 |  | SNR0
SNR-H05QEB10CP001 | Pressure Relay (63AM1) |  | OPERATING | OPERATING | E075 | SNR0-2E0 | F40300005 |  | SNR0
SNR-H05QEB10CP002 | Pressure Relay (63AM2) |  | OPERATING | OPERATING | E075 | SNR0-2E0 | F40300005 |  | SNR0
SNR-H05QEB10CP003 | Pressure Relay (63AM3) |  | OPERATING | OPERATING | E075 | SNR0-2E0 | F40300005 |  | SNR0
SNR-H05QEB10CP004 | Pressure Relay (63AM4) |  | OPERATING | OPERATING | E075 | SNR0-2E0 | F40300005 |  | SNR0
SNR-H05QEB10CP005 | Pressure Gauge (I16) |  | OPERATING | OPERATING | E075 | SNR0-2E0 | F40300005 |  | SNR0
SNR-H05QEB11 | Main Air Tank(951B) |  | OPERATING | OPERATING | E075 | SNR0-2M0 | F40300005 |  | SNR0
SNR-H05QEB11AA001 | Valve Inlet from Air Tank (951A) |  | OPERATING | OPERATING | E075 | SNR0-2M0 | F40300005 |  | SNR0
SNR-H05QEB11AA002 | Valve Drain |  | OPERATING | OPERATING | E075 | SNR0-2M0 | F40300005 |  | SNR0
SNR-H05QEB11AA003 | Safety Valve (952B) |  | OPERATING | OPERATING | E075 | SNR0-2M0 | F40300005 |  | SNR0
SNR-H05QEB11BB001 | Tank |  | OPERATING | OPERATING | E075 | SNR0-2M0 | F40300005 |  | SNR0
SNR-H05QEB11BR001 | Pipe Line from Tank 951A to Tank 951B |  | OPERATING | OPERATING | E075 | SNR0-2M0 | F40300005 |  | SNR0
SNR-H05QEB11CE001 | Limit Switch (63AMSB) |  | OPERATING | OPERATING | E075 | SNR0-2E0 | F40300005 |  | SNR0
SNR-H05QEB12 | Main Air Tank(951C) |  | OPERATING | OPERATING | E075 | SNR0-2M0 | F40300005 |  | SNR0
SNR-H05QEB12AA001 | Valve Inlet from Air Tank (951A) |  | OPERATING | OPERATING | E075 | SNR0-2M0 | F40300005 |  | SNR0
SNR-H05QEB12AA002 | Valve Drain |  | OPERATING | OPERATING | E075 | SNR0-2M0 | F40300005 |  | SNR0
SNR-H05QEB12AA003 | Safety Valve (952C) |  | OPERATING | OPERATING | E075 | SNR0-2M0 | F40300005 |  | SNR0
SNR-H05QEB12BB001 | Tank |  | OPERATING | OPERATING | E075 | SNR0-2M0 | F40300005 |  | SNR0
SNR-H05QEB12BR001 | Pipe Line from Tank 951A to Tank 951C |  | OPERATING | OPERATING | E075 | SNR0-2M0 | F40300005 |  | SNR0
SNR-H05QEB12CE001 | Limit Switch (63AMSC) |  | OPERATING | OPERATING | E075 | SNR0-2E0 | F40300005 |  | SNR0
SNR-H05QEB13 | Aux. Air Tank (641) |  | OPERATING | OPERATING | E075 | SNR0-2M0 | F40300005 |  | SNR0
SNR-H05QEB13AA001 | Valve Inlet |  | OPERATING | OPERATING | E075 | SNR0-2M0 | F40300005 |  | SNR0
SNR-H05QEB13AA002 | Valve Outlet to Governor Pressure Tank |  | OPERATING | OPERATING | E075 | SNR0-2M0 | F40300005 |  | SNR0
SNR-H05QEB13AA003 | ValveOutlet to Inlet Valve Pressure Tank |  | OPERATING | OPERATING | E075 | SNR0-2M0 | F40300005 |  | SNR0
SNR-H05QEB13AA004 | Valve Outlet to Brake Air Tank |  | OPERATING | OPERATING | E075 | SNR0-2M0 | F40300005 |  | SNR0
SNR-H05QEB13AA005 | Valve Outlet to Pressure Relay |  | OPERATING | OPERATING | E075 | SNR0-2M0 | F40300005 |  | SNR0
SNR-H05QEB13AA006 | ValveOutlet Disconnec.SW.Station Service |  | OPERATING | OPERATING | E075 | SNR0-2M0 | F40300005 |  | SNR0
SNR-H05QEB13AA007 | Valve Drain |  | OPERATING | OPERATING | E075 | SNR0-2M0 | F40300005 |  | SNR0
SNR-H05QEB13AA008 | Safety Valve (643) |  | OPERATING | OPERATING | E075 | SNR0-2M0 | F40300005 |  | SNR0
SNR-H05QEB13AA009 | Check Valve after Reducing Valve 958 |  | OPERATING | OPERATING | E075 | SNR0-2M0 | F40300005 |  | SNR0
SNR-H05QEB13AA010 | Valve for Pressure Gauge (I17) |  | OPERATING | OPERATING | E075 | SNR0-2M0 | F40300005 |  | SNR0
SNR-H05QEB13BB001 | Tank |  | OPERATING | OPERATING | E075 | SNR0-2M0 | F40300005 |  | SNR0
SNR-H05QEB13CE001 | Limit Switch (63AAS) |  | OPERATING | OPERATING | E075 | SNR0-2E0 | F40300005 |  | SNR0
SNR-H05QEB13CP001 | Pressure Relay (63AA1) |  | OPERATING | OPERATING | E075 | SNR0-2E0 | F40300005 |  | SNR0
SNR-H05QEB13CP002 | Pressure Relay (63AA2) |  | OPERATING | OPERATING | E075 | SNR0-2E0 | F40300005 |  | SNR0
SNR-H05QEB13CP003 | Pressure Relay (63AA3) |  | OPERATING | OPERATING | E075 | SNR0-2E0 | F40300005 |  | SNR0
SNR-H05QEB13CP004 | Pressure Gauge (I17) |  | OPERATING | OPERATING | E075 | SNR0-2E0 | F40300005 |  | SNR0
SNR-H05QEB14 | Brake Air Tank |  | OPERATING | OPERATING | E075 | SNR0-2M0 | F40300005 |  | SNR0
SNR-H05QEB14AA001 | Valve Inlet |  | OPERATING | OPERATING | E075 | SNR0-2M0 | F40300005 |  | SNR0
SNR-H05QEB14AA002 | Valve Outlet |  | OPERATING | OPERATING | E075 | SNR0-2M0 | F40300005 |  | SNR0
SNR-H05QEB14AA003 | Valve Drain |  | OPERATING | OPERATING | E075 | SNR0-2M0 | F40300005 |  | SNR0
SNR-H05QEB14AA004 | Safety Valve |  | OPERATING | OPERATING | E075 | SNR0-2M0 | F40300005 |  | SNR0
SNR-H05QEB14AA005 | Valve Outlet to General Use |  | OPERATING | OPERATING | E075 | SNR0-2M0 | F40300005 |  | SNR0
SNR-H05QEB14AA006 | Valve for Pressure Gauge |  | OPERATING | OPERATING | E075 | SNR0-2M0 | F40300005 |  | SNR0
SNR-H05QEB14AA007 | Valve for Pressure Relay (63A) |  | OPERATING | OPERATING | E075 | SNR0-2M0 | F40300005 |  | SNR0
SNR-H05QEB14AA008 | Valve for Pressure Relay (63B) |  | OPERATING | OPERATING | E075 | SNR0-2M0 | F40300005 |  | SNR0
SNR-H05QEB14AA009 | Valve for Pressure Relay (63C) |  | OPERATING | OPERATING | E075 | SNR0-2M0 | F40300005 |  | SNR0
SNR-H05QEB14BB001 | Tank |  | OPERATING | OPERATING | E075 | SNR0-2M0 | F40300005 |  | SNR0
SNR-H05QEB14CP001 | Pressure Relay (63A) |  | OPERATING | OPERATING | E075 | SNR0-2E0 | F40300005 |  | SNR0
SNR-H05QEB14CP002 | Pressure Relay (63B) |  | OPERATING | OPERATING | E075 | SNR0-2E0 | F40300005 |  | SNR0
SNR-H05QEB14CP003 | Pressure Relay (63C) |  | OPERATING | OPERATING | E075 | SNR0-2E0 | F40300005 |  | SNR0
SNR-H05QEB14CP004 | Pressure Gauge |  | OPERATING | OPERATING | E075 | SNR0-2E0 | F40300005 |  | SNR0
SNR-H05QEB20 | Air Supply to Main Air Tank |  | OPERATING | OPERATING | E075 | SNR0-2M0 | F40300005 |  | SNR0
SNR-H05QEB20AA001 | Valve Inlet before Strainer |  | OPERATING | OPERATING | E075 | SNR0-2M0 | F40300005 |  | SNR0
SNR-H05QEB20AA002 | Valve Outlet after Strainer |  | OPERATING | OPERATING | E075 | SNR0-2M0 | F40300005 |  | SNR0
SNR-H05QEB20AA003 | Valve Inlet before Valve 22 |  | OPERATING | OPERATING | E075 | SNR0-2M0 | F40300005 |  | SNR0
SNR-H05QEB20AA004 | Valve 22 to Fill Air of Main Air Tank |  | OPERATING | OPERATING | E075 | SNR0-2M0 | F40300005 |  | SNR0
SNR-H05QEB20AA005 | Valve Outlet after Valve 22 |  | OPERATING | OPERATING | E075 | SNR0-2M0 | F40300005 |  | SNR0
SNR-H05QEB20AA006 | Valve By Pass for Valve 22 |  | OPERATING | OPERATING | E075 | SNR0-2M0 | F40300005 |  | SNR0
SNR-H05QEB20AA007 | Check Valve for Valve 22 |  | OPERATING | OPERATING | E075 | SNR0-2M0 | F40300005 |  | SNR0
SNR-H05QEB20AA008 | Soleniod Valve 20AS1 |  | OPERATING | OPERATING | E075 | SNR0-2M0 | F40300005 |  | SNR0
SNR-H05QEB20AT001 | Strainer |  | OPERATING | OPERATING | E075 | SNR0-2M0 | F40300005 |  | SNR0
SNR-H05QEB20BR001 | Pipe Line |  | OPERATING | OPERATING | E075 | SNR0-2M0 | F40300005 |  | SNR0
SNR-H05QEB21 | Air Supply Main Air Tank Aux. Air Tank |  | OPERATING | OPERATING | E075 | SNR0-2M0 | F40300005 |  | SNR0
SNR-H05QEB21AA001 | Valve Inlet before Valve (965) |  | OPERATING | OPERATING | E075 | SNR0-2M0 | F40300005 |  | SNR0
SNR-H05QEB21AA002 | Valve (965) |  | OPERATING | OPERATING | E075 | SNR0-2M0 | F40300005 |  | SNR0
SNR-H05QEB21AA003 | Valve Outlet after Valve (965) |  | OPERATING | OPERATING | E075 | SNR0-2M0 | F40300005 |  | SNR0
SNR-H05QEB21AA004 | Valve By Pass for Valve (965) |  | OPERATING | OPERATING | E075 | SNR0-2M0 | F40300005 |  | SNR0
SNR-H05QEB21AA005 | Reducing Valve 958 |  | OPERATING | OPERATING | E075 | SNR0-2M0 | F40300005 |  | SNR0
SNR-H05QEB21AA006 | Soleniod Valve 20AAS |  | OPERATING | OPERATING | E075 | SNR0-2M0 | F40300005 |  | SNR0
SNR-H05QEB21AA007 | Valve Oil Supply Soleniod Valve 20AAS |  | OPERATING | OPERATING | E075 | SNR0-2M0 | F40300005 |  | SNR0
SNR-H05QEB21AT001 | Strainer |  | OPERATING | OPERATING | E075 | SNR0-2M0 | F40300005 |  | SNR0
SNR-H05QEB21AT002 | Oil Strainer for Soleniod Valve 20AAS |  | OPERATING | OPERATING | E075 | SNR0-2M0 | F40300005 |  | SNR0
SNR-H05QEB21BR001 | Pipe Line |  | OPERATING | OPERATING | E075 | SNR0-2M0 | F40300005 |  | SNR0
SNR-H05QEB22 | Air Supply Aux.Air Tank I/V Press. Tank |  | OPERATING | OPERATING | E075 | SNR0-2M0 | F40300005 |  | SNR0
SNR-H05QEB22AA001 | Valve Inlet before Valve (967) |  | OPERATING | OPERATING | E075 | SNR0-2M0 | F40300005 |  | SNR0
SNR-H05QEB22AA002 | Valve (967) |  | OPERATING | OPERATING | E075 | SNR0-2M0 | F40300005 |  | SNR0
SNR-H05QEB22AA003 | Valve Outlet after Valve (967) |  | OPERATING | OPERATING | E075 | SNR0-2M0 | F40300005 |  | SNR0
SNR-H05QEB22AA004 | Valve By Pass for Valve (967) |  | OPERATING | OPERATING | E075 | SNR0-2M0 | F40300005 |  | SNR0
SNR-H05QEB22AA005 | Check Valve |  | OPERATING | OPERATING | E075 | SNR0-2M0 | F40300005 |  | SNR0
SNR-H05QEB22AA006 | Soleniod Valve 20AVS |  | OPERATING | OPERATING | E075 | SNR0-2M0 | F40300005 |  | SNR0
SNR-H05QEB22AA007 | Valve Oil Supply Soleniod Valve 20AVS |  | OPERATING | OPERATING | E075 | SNR0-2M0 | F40300005 |  | SNR0
SNR-H05QEB22AT001 | Strainer |  | OPERATING | OPERATING | E075 | SNR0-2M0 | F40300005 |  | SNR0
SNR-H05QEB22AT002 | Oil Strainer for Soleniod Valve 20AVS |  | OPERATING | OPERATING | E075 | SNR0-2M0 | F40300005 |  | SNR0
SNR-H05QEB22BP001 | Orifice Plate |  | OPERATING | OPERATING | E075 | SNR0-2M0 | F40300005 |  | SNR0
SNR-H05QEB22BR001 | Pipe Line |  | OPERATING | OPERATING | E075 | SNR0-2M0 | F40300005 |  | SNR0
SNR-H05QEB23 | Air Supply Aux.Air Tank Gov. Press. Tank |  | OPERATING | OPERATING | E075 | SNR0-2M0 | F40300005 |  | SNR0
SNR-H05QEB23AA001 | Valve Inlet before Valve (966) |  | OPERATING | OPERATING | E075 | SNR0-2M0 | F40300005 |  | SNR0
SNR-H05QEB23AA002 | Valve (966) |  | OPERATING | OPERATING | E075 | SNR0-2M0 | F40300005 |  | SNR0
SNR-H05QEB23AA003 | Valve Outlet after Valve (966) |  | OPERATING | OPERATING | E075 | SNR0-2M0 | F40300005 |  | SNR0
SNR-H05QEB23AA004 | Valve By Pass for Valve (966) |  | OPERATING | OPERATING | E075 | SNR0-2M0 | F40300005 |  | SNR0
SNR-H05QEB23AA005 | Check Valve |  | OPERATING | OPERATING | E075 | SNR0-2M0 | F40300005 |  | SNR0
SNR-H05QEB23AA006 | Soleniod Valve 20AGS |  | OPERATING | OPERATING | E075 | SNR0-2M0 | F40300005 |  | SNR0
SNR-H05QEB23AA007 | Valve Oil Supply Soleniod Valve 20AGS |  | OPERATING | OPERATING | E075 | SNR0-2M0 | F40300005 |  | SNR0
SNR-H05QEB23AT001 | Strainer |  | OPERATING | OPERATING | E075 | SNR0-2M0 | F40300005 |  | SNR0
SNR-H05QEB23AT002 | Oil Strainer for Soleniod Valve 20AGS |  | OPERATING | OPERATING | E075 | SNR0-2M0 | F40300005 |  | SNR0
SNR-H05QEB23BP001 | Orifice Plate |  | OPERATING | OPERATING | E075 | SNR0-2M0 | F40300005 |  | SNR0
SNR-H05QEB23BR001 | Pipe Line |  | OPERATING | OPERATING | E075 | SNR0-2M0 | F40300005 |  | SNR0
SNR-H05QEB24 | Air Supply Aux.Air Tank Brake Air Tank |  | OPERATING | OPERATING | E075 | SNR0-2M0 | F40300005 |  | SNR0
SNR-H05QEB24AA001 | Valve Inlet before Valve 22 |  | OPERATING | OPERATING | E075 | SNR0-2M0 | F40300005 |  | SNR0
SNR-H05QEB24AA002 | Valve 22 |  | OPERATING | OPERATING | E075 | SNR0-2M0 | F40300005 |  | SNR0
SNR-H05QEB24AA003 | Valve Outlet after Valve 22 |  | OPERATING | OPERATING | E075 | SNR0-2M0 | F40300005 |  | SNR0
SNR-H05QEB24AA004 | Valve By Pass for Valve 22 |  | OPERATING | OPERATING | E075 | SNR0-2M0 | F40300005 |  | SNR0
SNR-H05QEB24AA005 | Soleniod Valve to Brake Air Tank |  | OPERATING | OPERATING | E075 | SNR0-2M0 | F40300005 |  | SNR0
SNR-H05QEB24AA006 | ValveOil Sup.SoleniodValve Brake AirTank |  | OPERATING | OPERATING | E075 | SNR0-2M0 | F40300005 |  | SNR0
SNR-H05QEB24AA007 | Pressure Reducing Valve Unit |  | OPERATING | OPERATING | E075 | SNR0-2M0 | F40300005 |  | SNR0
SNR-H05QEB24AT001 | Strainer |  | OPERATING | OPERATING | E075 | SNR0-2M0 | F40300005 |  | SNR0
SNR-H05QEB24AT002 | Oil Strainer SoleniodValve Brake AirTank |  | OPERATING | OPERATING | E075 | SNR0-2M0 | F40300005 |  | SNR0
SNR-H05QEB24BR001 | Pipe Line |  | OPERATING | OPERATING | E075 | SNR0-2M0 | F40300005 |  | SNR0
SNR-H05QEB31 | Air Supply Pumping Control by Valve 911 |  | OPERATING | OPERATING | E075 | SNR0-2M0 | F40300005 |  | SNR0
SNR-H05QEB31AA001 | Valve Inlet before Valve (963-1) |  | OPERATING | OPERATING | E075 | SNR0-2M0 | F40300005 |  | SNR0
SNR-H05QEB31AA002 | Valve (963-1) |  | OPERATING | OPERATING | E075 | SNR0-2M0 | F40300005 |  | SNR0
SNR-H05QEB31AA003 | Valve Outlet after Valve (963-1) |  | OPERATING | OPERATING | E075 | SNR0-2M0 | F40300005 |  | SNR0
SNR-H05QEB31AA004 | Valve By Pass for Valve (963-1) |  | OPERATING | OPERATING | E075 | SNR0-2M0 | F40300005 |  | SNR0
SNR-H05QEB31AA005 | Flow Control Valve (955) |  | OPERATING | OPERATING | E075 | SNR0-2M0 | F40300005 |  | SNR0
SNR-H05QEB31AA006 | Check Valve |  | OPERATING | OPERATING | E075 | SNR0-2M0 | F40300005 |  | SNR0
SNR-H05QEB31AA007 | Valve Outlet |  | OPERATING | OPERATING | E075 | SNR0-2M0 | F40300005 |  | SNR0
SNR-H05QEB31AA008 | Valve 911 |  | OPERATING | OPERATING | E075 | SNR0-2M0 | F40300005 |  | SNR0
SNR-H05QEB31AA009 | Valve Inlet Head Cover |  | OPERATING | OPERATING | E075 | SNR0-2M0 | F40300005 |  | SNR0
SNR-H05QEB31AA010 | Valve Manual Drain |  | OPERATING | OPERATING | E075 | SNR0-2M0 | F40300005 |  | SNR0
SNR-H05QEB31AT001 | Strainer |  | OPERATING | OPERATING | E075 | SNR0-2M0 | F40300005 |  | SNR0
SNR-H05QEB31BR001 | Pipe Line |  | OPERATING | OPERATING | E075 | SNR0-2M0 | F40300005 |  | SNR0
SNR-H05QEB32 | Air Supply Pumping Control by Valve 912 |  | OPERATING | OPERATING | E075 | SNR0-2M0 | F40300005 |  | SNR0
SNR-H05QEB32AA001 | Valve Inlet before Valve (963-2) |  | OPERATING | OPERATING | E075 | SNR0-2M0 | F40300005 |  | SNR0
SNR-H05QEB32AA002 | Valve (963-2) |  | OPERATING | OPERATING | E075 | SNR0-2M0 | F40300005 |  | SNR0
SNR-H05QEB32AA003 | Valve Outlet after Valve (963-2) |  | OPERATING | OPERATING | E075 | SNR0-2M0 | F40300005 |  | SNR0
SNR-H05QEB32AA004 | Valve By Pass for Valve (963-2) |  | OPERATING | OPERATING | E075 | SNR0-2M0 | F40300005 |  | SNR0
SNR-H05QEB32AA005 | Flow Control Valve (956) |  | OPERATING | OPERATING | E075 | SNR0-2M0 | F40300005 |  | SNR0
SNR-H05QEB32AA006 | Check Valve |  | OPERATING | OPERATING | E075 | SNR0-2M0 | F40300005 |  | SNR0
SNR-H05QEB32AA007 | Valve Outlet |  | OPERATING | OPERATING | E075 | SNR0-2M0 | F40300005 |  | SNR0
SNR-H05QEB32AA008 | Valve 912 |  | OPERATING | OPERATING | E075 | SNR0-2M0 | F40300005 |  | SNR0
SNR-H05QEB32AT001 | Strainer |  | OPERATING | OPERATING | E075 | SNR0-2M0 | F40300005 |  | SNR0
SNR-H05QEB32BR001 | Pipe Line |  | OPERATING | OPERATING | E075 | SNR0-2M0 | F40300005 |  | SNR0
SNR-H05QEB33 | Air Drain Pumping Control by Valve 913 |  | OPERATING | OPERATING | E075 | SNR0-2M0 | F40300005 |  | SNR0
SNR-H05QEB33AA001 | Valve Inlet before Valve (964-1) |  | OPERATING | OPERATING | E075 | SNR0-2M0 | F40300005 |  | SNR0
SNR-H05QEB33AA002 | Valve (964-1) |  | OPERATING | OPERATING | E075 | SNR0-2M0 | F40300005 |  | SNR0
SNR-H05QEB33AA003 | Valve 913 |  | OPERATING | OPERATING | E075 | SNR0-2M0 | F40300005 |  | SNR0
SNR-H05QEB33BR001 | Pipe Line |  | OPERATING | OPERATING | E075 | SNR0-2M0 | F40300005 |  | SNR0
SNR-H05QEB34 | Air Drain Pumping Control by Valve 914 |  | OPERATING | OPERATING | E075 | SNR0-2M0 | F40300005 |  | SNR0
SNR-H05QEB34AA001 | Valve Inlet before Valve (964-2) |  | OPERATING | OPERATING | E075 | SNR0-2M0 | F40300005 |  | SNR0
SNR-H05QEB34AA002 | Valve (964-2) |  | OPERATING | OPERATING | E075 | SNR0-2M0 | F40300005 |  | SNR0
SNR-H05QEB34AA003 | Valve 914 |  | OPERATING | OPERATING | E075 | SNR0-2M0 | F40300005 |  | SNR0
SNR-H05QEB34BR001 | Pipe Line |  | OPERATING | OPERATING | E075 | SNR0-2M0 | F40300005 |  | SNR0
SNR-H05QEB34CP001 | Water Detector Relay for D/T (71WR) |  | OPERATING | OPERATING | E075 | SNR0-2E0 | F40300005 |  | SNR0
SNR-H05QEB40 | Control Air Supply Gen. Friction Brake |  | OPERATING | OPERATING | E075 | SNR0-2M0 | F40300005 |  | SNR0
SNR-H05QEB40AA001 | Valve Inlet before Valve 642 |  | OPERATING | OPERATING | E075 | SNR0-2M0 | F40300005 |  | SNR0
SNR-H05QEB40AA002 | Valve 32 (642) |  | OPERATING | OPERATING | E075 | SNR0-2M0 | F40300005 |  | SNR0
SNR-H05QEB40AA003 | Valve Outlet after Valve 642 |  | OPERATING | OPERATING | E075 | SNR0-2M0 | F40300005 |  | SNR0
SNR-H05QEB40AA004 | Valve By Pass for Valve 642 |  | OPERATING | OPERATING | E075 | SNR0-2M0 | F40300005 |  | SNR0
SNR-H05QEB40AT001 | Strainer |  | OPERATING | OPERATING | E075 | SNR0-2M0 | F40300005 |  | SNR0
SNR-H05QEB40BR001 | Pipe Line |  | OPERATING | OPERATING | E075 | SNR0-2M0 | F40300005 |  | SNR0
SNR-H05S | Fire Protection System |  | OPERATING | OPERATING | E075 | SNR0-2E0 | F40300005 |  | SNR0
SNR-H05SG | Fire Protection System |  | OPERATING | OPERATING | E075 | SNR0-2E0 | F40300005 |  | SNR0
SNR-H05SGJ | Fire Protection |  | OPERATING | OPERATING | E075 | SNR0-2E0 | F40300005 |  | SNR0
SNR-H05SGJ10 | Fighting System |  | OPERATING | OPERATING | E075 | SNR0-2E0 | F40300005 |  | SNR0
SNR-H05SGJ10EG001 | Smoke Detector No.1 |  | OPERATING | OPERATING | E075 | SNR0-2E0 | F40300005 |  | SNR0
SNR-H05SGJ10EG002 | Smoke Detector No.2 |  | OPERATING | OPERATING | E075 | SNR0-2E0 | F40300005 |  | SNR0
SNR-H05SGJ10EG003 | Smoke Detector No.3 |  | OPERATING | OPERATING | E075 | SNR0-2E0 | F40300005 |  | SNR0
SNR-H05SGJ10EG004 | Smoke Detector No.4 |  | OPERATING | OPERATING | E075 | SNR0-2E0 | F40300005 |  | SNR0
SNR-H05SGJ10EG005 | Temp Heat Dectector No.1 |  | OPERATING | OPERATING | E075 | SNR0-2E0 | F40300005 |  | SNR0
SNR-H05SGJ10EG006 | Temp Heat Dectector No.2 |  | OPERATING | OPERATING | E075 | SNR0-2E0 | F40300005 |  | SNR0
SNR-H05SGJ10EG007 | Temp Heat Dectector No.3 |  | OPERATING | OPERATING | E075 | SNR0-2E0 | F40300005 |  | SNR0
SNR-H05SGJ10EG008 | Temp Heat Dectector No.4 |  | OPERATING | OPERATING | E075 | SNR0-2E0 | F40300005 |  | SNR0
SNR-H05SGJ10EG009 | Temp Heat Dectector No.5 |  | OPERATING | OPERATING | E075 | SNR0-2E0 | F40300005 |  | SNR0
SNR-H05SGJ10EG010 | Temp Heat Dectector No.6 |  | OPERATING | OPERATING | E075 | SNR0-2E0 | F40300005 |  | SNR0
SNR-H05SGJ10EZ001 | Nozzle No.1 |  | OPERATING | OPERATING | E075 | SNR0-2M0 | F40300005 |  | SNR0
SNR-H05SGJ10EZ002 | Nozzle No.2 |  | OPERATING | OPERATING | E075 | SNR0-2M0 | F40300005 |  | SNR0
SNR-H05SGJ10EZ003 | Nozzle No.3 |  | OPERATING | OPERATING | E075 | SNR0-2M0 | F40300005 |  | SNR0
SNR-H05SGJ10EZ004 | Nozzle No.4 |  | OPERATING | OPERATING | E075 | SNR0-2M0 | F40300005 |  | SNR0
SNR-H05SGJ10EZ005 | Nozzle No.5 |  | OPERATING | OPERATING | E075 | SNR0-2M0 | F40300005 |  | SNR0
SNR-H05SGJ10EZ006 | Nozzle No.6 |  | OPERATING | OPERATING | E075 | SNR0-2M0 | F40300005 |  | SNR0
SNR-H05SGJ20 | Water Fire Protection Sump Tank Of I/V |  | OPERATING | OPERATING | E075 | SNR0-2M0 | F40300005 |  | SNR0
SNR-H05SGJ20AA001 | Fire hydrants Nozzle No.1 |  | OPERATING | OPERATING | E075 | SNR0-2M0 | F40300005 |  | SNR0
SNR-H05SGJ20AA002 | Fire hydrants Nozzle No.2 |  | OPERATING | OPERATING | E075 | SNR0-2M0 | F40300005 |  | SNR0
SNR-H05SGJ20AA003 | Fire hydrants Nozzle No.3 |  | OPERATING | OPERATING | E075 | SNR0-2M0 | F40300005 |  | SNR0
SNR-H05SGJ20AA004 | Fire hydrants Nozzle No.4 |  | OPERATING | OPERATING | E075 | SNR0-2M0 | F40300005 |  | SNR0
SNR-H05SGJ20EG001 | Smoke Detector No.1 |  | OPERATING | OPERATING | E075 | SNR0-2E0 | F40300005 |  | SNR0
SNR-H05SGJ20EG003 | Temp Heat Dectector No.1 |  | OPERATING | OPERATING | E075 | SNR0-2E0 | F40300005 |  | SNR0
SNR-H05SGJ30 | Water Fire Protection Sump Tank Of Gov. |  | OPERATING | OPERATING | E075 | SNR0-2M0 | F40300005 |  | SNR0
SNR-H05SGJ30AA001 | Fire hydrants Nozzle No.1 |  | OPERATING | OPERATING | E075 | SNR0-2M0 | F40300005 |  | SNR0
SNR-H05SGJ30AA002 | Fire hydrants Nozzle No.2 |  | OPERATING | OPERATING | E075 | SNR0-2M0 | F40300005 |  | SNR0
SNR-H05SGJ30AA003 | Fire hydrants Nozzle No.3 |  | OPERATING | OPERATING | E075 | SNR0-2M0 | F40300005 |  | SNR0
SNR-H05SGJ30AA004 | Fire hydrants Nozzle No.4 |  | OPERATING | OPERATING | E075 | SNR0-2M0 | F40300005 |  | SNR0
SNR-H05SGJ30AA005 | Fire hydrants Nozzle No.5 |  | OPERATING | OPERATING | E075 | SNR0-2M0 | F40300005 |  | SNR0
SNR-H05SGJ30AA006 | Fire hydrants Nozzle No.6 |  | OPERATING | OPERATING | E075 | SNR0-2M0 | F40300005 |  | SNR0
SNR-H05SGJ30EG001 | Smoke Detector No.1 |  | OPERATING | OPERATING | E075 | SNR0-2E0 | F40300005 |  | SNR0
SNR-H05SGJ30EG002 | Temp Heat Dectector No.1 |  | OPERATING | OPERATING | E075 | SNR0-2E0 | F40300005 |  | SNR0
SNR-H05SGJ40 | Water Fire Protection For M.Tranformer |  | OPERATING | OPERATING | E075 | SNR0-2M0 | F40300005 |  | SNR0
SNR-H05SGJ40AA001 | Fire hydrants Nozzle No.1 |  | OPERATING | OPERATING | E075 | SNR0-2M0 | F40300005 |  | SNR0
SNR-H05SGJ40AA002 | Fire hydrants Nozzle No.2 |  | OPERATING | OPERATING | E075 | SNR0-2M0 | F40300005 |  | SNR0
SNR-H05SGJ40AA003 | Fire hydrants Nozzle No.3 |  | OPERATING | OPERATING | E075 | SNR0-2M0 | F40300005 |  | SNR0
SNR-H05SGJ40AA004 | Fire hydrants Nozzle No.4 |  | OPERATING | OPERATING | E075 | SNR0-2M0 | F40300005 |  | SNR0
SNR-H05SGJ40AA005 | Fire hydrants Nozzle No.5 |  | OPERATING | OPERATING | E075 | SNR0-2M0 | F40300005 |  | SNR0
SNR-H05SGJ40AA006 | Fire hydrants Nozzle No.6 |  | OPERATING | OPERATING | E075 | SNR0-2M0 | F40300005 |  | SNR0
SNR-H05SGJ40AA007 | Fire hydrants Nozzle No.7 |  | OPERATING | OPERATING | E075 | SNR0-2M0 | F40300005 |  | SNR0
SNR-H05SGJ40AA008 | Fire hydrants Nozzle No.8 |  | OPERATING | OPERATING | E075 | SNR0-2M0 | F40300005 |  | SNR0
SNR-H05SGJ40AA009 | Fire hydrants Nozzle No.9 |  | OPERATING | OPERATING | E075 | SNR0-2M0 | F40300005 |  | SNR0
SNR-H05SGJ40AA010 | Fire hydrants Nozzle No.10 |  | OPERATING | OPERATING | E075 | SNR0-2M0 | F40300005 |  | SNR0
SNR-H05SGJ40AA011 | Fire hydrants Nozzle No.11 |  | OPERATING | OPERATING | E075 | SNR0-2M0 | F40300005 |  | SNR0
SNR-H05SGJ40AA012 | Fire hydrants Nozzle No.12 |  | OPERATING | OPERATING | E075 | SNR0-2M0 | F40300005 |  | SNR0
SNR-H05SGJ40AA013 | Fire hydrants Nozzle No.13 |  | OPERATING | OPERATING | E075 | SNR0-2M0 | F40300005 |  | SNR0
SNR-H05SGJ40AA014 | Fire hydrants Nozzle No.14 |  | OPERATING | OPERATING | E075 | SNR0-2M0 | F40300005 |  | SNR0
SNR-H05SGJ40AA015 | Fire hydrants Nozzle No.15 |  | OPERATING | OPERATING | E075 | SNR0-2M0 | F40300005 |  | SNR0
SNR-H05SGJ40AA016 | Fire hydrants Nozzle No.16 |  | OPERATING | OPERATING | E075 | SNR0-2M0 | F40300005 |  | SNR0
SNR-H05SGJ40AA017 | Fire hydrants Nozzle No.17 |  | OPERATING | OPERATING | E075 | SNR0-2M0 | F40300005 |  | SNR0
SNR-H05SGJ40AA018 | Fire hydrants Nozzle No.18 |  | OPERATING | OPERATING | E075 | SNR0-2M0 | F40300005 |  | SNR0
SNR-H05SGJ40AA019 | Fire hydrants Nozzle No.19 |  | OPERATING | OPERATING | E075 | SNR0-2M0 | F40300005 |  | SNR0
SNR-H05SGJ40AA020 | Fire hydrants Nozzle No.20 |  | OPERATING | OPERATING | E075 | SNR0-2M0 | F40300005 |  | SNR0
SNR-H05SGJ40AA021 | Fire hydrants Nozzle No.21 |  | OPERATING | OPERATING | E075 | SNR0-2M0 | F40300005 |  | SNR0
SNR-H05SGJ40AA022 | Fire hydrants Nozzle No.22 |  | OPERATING | OPERATING | E075 | SNR0-2M0 | F40300005 |  | SNR0
SNR-H05SGJ40AA023 | Fire hydrants Nozzle No.23 |  | OPERATING | OPERATING | E075 | SNR0-2M0 | F40300005 |  | SNR0
SNR-H05SGJ40AA024 | Fire hydrants Nozzle No.24 |  | OPERATING | OPERATING | E075 | SNR0-2M0 | F40300005 |  | SNR0
SNR-H05SGJ40AA025 | Fire hydrants Nozzle No.25 |  | OPERATING | OPERATING | E075 | SNR0-2M0 | F40300005 |  | SNR0
SNR-H05SGJ40AA026 | Fire hydrants Nozzle No.26 |  | OPERATING | OPERATING | E075 | SNR0-2M0 | F40300005 |  | SNR0
SNR-H05SGJ40AA027 | Fire hydrants Nozzle No.27 |  | OPERATING | OPERATING | E075 | SNR0-2M0 | F40300005 |  | SNR0
SNR-H05SGJ40AA028 | Fire hydrants Nozzle No.28 |  | OPERATING | OPERATING | E075 | SNR0-2M0 | F40300005 |  | SNR0
SNR-H05SGJ40AA029 | Fire hydrants Nozzle No.29 |  | OPERATING | OPERATING | E075 | SNR0-2M0 | F40300005 |  | SNR0
SNR-H05SGJ40AA030 | Fire hydrants Nozzle No.30 |  | OPERATING | OPERATING | E075 | SNR0-2M0 | F40300005 |  | SNR0
SNR-H05SGJ40AA031 | Fire hydrants Nozzle No.31 |  | OPERATING | OPERATING | E075 | SNR0-2M0 | F40300005 |  | SNR0
SNR-H05SGJ40AA032 | Fire hydrants Nozzle No.32 |  | OPERATING | OPERATING | E075 | SNR0-2M0 | F40300005 |  | SNR0
SNR-H05SGJ40AA033 | Fire hydrants Nozzle No.33 |  | OPERATING | OPERATING | E075 | SNR0-2M0 | F40300005 |  | SNR0
SNR-H05SGJ40AA034 | Fire hydrants Nozzle No.34 |  | OPERATING | OPERATING | E075 | SNR0-2M0 | F40300005 |  | SNR0
SNR-H05SGJ40AA035 | Fire hydrants Nozzle No.35 |  | OPERATING | OPERATING | E075 | SNR0-2M0 | F40300005 |  | SNR0
SNR-H05SGJ40AA036 | Fire hydrants Nozzle No.36 |  | OPERATING | OPERATING | E075 | SNR0-2M0 | F40300005 |  | SNR0
SNR-H05SGJ40AA037 | Fire hydrants Nozzle No.37 |  | OPERATING | OPERATING | E075 | SNR0-2M0 | F40300005 |  | SNR0
SNR-H05SGJ40AA038 | Fire hydrants Nozzle No.38 |  | OPERATING | OPERATING | E075 | SNR0-2M0 | F40300005 |  | SNR0
SNR-H05SGJ40AA039 | Fire hydrants Nozzle No.39 |  | OPERATING | OPERATING | E075 | SNR0-2M0 | F40300005 |  | SNR0
SNR-H05SGJ40AA040 | Fire hydrants Nozzle No.40 |  | OPERATING | OPERATING | E075 | SNR0-2M0 | F40300005 |  | SNR0
SNR-H05SGJ40AA041 | Fire hydrants Nozzle No.41 |  | OPERATING | OPERATING | E075 | SNR0-2M0 | F40300005 |  | SNR0
SNR-H05SGJ40AA042 | Fire hydrants Nozzle No.42 |  | OPERATING | OPERATING | E075 | SNR0-2M0 | F40300005 |  | SNR0
SNR-H05SGJ40AA043 | Fire hydrants Nozzle No.43 |  | OPERATING | OPERATING | E075 | SNR0-2M0 | F40300005 |  | SNR0
SNR-H05SGJ40AA044 | Fire hydrants Nozzle No.44 |  | OPERATING | OPERATING | E075 | SNR0-2M0 | F40300005 |  | SNR0
SNR-H05SGJ40AA045 | Fire hydrants Nozzle No.45 |  | OPERATING | OPERATING | E075 | SNR0-2M0 | F40300005 |  | SNR0
SNR-H05SGJ40AA046 | Fire hydrants Nozzle No.46 |  | OPERATING | OPERATING | E075 | SNR0-2M0 | F40300005 |  | SNR0
SNR-H05SGJ40AA047 | Fire hydrants Nozzle No.47 |  | OPERATING | OPERATING | E075 | SNR0-2M0 | F40300005 |  | SNR0
SNR-H05SGJ40AA048 | Fire hydrants Nozzle No.48 |  | OPERATING | OPERATING | E075 | SNR0-2M0 | F40300005 |  | SNR0
SNR-H05SGJ40AA049 | Fire hydrants Nozzle No.49 |  | OPERATING | OPERATING | E075 | SNR0-2M0 | F40300005 |  | SNR0
SNR-H05SGJ40AA050 | Fire hydrants Nozzle No.50 |  | OPERATING | OPERATING | E075 | SNR0-2M0 | F40300005 |  | SNR0
SNR-H05SGJ40BR001 | Piping For Fire hydrants Nozzle |  | OPERATING | OPERATING | E075 | SNR0-2M0 | F40300005 |  | SNR0
SNR-H05SGJ40EG001 | Temp Heat Dectector No.1 |  | OPERATING | OPERATING | E075 | SNR0-2E0 | F40300005 |  | SNR0
SNR-H05SGJ40EG002 | Temp Heat Dectector No.2 |  | OPERATING | OPERATING | E075 | SNR0-2E0 | F40300005 |  | SNR0
SNR-H05SGJ40EG003 | Temp Heat Dectector No.3 |  | OPERATING | OPERATING | E075 | SNR0-2E0 | F40300005 |  | SNR0
SNR-H05SGJ40EG004 | Temp Heat Dectector No.4 |  | OPERATING | OPERATING | E075 | SNR0-2E0 | F40300005 |  | SNR0
SNR-H05SGJ40EG005 | Temp Heat Dectector No.5 |  | OPERATING | OPERATING | E075 | SNR0-2E0 | F40300005 |  | SNR0
SNR-H05SGJ40EG006 | Temp Heat Dectector No.6 |  | OPERATING | OPERATING | E075 | SNR0-2E0 | F40300005 |  | SNR0
SNR-H05SGJ40EG007 | Temp Heat Dectector No.7 |  | OPERATING | OPERATING | E075 | SNR0-2E0 | F40300005 |  | SNR0
SNR-H05SGJ40EG008 | Temp Heat Dectector No.8 |  | OPERATING | OPERATING | E075 | SNR0-2E0 | F40300005 |  | SNR0
SNR-H05SGJ40EG009 | Temp Heat Dectector No.9 |  | OPERATING | OPERATING | E075 | SNR0-2E0 | F40300005 |  | SNR0
SNR-H05SGJ40EG010 | Temp Heat Dectector No.10 |  | OPERATING | OPERATING | E075 | SNR0-2E0 | F40300005 |  | SNR0
SNR-H13 | Srinagarind Hydro Common Unit 1-3 |  | OPERATING | OPERATING | E070 |  | F40300000 |  | SNR0
SNR-H13BH | LV.DISTRIBUTION BOARD (SNR-H00BH) |  | OPERATING | OPERATING | E070 | SNR0-2E0 | F40300000 |  | SNR0
SNR-H13BHA | Low Voltage Main Distribution Board (SNR-H00BHA) |  | OPERATING | OPERATING | E070 | SNR0-2E0 | F40300000 |  | SNR0
SNR-H13BHA10 | Motor Control Center MCC-4 |  | OPERATING | OPERATING | E070 | SNR0-2E0 | F40300000 |  | SNR0
SNR-H13BHA10GH100 | Motor Control Center Cubicle (SNR-H00BHA50GH001) |  | OPERATING | OPERATING | E070 | SNR0-2E0 | F40300000 |  | SNR0
SNR-H13BHA10GS100 | Circuit Breaker for Incomer from 416 VAC Station Service Switchgear (SNR-H00BHA51GS100) |  | OPERATING | OPERATING | E070 | SNR0-2E0 | F40300000 |  | SNR0
SNR-H13BHA10GS101 | Circuit Breaker for Existing battery charger (1) (SNR-H00BHA52GS100) |  | OPERATING | OPERATING | E070 | SNR0-2E0 | F40300000 |  | SNR0
SNR-H13BHA10GS102 | Circuit Breaker for STR-2 Tab changer (KW2B) (SNR-H00BHA53GS100) |  | OPERATING | OPERATING | E070 | SNR0-2E0 | F40300000 |  | SNR0
SNR-H13BHA10GS103 | Circuit Breaker for Existing working power source (SNR-H00BHA54GS100) |  | OPERATING | OPERATING | E070 | SNR0-2E0 | F40300000 |  | SNR0
SNR-H13BHA10GS104 | Circuit Breaker for Existing workshop machine (SNR-H00BHA55GS100) |  | OPERATING | OPERATING | E070 | SNR0-2E0 | F40300000 |  | SNR0
SNR-H13BHA10GS105 | Circuit Breaker for Existing elevator (SNR-H00BHA56GS100) |  | OPERATING | OPERATING | E070 | SNR0-2E0 | F40300000 |  | SNR0
SNR-H13BHA10GS106 | Circuit Breaker for Existing communication (SNR-H00BHA57GS100) |  | OPERATING | OPERATING | E070 | SNR0-2E0 | F40300000 |  | SNR0
SNR-H13BHA10GS107 | Circuit Breaker for Existing tailrace gate (SNR-H00BHA58GS100) |  | OPERATING | OPERATING | E070 | SNR0-2E0 | F40300000 |  | SNR0
SNR-H13BHA10GS108 | Circuit Breaker for Existing ventilation blower (SNR-H00BHA59GS100) |  | OPERATING | OPERATING | E070 | SNR0-2E0 | F40300000 |  | SNR0
SNR-H13BHA10GS109 | Circuit Breaker for Existing air conditioner (SNR-H00BHA61GS100) |  | OPERATING | OPERATING | E070 | SNR0-2E0 | F40300000 |  | SNR0
SNR-H13BHA10GS110 | Circuit Breaker for Existing outdoor lighting (SNR-H00BHA62GS100) |  | OPERATING | OPERATING | E070 | SNR0-2E0 | F40300000 |  | SNR0
SNR-H13BHA10GS111 | Circuit Breaker for Existing indoor lighting (2) (SNR-H00BHA63GS100) |  | OPERATING | OPERATING | E070 | SNR0-2E0 | F40300000 |  | SNR0
SNR-H13BHA10GS112 | Circuit Breaker for Existing indoor lighting (1) (SNR-H00BHA64GS100) |  | OPERATING | OPERATING | E070 | SNR0-2E0 | F40300000 |  | SNR0
SNR-H13BHA10GS113 | Circuit Breaker for Existing crane (SNR-H00BHA65GS100) |  | OPERATING | OPERATING | E070 | SNR0-2E0 | F40300000 |  | SNR0
SNR-H13BHA10GS114 | Circuit Breaker for Drainage pump motor main (SNR-H00BHA66GS100) |  | OPERATING | OPERATING | E070 | SNR0-2E0 | F40300000 |  | SNR0
SNR-H13BHA10GS115 | Circuit Breaker for Drainage electrical valve actuator (SNR-H00BHA67GS100) |  | OPERATING | OPERATING | E070 | SNR0-2E0 | F40300000 |  | SNR0
SNR-H13BHA10GS116 | Circuit Breaker for Air compressor cooling water supply electrical valve actuator (SNR-H00BHA68GS100) |  | OPERATING | OPERATING | E070 | SNR0-2E0 | F40300000 |  | SNR0
SNR-H13BHA10GS117 | Circuit Breaker for Air compressor cooling water supply electrical valve actuator (SNR-H00BHA69GS100) |  | OPERATING | OPERATING | E070 | SNR0-2E0 | F40300000 |  | SNR0
SNR-H13BHA10GS118 | Circuit Breaker for Air compressor cooling water supply electrical valve actuator (SNR-H00BHA71GS100) |  | OPERATING | OPERATING | E070 | SNR0-2E0 | F40300000 |  | SNR0
SNR-H13BHA10GS119 | Circuit Breaker for Feeder for 1-phase unit auxiliary supplies (SNR-H00BHA72GS100) |  | OPERATING | OPERATING | E070 | SNR0-2E0 | F40300000 |  | SNR0
SNR-H13BHA20 | Motor Control Center MCC-2.1 |  | OPERATING | OPERATING | E070 | SNR0-2E0 | F40300000 |  | SNR0
SNR-H13BHA20GS100 | MCCB Circuit Breaker for Incomer from MCC2 (SNR-H02BHA39GS100) |  | OPERATING | OPERATING | E070 | SNR0-2E0 | F40300000 |  | SNR0
SNR-H13BHA20GS101 | Circuit Breaker for Heater and Lighting (SNR-H02BHA41GS100) |  | OPERATING | OPERATING | E070 | SNR0-2E0 | F40300000 |  | SNR0
SNR-H13BHA20GS102 | Circuit Breaker for Sump Pump for Downstream Seepage Measurement (SNR-H02BHA42GS100) |  | OPERATING | OPERATING | E070 | SNR0-2E0 | F40300000 |  | SNR0
SNR-H13BHA20GS103 | Circuit Breaker for STR-1 Tap Changer (KW1B) (SNR-H02BHA43GS100) |  | OPERATING | OPERATING | E070 | SNR0-2E0 | F40300000 |  | SNR0
SNR-H13BHA20GS104 | Circuit Breaker for Existing Battery Charger (SNR-H02BHA44GS100) |  | OPERATING | OPERATING | E070 | SNR0-2E0 | F40300000 |  | SNR0
SNR-H13BHA20GS105 | Circuit Breaker for Indoor Lighting (SNR-H02BHA45GS100) |  | OPERATING | OPERATING | E070 | SNR0-2E0 | F40300000 |  | SNR0
SNR-H13BHA20GS106 | Circuit Breaker for Drainage Pump Motor Standby (SNR-H02BHA46GS100) |  | OPERATING | OPERATING | E070 | SNR0-2E0 | F40300000 |  | SNR0
SNR-H13C | Instrumentation and Control Equipment |  | OPERATING | OPERATING | E070 | SNR0-2E0 | F40300000 |  | SNR0
SNR-H13CD | Drive Control Interface |  | OPERATING | OPERATING | E070 | SNR0-2E0 | F40300000 |  | SNR0
SNR-H13CDA | Control System |  | OPERATING | OPERATING | E070 | SNR0-2E0 | F40300000 |  | SNR0
SNR-H13CDB | Intake Gate Control |  | OPERATING | OPERATING | E070 | SNR0-2E0 | F40300000 |  | SNR0
SNR-H13CDB10 | Intake Gate Control Panel |  | OPERATING | OPERATING | E070 | SNR0-2E0 | F40300000 |  | SNR0
SNR-H13CDB10GH100 | Intake Gate Control Unit 1-3 (DAM) |  | OPERATING | OPERATING | E070 | SNR0-2E0 | F40300000 |  | SNR0
SNR-H13L | Intake Gate & Drainage System |  | OPERATING | OPERATING | E070 | SNR0-2E0 | F40300000 |  | SNR0
SNR-H13LP | Intake Gate |  | OPERATING | OPERATING | E070 | SNR0-2E0 | F40300000 |  | SNR0
SNR-H13LPX | Intake Gate Power Unit |  | OPERATING | OPERATING | E070 | SNR0-2E0 | F40300000 |  | SNR0
SNR-H13LPX10 | Intake Gate Power Unit No.1 |  | OPERATING | OPERATING | E070 | SNR0-2E0 | F40300000 |  | SNR0
SNR-H13LPX10AP001 | Pump VP#1 |  | OPERATING | OPERATING | E070 | SNR0-2M0 | F40300000 |  | SNR0
SNR-H13LPX10AP001-M01 | Motor M1-I |  | OPERATING | OPERATING | E070 | SNR0-2E0 | F40300000 |  | SNR0
SNR-H13LPX10AP001-Y01 | Solenoid Valve SV1 |  | OPERATING | OPERATING | E070 | SNR0-2M0 | F40300000 |  | SNR0
SNR-H13LPX10AP001KA01 | Valve SL1-I |  | OPERATING | OPERATING | E070 | SNR0-2M0 | F40300000 |  | SNR0
SNR-H13LPX10AP001KA02 | Strainer FL1-I |  | OPERATING | OPERATING | E070 | SNR0-2M0 | F40300000 |  | SNR0
SNR-H13LPX10AP001KA03 | Check Valve CA1-I |  | OPERATING | OPERATING | E070 | SNR0-2M0 | F40300000 |  | SNR0
SNR-H13LPX10AP001KA04 | Relief Valve RV1-I |  | OPERATING | OPERATING | E070 | SNR0-2M0 | F40300000 |  | SNR0
SNR-H13LPX10AP001KA05 | Valve K6-I |  | OPERATING | OPERATING | E070 | SNR0-2M0 | F40300000 |  | SNR0
SNR-H13LPX10AP001KA06 | Valve K2-I |  | OPERATING | OPERATING | E070 | SNR0-2M0 | F40300000 |  | SNR0
SNR-H13LPX10AP001KA07 | Flow Control Valve D1-I |  | OPERATING | OPERATING | E070 | SNR0-2M0 | F40300000 |  | SNR0
SNR-H13LPX10AP001KA08 | Valve K3-I |  | OPERATING | OPERATING | E070 | SNR0-2M0 | F40300000 |  | SNR0
SNR-H13LPX10AP001KP01 | PUMP VP1-I |  | OPERATING | OPERATING | E070 | SNR0-2M0 | F40300000 |  | SNR0
SNR-H13LPX10AP001MK01 | Coupling |  | OPERATING | OPERATING | E070 | SNR0-2M0 | F40300000 |  | SNR0
SNR-H13LPX10AP001QP01 | Pressure Switch (PS1-I) |  | OPERATING | OPERATING | E070 | SNR0-2E0 | F40300000 |  | SNR0
SNR-H13LPX10AP001QP02 | Pressure Gauge (PG2-I) |  | OPERATING | OPERATING | E070 | SNR0-2E0 | F40300000 |  | SNR0
SNR-H13LPX10AP002 | Pump VP#2 |  | OPERATING | OPERATING | E070 | SNR0-2M0 | F40300000 |  | SNR0
SNR-H13LPX10AP002-M01 | Motor M2-I |  | OPERATING | OPERATING | E070 | SNR0-2E0 | F40300000 |  | SNR0
SNR-H13LPX10AP002KA01 | Valve SL2-I |  | OPERATING | OPERATING | E070 | SNR0-2M0 | F40300000 |  | SNR0
SNR-H13LPX10AP002KA02 | Check Valve CA2-I |  | OPERATING | OPERATING | E070 | SNR0-2M0 | F40300000 |  | SNR0
SNR-H13LPX10AP002KA03 | Relief Valve RV2-I |  | OPERATING | OPERATING | E070 | SNR0-2M0 | F40300000 |  | SNR0
SNR-H13LPX10AP002KA04 | Valve K5-I |  | OPERATING | OPERATING | E070 | SNR0-2M0 | F40300000 |  | SNR0
SNR-H13LPX10AP002KA05 | Flow Control Valve D2-I |  | OPERATING | OPERATING | E070 | SNR0-2M0 | F40300000 |  | SNR0
SNR-H13LPX10AP002KA06 | Valve K4-I |  | OPERATING | OPERATING | E070 | SNR0-2M0 | F40300000 |  | SNR0
SNR-H13LPX10AP002KP01 | PUMP |  | OPERATING | OPERATING | E070 | SNR0-2M0 | F40300000 |  | SNR0
SNR-H13LPX10AP002KT01 | Strainer FL2-I |  | OPERATING | OPERATING | E070 | SNR0-2M0 | F40300000 |  | SNR0
SNR-H13LPX10AP002MK01 | Coupling |  | OPERATING | OPERATING | E070 | SNR0-2M0 | F40300000 |  | SNR0
SNR-H13LPX10AP002QP01 | Pressure Switch (PS3-I) |  | OPERATING | OPERATING | E070 | SNR0-2E0 | F40300000 |  | SNR0
SNR-H13LPX10AP002QP02 | Pressure Gauge (PG3-I) |  | OPERATING | OPERATING | E070 | SNR0-2E0 | F40300000 |  | SNR0
SNR-H13LPX10AP003 | Pump HP#1 |  | OPERATING | OPERATING | E070 | SNR0-2M0 | F40300000 |  | SNR0
SNR-H13LPX10AP003KA01 | Valve SL3-I |  | OPERATING | OPERATING | E070 | SNR0-2M0 | F40300000 |  | SNR0
SNR-H13LPX10AP003KA02 | Relief Valve RC1-I |  | OPERATING | OPERATING | E070 | SNR0-2M0 | F40300000 |  | SNR0
SNR-H13LPX10AP003KA03 | Valve K1-I |  | OPERATING | OPERATING | E070 | SNR0-2M0 | F40300000 |  | SNR0
SNR-H13LPX10AP003KP04 | Pump |  | OPERATING | OPERATING | E070 | SNR0-2M0 | F40300000 |  | SNR0
SNR-H13LPX10AP003KT01 | Strainer FL3-I |  | OPERATING | OPERATING | E070 | SNR0-2M0 | F40300000 |  | SNR0
SNR-H13LPX10AP003QP01 | Pressure Gauge (PG1-I) |  | OPERATING | OPERATING | E070 | SNR0-2E0 | F40300000 |  | SNR0
SNR-H13LPX10BB001 | Oil Sump Tank |  | OPERATING | OPERATING | E070 | SNR0-2M0 | F40300000 |  | SNR0
SNR-H13LPX10BB001KA01 | Valve SL4-1 |  | OPERATING | OPERATING | E070 | SNR0-2M0 | F40300000 |  | SNR0
SNR-H13LPX10BB001KA02 | Valve GV1-I |  | OPERATING | OPERATING | E070 | SNR0-2M0 | F40300000 |  | SNR0
SNR-H13LPX10BB001KA03 | Valve GV2-I |  | OPERATING | OPERATING | E070 | SNR0-2M0 | F40300000 |  | SNR0
SNR-H13LPX10BB001KD01 | Sump Tank |  | OPERATING | OPERATING | E070 | SNR0-2M0 | F40300000 |  | SNR0
SNR-H13LPX10BB001QP01 | Level Gauge |  | OPERATING | OPERATING | E070 | SNR0-2E0 | F40300000 |  | SNR0
SNR-H13LPX10BB001QP02 | Level Gauge |  | OPERATING | OPERATING | E070 | SNR0-2E0 | F40300000 |  | SNR0
SNR-H13LPX10BR001 | Piping |  | OPERATING | OPERATING | E070 | SNR0-2M0 | F40300000 |  | SNR0
SNR-H13LPX10BR002 | Piping |  | OPERATING | OPERATING | E070 | SNR0-2M0 | F40300000 |  | SNR0
SNR-H13LPX10BR003 | Piping |  | OPERATING | OPERATING | E070 | SNR0-2M0 | F40300000 |  | SNR0
SNR-H13LPX11 | Power Unit No.2 |  | OPERATING | OPERATING | E070 | SNR0-2E0 | F40300000 |  | SNR0
SNR-H13LPX11AP001 | Pump VP#1 |  | OPERATING | OPERATING | E070 | SNR0-2M0 | F40300000 |  | SNR0
SNR-H13LPX11AP001-M01 | Motor M1-II |  | OPERATING | OPERATING | E070 | SNR0-2E0 | F40300000 |  | SNR0
SNR-H13LPX11AP001-Y01 | Solenoid Valve SV2 |  | OPERATING | OPERATING | E070 | SNR0-2M0 | F40300000 |  | SNR0
SNR-H13LPX11AP001KA01 | Valve SL1-II |  | OPERATING | OPERATING | E070 | SNR0-2M0 | F40300000 |  | SNR0
SNR-H13LPX11AP001KA02 | Strainer FL1-II |  | OPERATING | OPERATING | E070 | SNR0-2M0 | F40300000 |  | SNR0
SNR-H13LPX11AP001KA03 | Check Valve CA1-II |  | OPERATING | OPERATING | E070 | SNR0-2M0 | F40300000 |  | SNR0
SNR-H13LPX11AP001KA04 | Relief Valve RV1-II |  | OPERATING | OPERATING | E070 | SNR0-2M0 | F40300000 |  | SNR0
SNR-H13LPX11AP001KA05 | Valve K6-II |  | OPERATING | OPERATING | E070 | SNR0-2M0 | F40300000 |  | SNR0
SNR-H13LPX11AP001KA06 | Valve K2-II |  | OPERATING | OPERATING | E070 | SNR0-2M0 | F40300000 |  | SNR0
SNR-H13LPX11AP001KA07 | Flow Control Valve D1-II |  | OPERATING | OPERATING | E070 | SNR0-2M0 | F40300000 |  | SNR0
SNR-H13LPX11AP001KA08 | Valve K3-II |  | OPERATING | OPERATING | E070 | SNR0-2M0 | F40300000 |  | SNR0
SNR-H13LPX11AP001KP01 | PUMP VP1-II |  | OPERATING | OPERATING | E070 | SNR0-2M0 | F40300000 |  | SNR0
SNR-H13LPX11AP001MK01 | Coupling |  | OPERATING | OPERATING | E070 | SNR0-2M0 | F40300000 |  | SNR0
SNR-H13LPX11AP001QP01 | Pressure Switch (PS1-II) |  | OPERATING | OPERATING | E070 | SNR0-2E0 | F40300000 |  | SNR0
SNR-H13LPX11AP001QP02 | Pressure Gauge (PG2-II) |  | OPERATING | OPERATING | E070 | SNR0-2E0 | F40300000 |  | SNR0
SNR-H13LPX11AP002 | Pump VP#2 |  | OPERATING | OPERATING | E070 | SNR0-2M0 | F40300000 |  | SNR0
SNR-H13LPX11AP002-M01 | Motor M2-II |  | OPERATING | OPERATING | E070 | SNR0-2E0 | F40300000 |  | SNR0
SNR-H13LPX11AP002KA01 | Valve SL2-II |  | OPERATING | OPERATING | E070 | SNR0-2M0 | F40300000 |  | SNR0
SNR-H13LPX11AP002KA02 | Check Valve CA2-II |  | OPERATING | OPERATING | E070 | SNR0-2M0 | F40300000 |  | SNR0
SNR-H13LPX11AP002KA03 | Relief Valve RV2-II |  | OPERATING | OPERATING | E070 | SNR0-2M0 | F40300000 |  | SNR0
SNR-H13LPX11AP002KA04 | Valve K5-II |  | OPERATING | OPERATING | E070 | SNR0-2M0 | F40300000 |  | SNR0
SNR-H13LPX11AP002KA05 | Flow Control Valve D2-II |  | OPERATING | OPERATING | E070 | SNR0-2M0 | F40300000 |  | SNR0
SNR-H13LPX11AP002KA06 | Valve K4-II |  | OPERATING | OPERATING | E070 | SNR0-2M0 | F40300000 |  | SNR0
SNR-H13LPX11AP002KP01 | PUMP |  | OPERATING | OPERATING | E070 | SNR0-2M0 | F40300000 |  | SNR0
SNR-H13LPX11AP002KT01 | Strainer FL2-II |  | OPERATING | OPERATING | E070 | SNR0-2M0 | F40300000 |  | SNR0
SNR-H13LPX11AP002MK01 | Coupling |  | OPERATING | OPERATING | E070 | SNR0-2M0 | F40300000 |  | SNR0
SNR-H13LPX11AP002QP01 | Pressure Switch (PS3-II) |  | OPERATING | OPERATING | E070 | SNR0-2E0 | F40300000 |  | SNR0
SNR-H13LPX11AP002QP02 | Pressure Gauge (PG3-II) |  | OPERATING | OPERATING | E070 | SNR0-2E0 | F40300000 |  | SNR0
SNR-H13LPX11AP003 | Pump HP#1 |  | OPERATING | OPERATING | E070 | SNR0-2M0 | F40300000 |  | SNR0
SNR-H13LPX11AP003KA01 | Valve SL3-II |  | OPERATING | OPERATING | E070 | SNR0-2M0 | F40300000 |  | SNR0
SNR-H13LPX11AP003KA02 | Relief Valve RC1-II |  | OPERATING | OPERATING | E070 | SNR0-2M0 | F40300000 |  | SNR0
SNR-H13LPX11AP003KA03 | Valve K1-II |  | OPERATING | OPERATING | E070 | SNR0-2M0 | F40300000 |  | SNR0
SNR-H13LPX11AP003KP04 | Pump |  | OPERATING | OPERATING | E070 | SNR0-2M0 | F40300000 |  | SNR0
SNR-H13LPX11AP003KT01 | Strainer FL3-II |  | OPERATING | OPERATING | E070 | SNR0-2M0 | F40300000 |  | SNR0
SNR-H13LPX11AP003QP01 | Pressure Gauge (PG1-I) |  | OPERATING | OPERATING | E070 | SNR0-2E0 | F40300000 |  | SNR0
SNR-H13LPX11BB001 | Oil Sump Tank |  | OPERATING | OPERATING | E070 | SNR0-2M0 | F40300000 |  | SNR0
SNR-H13LPX11BB001KA01 | Valve SL4-2 |  | OPERATING | OPERATING | E070 | SNR0-2M0 | F40300000 |  | SNR0
SNR-H13LPX11BB001KA02 | Valve GV1-II |  | OPERATING | OPERATING | E070 | SNR0-2M0 | F40300000 |  | SNR0
SNR-H13LPX11BB001KA03 | Valve GV2-II |  | OPERATING | OPERATING | E070 | SNR0-2M0 | F40300000 |  | SNR0
SNR-H13LPX11BB001KD01 | Sump Tank |  | OPERATING | OPERATING | E070 | SNR0-2M0 | F40300000 |  | SNR0
SNR-H13LPX11BB001QP01 | Level Gauge |  | OPERATING | OPERATING | E070 | SNR0-2E0 | F40300000 |  | SNR0
SNR-H13LPX11BB001QP02 | Level Gauge |  | OPERATING | OPERATING | E070 | SNR0-2E0 | F40300000 |  | SNR0
SNR-H13LPX11BR001 | Piping |  | OPERATING | OPERATING | E070 | SNR0-2M0 | F40300000 |  | SNR0
SNR-H13LPX11BR002 | Piping |  | OPERATING | OPERATING | E070 | SNR0-2M0 | F40300000 |  | SNR0
SNR-H13LPX11BR003 | Piping |  | OPERATING | OPERATING | E070 | SNR0-2M0 | F40300000 |  | SNR0
SNR-H13LQ | Unit #13 Tailrace System |  | OPERATING | OPERATING | E070 | SNR0-2M0 | F40300000 |  | SNR0
SNR-H13LQC | Tailrace Gate System |  | OPERATING | OPERATING | E070 | SNR0-2M0 | F40300000 |  | SNR0
SNR-H13LQC10 | Tailrace Gate |  | OPERATING | OPERATING | E070 | SNR0-2M0 | F40300000 |  | SNR0
SNR-H13LQC10AB001 | Gate No.1 |  | OPERATING | OPERATING | E070 | SNR0-2M0 | F40300000 |  | SNR0
SNR-H13LQC10AB002 | Gate No.2 |  | OPERATING | OPERATING | E070 | SNR0-2M0 | F40300000 |  | SNR0
SNR-H13LQC10AB003 | Gate No.3 |  | OPERATING | OPERATING | E070 | SNR0-2M0 | F40300000 |  | SNR0
SNR-H13LQC10AB004 | Gate No.4 |  | OPERATING | OPERATING | E070 | SNR0-2M0 | F40300000 |  | SNR0
SNR-H13LS | Drainage System SNR#1-3 |  | OPERATING | OPERATING | E070 | SNR0-2M0 | F40300000 |  | SNR0
SNR-H13LSL | Drainage System SNR#1-3 |  | OPERATING | OPERATING | E070 | SNR0-2M0 | F40300000 |  | SNR0
SNR-H13LSL10 | Drainage System |  | OPERATING | OPERATING | E070 | SNR0-2M0 | F40300000 |  | SNR0
SNR-H13LSL10AA001 | Check Valve For Pump 850A (SNR-H13LSL11AA701) |  | OPERATING | OPERATING | E070 | SNR0-2M0 | F40300000 |  | SNR0
SNR-H13LSL10AA002 | Valve Outlet after Pump 850A (SNR-H13LSL11AA501) |  | OPERATING | OPERATING | E070 | SNR0-2M0 | F40300000 |  | SNR0
SNR-H13LSL10AA003 | Check Valve for Pump 850B (SNR-H13LSL12AA701) |  | OPERATING | OPERATING | E070 | SNR0-2M0 | F40300000 |  | SNR0
SNR-H13LSL10AA004 | Valve Outlet after Pump 850B (SNR-H13LSL12AA501) |  | OPERATING | OPERATING | E070 | SNR0-2M0 | F40300000 |  | SNR0
SNR-H13LSL10AP001 | Drainage Pump No.A (850A) (SNR-H13LSL11AP001) |  | OPERATING | OPERATING | E070 | SNR0-2M0 | F40300000 |  | SNR0
SNR-H13LSL10AP001-M01 | Motor (88WHMA) (SNR-H13LSL11AP001-M01) |  | OPERATING | OPERATING | E070 | SNR0-2E0 | F40300000 |  | SNR0
SNR-H13LSL10AP001KP01 | Pump 850A (SNR-H13LSL11AP001) |  | OPERATING | OPERATING | E070 | SNR0-2M0 | F40300000 |  | SNR0
SNR-H13LSL10AP001MK01 | Coupling |  | OPERATING | OPERATING | E070 | SNR0-2M0 | F40300000 |  | SNR0
SNR-H13LSL10AP002 | Drainage Pump No.B (850B) (SNR-H13LSL12AP001) |  | OPERATING | OPERATING | E070 | SNR0-2M0 | F40300000 |  | SNR0
SNR-H13LSL10AP002-M01 | Motor (88WHMB) (SNR-H13LSL12AP001-M01) |  | OPERATING | OPERATING | E070 | SNR0-2E0 | F40300000 |  | SNR0
SNR-H13LSL10AP002KP01 | Pump 850B (SNR-H13LSL12AP001) |  | OPERATING | OPERATING | E070 | SNR0-2M0 | F40300000 |  | SNR0
SNR-H13LSL10AP002MK01 | Coupling |  | OPERATING | OPERATING | E070 | SNR0-2M0 | F40300000 |  | SNR0
SNR-H13LSL10BB001 | Drainage Pit |  | OPERATING | OPERATING | E070 | SNR0-2M0 | F40300000 |  | SNR0
SNR-H13LSL10BR001 | Pipe for Pump 850A |  | OPERATING | OPERATING | E070 | SNR0-2M0 | F40300000 |  | SNR0
SNR-H13LSL10BR002 | Pipe for Pump 850B |  | OPERATING | OPERATING | E070 | SNR0-2M0 | F40300000 |  | SNR0
SNR-H13LSL10CL001 | Level Switch (Low pump interlock) (SNR-H13LSL10CL301-S01) |  | OPERATING | OPERATING | E070 | SNR0-2E0 | F40300000 |  | SNR0
SNR-H13LSL10CL002 | Level Switch (Low stop pump) (SNR-H13LSL10CL302-S01) |  | OPERATING | OPERATING | E070 | SNR0-2E0 | F40300000 |  | SNR0
SNR-H13LSL10CL003 | Level Switch (High start regular pump) (SNR-H13LSL10CL303-S01) |  | OPERATING | OPERATING | E070 | SNR0-2E0 | F40300000 |  | SNR0
SNR-H13LSL10CL004 | Level Switch (High start stand-by pump) (SNR-H13LSL10CL304-S01) |  | OPERATING | OPERATING | E070 | SNR0-2E0 | F40300000 |  | SNR0
SNR-H13LSL10CL005 | Level Switch (High start jet pump) (SNR-H13LSL10CL305-S01) |  | OPERATING | OPERATING | E070 | SNR0-2E0 | F40300000 |  | SNR0
SNR-H13LSL10CL006 | Level Switch (High alarm) (SNR-H13LSL10CL306-S01) |  | OPERATING | OPERATING | E070 | SNR0-2E0 | F40300000 |  | SNR0
SNR-H13LSL10CL007 | Level Switch (Too high alarm) (SNR-H13LSL17CL301-S01) |  | OPERATING | OPERATING | E070 | SNR0-2E0 | F40300000 |  | SNR0
SNR-H13LSL10CL008 | Level Switch (Too high alarm) (SNR-H13LSL17CL302-S01) |  | OPERATING | OPERATING | E070 | SNR0-2E0 | F40300000 |  | SNR0
SNR-H13LSL20 | Jet Pump for Drainage System (SNR-H13LSL21) |  | OPERATING | OPERATING | E070 | SNR0-2M0 | F40300000 |  | SNR0
SNR-H13LSL20AA001 | Valve Inlet before Strainer from No.3 PT (SNR-H1303LSL21AA503) |  | OPERATING | OPERATING | E070 | SNR0-2M0 | F40300000 |  | SNR0
SNR-H13LSL20AA002 | Valve Outlet after Strainer from No.3 PT (SNR-H1303LSL21AA502) |  | OPERATING | OPERATING | E070 | SNR0-2M0 | F40300000 |  | SNR0
SNR-H13LSL20AA003 | Valve Drain for Strainer from No.3 PT |  | OPERATING | OPERATING | E070 | SNR0-2M0 | F40300000 |  | SNR0
SNR-H13LSL20AA004 | Valve Inlet before Strainer from No.2 PT (SNR-H1302LSL21AA503) |  | OPERATING | OPERATING | E070 | SNR0-2M0 | F40300000 |  | SNR0
SNR-H13LSL20AA005 | Valve Outlet after Strainer from No.2 PT (SNR-H1302LSL21AA502) |  | OPERATING | OPERATING | E070 | SNR0-2M0 | F40300000 |  | SNR0
SNR-H13LSL20AA006 | Valve Drain for Strainer from No.2 PT |  | OPERATING | OPERATING | E070 | SNR0-2M0 | F40300000 |  | SNR0
SNR-H13LSL20AA007 | Motor Operate Valve (20JM) (SNR-H13LSL21AA101) |  | OPERATING | OPERATING | E070 | SNR0-2M0 | F40300000 |  | SNR0
SNR-H13LSL20AA007-M01 | Motor (SNR-H13LSL21AA101-M01) |  | OPERATING | OPERATING | E070 | SNR0-2E0 | F40300000 |  | SNR0
SNR-H13LSL20AA007KA01 | Valve (SNR-H13LSL21AA101) |  | OPERATING | OPERATING | E070 | SNR0-2M0 | F40300000 |  | SNR0
SNR-H13LSL20AA007MG01 | Gear Drive |  | OPERATING | OPERATING | E070 | SNR0-2M0 | F40300000 |  | SNR0
SNR-H13LSL20AA008 | Check Valve after Jet Pump 852 (SNR-H13LSL21AA701) |  | OPERATING | OPERATING | E070 | SNR0-2M0 | F40300000 |  | SNR0
SNR-H13LSL20AA009 | Valve Outlet after Jet Pump 852 (SNR-H13LSL21AA501) |  | OPERATING | OPERATING | E070 | SNR0-2M0 | F40300000 |  | SNR0
SNR-H13LSL20AA010 | Drain valve after Jet Pump (SNR-H13LSL21AA601) |  | OPERATING | OPERATING | E070 | SNR0-2M0 | F40300000 |  | SNR0
SNR-H13LSL20AP001 | Jet Pump (852) (SNR-H13LSL21AP001) |  | OPERATING | OPERATING | E070 | SNR0-2M0 | F40300000 |  | SNR0
SNR-H13LSL20AT001 | Strainer (855A) from No.3 Penstock (SNR-H1303LSL21AT001) |  | OPERATING | OPERATING | E070 | SNR0-2M0 | F40300000 |  | SNR0
SNR-H13LSL20AT002 | Strainer (855B) from No.2 Penstock (SNR-H1302LSL21AT001) |  | OPERATING | OPERATING | E070 | SNR0-2M0 | F40300000 |  | SNR0
SNR-H13LSL20BR001 | Pipe for Strainer from No.3 Penstock |  | OPERATING | OPERATING | E070 | SNR0-2M0 | F40300000 |  | SNR0
SNR-H13LSL20BR002 | Pipe for Strainer from No.2 Penstock |  | OPERATING | OPERATING | E070 | SNR0-2M0 | F40300000 |  | SNR0
SNR-H13LSL20BR003 | Pipe after Jet Pump 852 |  | OPERATING | OPERATING | E070 | SNR0-2M0 | F40300000 |  | SNR0
SNR-H13LSY | SNR-H13LSY |  | OPERATING | OPERATING | E070 | SNR0-2M0 | F40300000 |  | SNR0
SNR-H13LSY10 | Control Cubicle Drainage Pump |  | OPERATING | OPERATING | E070 | SNR0-2M0 | F40300000 |  | SNR0
SNR-H13Q | Compressed Air System Unit 1-3 |  | OPERATING | OPERATING | E070 | SNR0-2M0 | F40300000 |  | SNR0
SNR-H13QE | Compressed Air System |  | OPERATING | OPERATING | E070 | SNR0-2M0 | F40300000 |  | SNR0
SNR-H13QEA | Compressed Air Set |  | OPERATING | OPERATING | E070 | SNR0-2M0 | F40300000 |  | SNR0
SNR-H13QEA10 | Air Compressor Set No.A(460A) |  | OPERATING | OPERATING | E070 | SNR0-2M0 | F40300000 |  | SNR0
SNR-H13QEA10AA001 | Final pressure safety valve |  | OPERATING | OPERATING | E070 | SNR0-2M0 | F40300000 |  | SNR0
SNR-H13QEA10AN001 | Compressor block, cooler assy |  | OPERATING | OPERATING | E070 | SNR0-2M0 | F40300000 |  | SNR0
SNR-H13QEA10AN001KA01 | Safety valve, 1st stage |  | OPERATING | OPERATING | E070 | SNR0-2M0 | F40300000 |  | SNR0
SNR-H13QEA10AN001KA02 | Safety valve, 3rd stage |  | OPERATING | OPERATING | E070 | SNR0-2M0 | F40300000 |  | SNR0
SNR-H13QEA10AN001KC01 | Inter-cooler, 1st stage |  | OPERATING | OPERATING | E070 | SNR0-2M0 | F40300000 |  | SNR0
SNR-H13QEA10AN001KC02 | Inter-cooler, 2nd stage |  | OPERATING | OPERATING | E070 | SNR0-2M0 | F40300000 |  | SNR0
SNR-H13QEA10AN001KC03 | Inter-cooler, 3rd stage |  | OPERATING | OPERATING | E070 | SNR0-2M0 | F40300000 |  | SNR0
SNR-H13QEA10AN001KC04 | After-cooler |  | OPERATING | OPERATING | E070 | SNR0-2M0 | F40300000 |  | SNR0
SNR-H13QEA10AN001KC05 | Air outlet |  | OPERATING | OPERATING | E070 | SNR0-2M0 | F40300000 |  | SNR0
SNR-H13QEA10AN001KD01 | Cylinder, 1st stage |  | OPERATING | OPERATING | E070 | SNR0-2M0 | F40300000 |  | SNR0
SNR-H13QEA10AN001KD02 | Cylinder, 2nd stage |  | OPERATING | OPERATING | E070 | SNR0-2M0 | F40300000 |  | SNR0
SNR-H13QEA10AN001KD03 | Cylinder, 3rd stage |  | OPERATING | OPERATING | E070 | SNR0-2M0 | F40300000 |  | SNR0
SNR-H13QEA10AN001KE01 | Flywheel |  | OPERATING | OPERATING | E070 | SNR0-2M0 | F40300000 |  | SNR0
SNR-H13QEA10AN001KT01 | Intake filter |  | OPERATING | OPERATING | E070 | SNR0-2M0 | F40300000 |  | SNR0
SNR-H13QEA10AN001KT02 | Condensate separator, 1st stage |  | OPERATING | OPERATING | E070 | SNR0-2M0 | F40300000 |  | SNR0
SNR-H13QEA10AN001KT03 | Oil filler/dipstick |  | OPERATING | OPERATING | E070 | SNR0-2M0 | F40300000 |  | SNR0
SNR-H13QEA10AN002 | Automatic condensate drain |  | OPERATING | OPERATING | E070 | SNR0-2M0 | F40300000 |  | SNR0
SNR-H13QEA10AN002KA01 | Condensate drain valve, intermediate separator 1st stage |  | OPERATING | OPERATING | E070 | SNR0-2M0 | F40300000 |  | SNR0
SNR-H13QEA10AN002KA02 | Condensate drain valve, intermediate separator 2nd stage |  | OPERATING | OPERATING | E070 | SNR0-2M0 | F40300000 |  | SNR0
SNR-H13QEA10AN002KA03 | Condensate drain valve, intermediate separator 3rd stage |  | OPERATING | OPERATING | E070 | SNR0-2M0 | F40300000 |  | SNR0
SNR-H13QEA10AN002KA04 | Condensate drain valve, oil and water separator (compressor block) |  | OPERATING | OPERATING | E070 | SNR0-2M0 | F40300000 |  | SNR0
SNR-H13QEA10AN002KA05 | 3/2-way solenoid valve, 1st, 2nd and 3rd stage |  | OPERATING | OPERATING | E070 | SNR0-2M0 | F40300000 |  | SNR0
SNR-H13QEA10AN002KT01 | Condensate inlet connection (tube connector) |  | OPERATING | OPERATING | E070 | SNR0-2M0 | F40300000 |  | SNR0
SNR-H13QEA10AN002KT02 | Manual condensate drain tap |  | OPERATING | OPERATING | E070 | SNR0-2M0 | F40300000 |  | SNR0
SNR-H13QEA10AN002KT03 | Condensate outlet (tube connector) |  | OPERATING | OPERATING | E070 | SNR0-2M0 | F40300000 |  | SNR0
SNR-H13QEA10AN002QN01 | Control medium connection |  | OPERATING | OPERATING | E070 | SNR0-2E0 | F40300000 |  | SNR0
SNR-H13QEA10AN002QN02 | Control medium feedback |  | OPERATING | OPERATING | E070 | SNR0-2E0 | F40300000 |  | SNR0
SNR-H13QEA10AN003 | Condensate outlet |  | OPERATING | OPERATING | E070 | SNR0-2M0 | F40300000 |  | SNR0
SNR-H13QEA10AN004 | Condensate collector |  | OPERATING | OPERATING | E070 | SNR0-2M0 | F40300000 |  | SNR0
SNR-H13QEA10AN004-S01 | Level switch |  | OPERATING | OPERATING | E070 | SNR0-2E0 | F40300000 |  | SNR0
SNR-H13QEA10AN004KA01 | Safety valve |  | OPERATING | OPERATING | E070 | SNR0-2M0 | F40300000 |  | SNR0
SNR-H13QEA10AN004KA02 | Activated charcoal filling |  | OPERATING | OPERATING | E070 | SNR0-2M0 | F40300000 |  | SNR0
SNR-H13QEA10AN004KD01 | Plastic tank |  | OPERATING | OPERATING | E070 | SNR0-2M0 | F40300000 |  | SNR0
SNR-H13QEA10AN004KT01 | Condensate inlet |  | OPERATING | OPERATING | E070 | SNR0-2M0 | F40300000 |  | SNR0
SNR-H13QEA10AN004KT02 | Condensate |  | OPERATING | OPERATING | E070 | SNR0-2M0 | F40300000 |  | SNR0
SNR-H13QEA10AN004KT03 | Hose from compressor unit |  | OPERATING | OPERATING | E070 | SNR0-2M0 | F40300000 |  | SNR0
SNR-H13QEA10AN004QP01 | Level indicator |  | OPERATING | OPERATING | E070 | SNR0-2E0 | F40300000 |  | SNR0
SNR-H13QEA10AN004QP02 | Float |  | OPERATING | OPERATING | E070 | SNR0-2M0 | F40300000 |  | SNR0
SNR-H13QEA10AN005 | Shock-mount |  | OPERATING | OPERATING | E070 | SNR0-2M0 | F40300000 |  | SNR0
SNR-H13QEA10AN006 | Intermediate separator |  | OPERATING | OPERATING | E070 | SNR0-2M0 | F40300000 |  | SNR0
SNR-H13QEA10AN006KT01 | Intermediate separator 2nd stage |  | OPERATING | OPERATING | E070 | SNR0-2M0 | F40300000 |  | SNR0
SNR-H13QEA10AN006KT02 | Intermediate separator 3rd stage |  | OPERATING | OPERATING | E070 | SNR0-2M0 | F40300000 |  | SNR0
SNR-H13QEA10AN007 | Transportation bracket |  | OPERATING | OPERATING | E070 | SNR0-2M0 | F40300000 |  | SNR0
SNR-H13QEA10AN008 | Lubrication system |  | OPERATING | OPERATING | E070 | SNR0-2M0 | F40300000 |  | SNR0
SNR-H13QEA10AN008-S01 | Oil pressure switch |  | OPERATING | OPERATING | E070 | SNR0-2E0 | F40300000 |  | SNR0
SNR-H13QEA10AN008KD01 | Oil sump |  | OPERATING | OPERATING | E070 | SNR0-2M0 | F40300000 |  | SNR0
SNR-H13QEA10AN008KP01 | Oil pump with regulating valve |  | OPERATING | OPERATING | E070 | SNR0-2M0 | F40300000 |  | SNR0
SNR-H13QEA10AN008KT01 | Oil strainer |  | OPERATING | OPERATING | E070 | SNR0-2M0 | F40300000 |  | SNR0
SNR-H13QEA10AN008KT02 | Oil filter |  | OPERATING | OPERATING | E070 | SNR0-2M0 | F40300000 |  | SNR0
SNR-H13QEA10AN008MR01 | Injection pipe |  | OPERATING | OPERATING | E070 | SNR0-2M0 | F40300000 |  | SNR0
SNR-H13QEA10AN008QP01 | Oil pressure gauge |  | OPERATING | OPERATING | E070 | SNR0-2E0 | F40300000 |  | SNR0
SNR-H13QEA10AN009 | Pressure maintaining valve/Non-return valve |  | OPERATING | OPERATING | E070 | SNR0-2M0 | F40300000 |  | SNR0
SNR-H13QEA10AN010 | Final condensate water drain |  | OPERATING | OPERATING | E070 | SNR0-2M0 | F40300000 |  | SNR0
SNR-H13QEA10AN010KA01 | Auto drain valve |  | OPERATING | OPERATING | E070 | SNR0-2M0 | F40300000 |  | SNR0
SNR-H13QEA10AN010KA02 | Manual drain valve |  | OPERATING | OPERATING | E070 | SNR0-2M0 | F40300000 |  | SNR0
SNR-H13QEA10AN010MR01 | Drain pipe |  | OPERATING | OPERATING | E070 | SNR0-2M0 | F40300000 |  | SNR0
SNR-H13QEA10AN011 | Final pressure gauge |  | OPERATING | OPERATING | E070 | SNR0-2E0 | F40300000 |  | SNR0
SNR-H13QEA10AN012 | Final pressure switch |  | OPERATING | OPERATING | E070 | SNR0-2E0 | F40300000 |  | SNR0
SNR-H13QEA10AT001 | Intake filter |  | OPERATING | OPERATING | E070 | SNR0-2M0 | F40300000 |  | SNR0
SNR-H13QEA10AT001KD01 | Dust collector |  | OPERATING | OPERATING | E070 | SNR0-2M0 | F40300000 |  | SNR0
SNR-H13QEA10AT001KT01 | Filter housing |  | OPERATING | OPERATING | E070 | SNR0-2M0 | F40300000 |  | SNR0
SNR-H13QEA10AT001KT02 | Filter element |  | OPERATING | OPERATING | E070 | SNR0-2M0 | F40300000 |  | SNR0
SNR-H13QEA10AT001MK01 | Sealing ring |  | OPERATING | OPERATING | E070 | SNR0-2M0 | F40300000 |  | SNR0
SNR-H13QEA10AT001QP01 | Vacuum gauge |  | OPERATING | OPERATING | E070 | SNR0-2M0 | F40300000 |  | SNR0
SNR-H13QEA10AT002 | Final separator |  | OPERATING | OPERATING | E070 | SNR0-2M0 | F40300000 |  | SNR0
SNR-H13QEA10GH001 | Instrument panel base frame |  | OPERATING | OPERATING | E070 | SNR0-2E0 | F40300000 |  | SNR0
SNR-H13QEA10GK001 | Master switch |  | OPERATING | OPERATING | E070 | SNR0-2E0 | F40300000 |  | SNR0
SNR-H13QEA10GK002 | Main switch |  | OPERATING | OPERATING | E070 | SNR0-2E0 | F40300000 |  | SNR0
SNR-H13QEA10GK003 | Control panel with emergency OFF button |  | OPERATING | OPERATING | E070 | SNR0-2E0 | F40300000 |  | SNR0
SNR-H13QEA10GK004 | Compressor control unit |  | OPERATING | OPERATING | E070 | SNR0-2E0 | F40300000 |  | SNR0
SNR-H13QEA10GK004-M01 | Electric drive motor |  | OPERATING | OPERATING | E070 | SNR0-2E0 | F40300000 |  | SNR0
SNR-H13QEA10GK004-X01 | Motor terminal box |  | OPERATING | OPERATING | E070 | SNR0-2E0 | F40300000 |  | SNR0
SNR-H13QEA20 | Air Compressor Set No.B(460B) |  | OPERATING | OPERATING | E070 | SNR0-2M0 | F40300000 |  | SNR0
SNR-H13QEA20AA001 | Final pressure safety valve |  | OPERATING | OPERATING | E070 | SNR0-2M0 | F40300000 |  | SNR0
SNR-H13QEA20AN001 | Compressor block, cooler assy |  | OPERATING | OPERATING | E070 | SNR0-2M0 | F40300000 |  | SNR0
SNR-H13QEA20AN001KA01 | Safety valve, 1st stage |  | OPERATING | OPERATING | E070 | SNR0-2M0 | F40300000 |  | SNR0
SNR-H13QEA20AN001KA02 | Safety valve, 3rd stage |  | OPERATING | OPERATING | E070 | SNR0-2M0 | F40300000 |  | SNR0
SNR-H13QEA20AN001KC01 | Inter-cooler, 1st stage |  | OPERATING | OPERATING | E070 | SNR0-2M0 | F40300000 |  | SNR0
SNR-H13QEA20AN001KC02 | Inter-cooler, 2nd stage |  | OPERATING | OPERATING | E070 | SNR0-2M0 | F40300000 |  | SNR0
SNR-H13QEA20AN001KC03 | Inter-cooler, 3rd stage |  | OPERATING | OPERATING | E070 | SNR0-2M0 | F40300000 |  | SNR0
SNR-H13QEA20AN001KC04 | After-cooler |  | OPERATING | OPERATING | E070 | SNR0-2M0 | F40300000 |  | SNR0
SNR-H13QEA20AN001KC05 | Air outlet |  | OPERATING | OPERATING | E070 | SNR0-2M0 | F40300000 |  | SNR0
SNR-H13QEA20AN001KD01 | Cylinder, 1st stage |  | OPERATING | OPERATING | E070 | SNR0-2M0 | F40300000 |  | SNR0
SNR-H13QEA20AN001KD02 | Cylinder, 2nd stage |  | OPERATING | OPERATING | E070 | SNR0-2M0 | F40300000 |  | SNR0
SNR-H13QEA20AN001KD03 | Cylinder, 3rd stage |  | OPERATING | OPERATING | E070 | SNR0-2M0 | F40300000 |  | SNR0
SNR-H13QEA20AN001KE01 | Flywheel |  | OPERATING | OPERATING | E070 | SNR0-2M0 | F40300000 |  | SNR0
SNR-H13QEA20AN001KT01 | Intake filter |  | OPERATING | OPERATING | E070 | SNR0-2M0 | F40300000 |  | SNR0
SNR-H13QEA20AN001KT02 | Condensate separator, 1st stage |  | OPERATING | OPERATING | E070 | SNR0-2M0 | F40300000 |  | SNR0
SNR-H13QEA20AN001KT03 | Oil filler/dipstick |  | OPERATING | OPERATING | E070 | SNR0-2M0 | F40300000 |  | SNR0
SNR-H13QEA20AN002 | Automatic condensate drain |  | OPERATING | OPERATING | E070 | SNR0-2M0 | F40300000 |  | SNR0
SNR-H13QEA20AN002KA01 | Condensate drain valve, intermediate separator 1st stage |  | OPERATING | OPERATING | E070 | SNR0-2M0 | F40300000 |  | SNR0
SNR-H13QEA20AN002KA02 | Condensate drain valve, intermediate separator 2nd stage |  | OPERATING | OPERATING | E070 | SNR0-2M0 | F40300000 |  | SNR0
SNR-H13QEA20AN002KA03 | Condensate drain valve, intermediate separator 3rd stage |  | OPERATING | OPERATING | E070 | SNR0-2M0 | F40300000 |  | SNR0
SNR-H13QEA20AN002KA04 | Condensate drain valve, oil and water separator (compressor block) |  | OPERATING | OPERATING | E070 | SNR0-2M0 | F40300000 |  | SNR0
SNR-H13QEA20AN002KA05 | 3/2-way solenoid valve, 1st, 2nd and 3rd stage |  | OPERATING | OPERATING | E070 | SNR0-2M0 | F40300000 |  | SNR0
SNR-H13QEA20AN002KT05 | Condensate inlet connection (tube connector) |  | OPERATING | OPERATING | E070 | SNR0-2M0 | F40300000 |  | SNR0
SNR-H13QEA20AN002KT06 | Manual condensate drain tap |  | OPERATING | OPERATING | E070 | SNR0-2M0 | F40300000 |  | SNR0
SNR-H13QEA20AN002KT07 | Condensate outlet (tube connector) |  | OPERATING | OPERATING | E070 | SNR0-2M0 | F40300000 |  | SNR0
SNR-H13QEA20AN002QN01 | Control medium connection |  | OPERATING | OPERATING | E070 | SNR0-2M0 | F40300000 |  | SNR0
SNR-H13QEA20AN002QN02 | Control medium feedback |  | OPERATING | OPERATING | E070 | SNR0-2M0 | F40300000 |  | SNR0
SNR-H13QEA20AN003 | Condensate outlet |  | OPERATING | OPERATING | E070 | SNR0-2M0 | F40300000 |  | SNR0
SNR-H13QEA20AN004 | Condensate collector |  | OPERATING | OPERATING | E070 | SNR0-2M0 | F40300000 |  | SNR0
SNR-H13QEA20AN004-S01 | Level switch |  | OPERATING | OPERATING | E070 | SNR0-2E0 | F40300000 |  | SNR0
SNR-H13QEA20AN004KA01 | Safety valve |  | OPERATING | OPERATING | E070 | SNR0-2M0 | F40300000 |  | SNR0
SNR-H13QEA20AN004KA02 | Activated charcoal filling |  | OPERATING | OPERATING | E070 | SNR0-2M0 | F40300000 |  | SNR0
SNR-H13QEA20AN004KD01 | Plastic tank |  | OPERATING | OPERATING | E070 | SNR0-2M0 | F40300000 |  | SNR0
SNR-H13QEA20AN004KT01 | Condensate inlet |  | OPERATING | OPERATING | E070 | SNR0-2M0 | F40300000 |  | SNR0
SNR-H13QEA20AN004KT02 | Condensate |  | OPERATING | OPERATING | E070 | SNR0-2M0 | F40300000 |  | SNR0
SNR-H13QEA20AN004KT03 | Hose from compressor unit |  | OPERATING | OPERATING | E070 | SNR0-2M0 | F40300000 |  | SNR0
SNR-H13QEA20AN004QP01 | Level indicator |  | OPERATING | OPERATING | E070 | SNR0-2E0 | F40300000 |  | SNR0
SNR-H13QEA20AN004QP02 | Float |  | OPERATING | OPERATING | E070 | SNR0-2M0 | F40300000 |  | SNR0
SNR-H13QEA20AN005 | Shock-mount |  | OPERATING | OPERATING | E070 | SNR0-2M0 | F40300000 |  | SNR0
SNR-H13QEA20AN006 | Intermediate separator |  | OPERATING | OPERATING | E070 | SNR0-2M0 | F40300000 |  | SNR0
SNR-H13QEA20AN006KT01 | Intermediate separator 2nd stage |  | OPERATING | OPERATING | E070 | SNR0-2M0 | F40300000 |  | SNR0
SNR-H13QEA20AN006KT02 | Intermediate separator 3rd stage |  | OPERATING | OPERATING | E070 | SNR0-2M0 | F40300000 |  | SNR0
SNR-H13QEA20AN007 | Transportation bracket |  | OPERATING | OPERATING | E070 | SNR0-2M0 | F40300000 |  | SNR0
SNR-H13QEA20AN008 | Lubrication system |  | OPERATING | OPERATING | E070 | SNR0-2M0 | F40300000 |  | SNR0
SNR-H13QEA20AN008-S01 | Oil pressure switch |  | OPERATING | OPERATING | E070 | SNR0-2E0 | F40300000 |  | SNR0
SNR-H13QEA20AN008KD01 | Oil sump |  | OPERATING | OPERATING | E070 | SNR0-2M0 | F40300000 |  | SNR0
SNR-H13QEA20AN008KP01 | Oil pump with regulating valve |  | OPERATING | OPERATING | E070 | SNR0-2M0 | F40300000 |  | SNR0
SNR-H13QEA20AN008KT01 | Oil strainer |  | OPERATING | OPERATING | E070 | SNR0-2M0 | F40300000 |  | SNR0
SNR-H13QEA20AN008KT02 | Oil filter |  | OPERATING | OPERATING | E070 | SNR0-2M0 | F40300000 |  | SNR0
SNR-H13QEA20AN008MR01 | Injection pipe |  | OPERATING | OPERATING | E070 | SNR0-2M0 | F40300000 |  | SNR0
SNR-H13QEA20AN008QP01 | Oil pressure gauge |  | OPERATING | OPERATING | E070 | SNR0-2E0 | F40300000 |  | SNR0
SNR-H13QEA20AN009 | Pressure maintaining valve/Non-return valve |  | OPERATING | OPERATING | E070 | SNR0-2M0 | F40300000 |  | SNR0
SNR-H13QEA20AN010 | Final condensate water drain |  | OPERATING | OPERATING | E070 | SNR0-2M0 | F40300000 |  | SNR0
SNR-H13QEA20AN010KA01 | Auto drain valve |  | OPERATING | OPERATING | E070 | SNR0-2M0 | F40300000 |  | SNR0
SNR-H13QEA20AN010KA02 | Manual drain valve |  | OPERATING | OPERATING | E070 | SNR0-2M0 | F40300000 |  | SNR0
SNR-H13QEA20AN010MR01 | Drain pipe |  | OPERATING | OPERATING | E070 | SNR0-2M0 | F40300000 |  | SNR0
SNR-H13QEA20AT001 | Intake filter |  | OPERATING | OPERATING | E070 | SNR0-2M0 | F40300000 |  | SNR0
SNR-H13QEA20AT001KD01 | Dust collector |  | OPERATING | OPERATING | E070 | SNR0-2M0 | F40300000 |  | SNR0
SNR-H13QEA20AT001KT01 | Filter housing |  | OPERATING | OPERATING | E070 | SNR0-2M0 | F40300000 |  | SNR0
SNR-H13QEA20AT001KT02 | Filter element |  | OPERATING | OPERATING | E070 | SNR0-2M0 | F40300000 |  | SNR0
SNR-H13QEA20AT001MK01 | Sealing ring |  | OPERATING | OPERATING | E070 | SNR0-2M0 | F40300000 |  | SNR0
SNR-H13QEA20AT001QP01 | Vacuum gauge |  | OPERATING | OPERATING | E070 | SNR0-2M0 | F40300000 |  | SNR0
SNR-H13QEA20AT002 | Final separator |  | OPERATING | OPERATING | E070 | SNR0-2M0 | F40300000 |  | SNR0
SNR-H13QEA20GH001 | Instrument panel base frame |  | OPERATING | OPERATING | E070 | SNR0-2M0 | F40300000 |  | SNR0
SNR-H13QEA20GK001 | Main switch |  | OPERATING | OPERATING | E070 | SNR0-2E0 | F40300000 |  | SNR0
SNR-H13QEA20GK002 | Control panel with emergency OFF button |  | OPERATING | OPERATING | E070 | SNR0-2E0 | F40300000 |  | SNR0
SNR-H13QEA20GK003 | Compressor control unit |  | OPERATING | OPERATING | E070 | SNR0-2E0 | F40300000 |  | SNR0
SNR-H13QEA20GK003-M01 | Electric drive motor |  | OPERATING | OPERATING | E070 | SNR0-2E0 | F40300000 |  | SNR0
SNR-H13QEA20GK003-X01 | Motor terminal box |  | OPERATING | OPERATING | E070 | SNR0-2E0 | F40300000 |  | SNR0
SNR-H13QEA30 | Air Compressor Set No.C(460C) |  | OPERATING | OPERATING | E070 | SNR0-2M0 | F40300000 |  | SNR0
SNR-H13QEA30AA001 | Final pressure safety valve |  | OPERATING | OPERATING | E070 | SNR0-2E0 | F40300000 |  | SNR0
SNR-H13QEA30AN001 | Compressor block, cooler assy |  | OPERATING | OPERATING | E070 | SNR0-2M0 | F40300000 |  | SNR0
SNR-H13QEA30AN001KA01 | Safety valve, 1st stage |  | OPERATING | OPERATING | E070 | SNR0-2M0 | F40300000 |  | SNR0
SNR-H13QEA30AN001KA02 | Safety valve, 3rd stage |  | OPERATING | OPERATING | E070 | SNR0-2M0 | F40300000 |  | SNR0
SNR-H13QEA30AN001KC01 | Inter-cooler, 1st stage |  | OPERATING | OPERATING | E070 | SNR0-2M0 | F40300000 |  | SNR0
SNR-H13QEA30AN001KC02 | Inter-cooler, 2nd stage |  | OPERATING | OPERATING | E070 | SNR0-2M0 | F40300000 |  | SNR0
SNR-H13QEA30AN001KC03 | Inter-cooler, 3rd stage |  | OPERATING | OPERATING | E070 | SNR0-2M0 | F40300000 |  | SNR0
SNR-H13QEA30AN001KC04 | After-cooler |  | OPERATING | OPERATING | E070 | SNR0-2M0 | F40300000 |  | SNR0
SNR-H13QEA30AN001KC05 | Air outlet |  | OPERATING | OPERATING | E070 | SNR0-2M0 | F40300000 |  | SNR0
SNR-H13QEA30AN001KD01 | Cylinder, 1st stage |  | OPERATING | OPERATING | E070 | SNR0-2M0 | F40300000 |  | SNR0
SNR-H13QEA30AN001KD02 | Cylinder, 2nd stage |  | OPERATING | OPERATING | E070 | SNR0-2M0 | F40300000 |  | SNR0
SNR-H13QEA30AN001KD03 | Cylinder, 3rd stage |  | OPERATING | OPERATING | E070 | SNR0-2M0 | F40300000 |  | SNR0
SNR-H13QEA30AN001KE01 | Flywheel |  | OPERATING | OPERATING | E070 | SNR0-2M0 | F40300000 |  | SNR0
SNR-H13QEA30AN001KT01 | Intake filter |  | OPERATING | OPERATING | E070 | SNR0-2M0 | F40300000 |  | SNR0
SNR-H13QEA30AN001KT02 | Condensate separator, 1st stage |  | OPERATING | OPERATING | E070 | SNR0-2M0 | F40300000 |  | SNR0
SNR-H13QEA30AN001KT03 | Oil filler/dipstick |  | OPERATING | OPERATING | E070 | SNR0-2M0 | F40300000 |  | SNR0
SNR-H13QEA30AN002 | Automatic condensate drain |  | OPERATING | OPERATING | E070 | SNR0-2M0 | F40300000 |  | SNR0
SNR-H13QEA30AN002KA01 | Condensate drain valve, intermediate separator 1st stage |  | OPERATING | OPERATING | E070 | SNR0-2M0 | F40300000 |  | SNR0
SNR-H13QEA30AN002KA02 | Condensate drain valve, intermediate separator 2nd stage |  | OPERATING | OPERATING | E070 | SNR0-2M0 | F40300000 |  | SNR0
SNR-H13QEA30AN002KA03 | Condensate drain valve, intermediate separator 3rd stage |  | OPERATING | OPERATING | E070 | SNR0-2M0 | F40300000 |  | SNR0
SNR-H13QEA30AN002KA04 | Condensate drain valve, oil and water separator (compressor block) |  | OPERATING | OPERATING | E070 | SNR0-2M0 | F40300000 |  | SNR0
SNR-H13QEA30AN002KA05 | 3/2-way solenoid valve, 1st, 2nd and 3rd stage |  | OPERATING | OPERATING | E070 | SNR0-2M0 | F40300000 |  | SNR0
SNR-H13QEA30AN002KT05 | Condensate inlet connection (tube connector) |  | OPERATING | OPERATING | E070 | SNR0-2M0 | F40300000 |  | SNR0
SNR-H13QEA30AN002KT06 | Manual condensate drain tap |  | OPERATING | OPERATING | E070 | SNR0-2M0 | F40300000 |  | SNR0
SNR-H13QEA30AN002KT07 | Condensate outlet (tube connector) |  | OPERATING | OPERATING | E070 | SNR0-2M0 | F40300000 |  | SNR0
SNR-H13QEA30AN002QN01 | Control medium connection |  | OPERATING | OPERATING | E070 | SNR0-2M0 | F40300000 |  | SNR0
SNR-H13QEA30AN002QN02 | Control medium feedback |  | OPERATING | OPERATING | E070 | SNR0-2M0 | F40300000 |  | SNR0
SNR-H13QEA30AN003 | Condensate outlet |  | OPERATING | OPERATING | E070 | SNR0-2M0 | F40300000 |  | SNR0
SNR-H13QEA30AN004 | Condensate collector |  | OPERATING | OPERATING | E070 | SNR0-2M0 | F40300000 |  | SNR0
SNR-H13QEA30AN004-S01 | Level switch |  | OPERATING | OPERATING | E070 | SNR0-2E0 | F40300000 |  | SNR0
SNR-H13QEA30AN004KA01 | Safety valve |  | OPERATING | OPERATING | E070 | SNR0-2M0 | F40300000 |  | SNR0
SNR-H13QEA30AN004KA02 | Activated charcoal filling |  | OPERATING | OPERATING | E070 | SNR0-2M0 | F40300000 |  | SNR0
SNR-H13QEA30AN004KD01 | Plastic tank |  | OPERATING | OPERATING | E070 | SNR0-2M0 | F40300000 |  | SNR0
SNR-H13QEA30AN004KT01 | Condensate inlet |  | OPERATING | OPERATING | E070 | SNR0-2M0 | F40300000 |  | SNR0
SNR-H13QEA30AN004KT02 | Condensate |  | OPERATING | OPERATING | E070 | SNR0-2M0 | F40300000 |  | SNR0
SNR-H13QEA30AN004KT03 | Hose from compressor unit |  | OPERATING | OPERATING | E070 | SNR0-2M0 | F40300000 |  | SNR0
SNR-H13QEA30AN004QP01 | Level indicator |  | OPERATING | OPERATING | E070 | SNR0-2E0 | F40300000 |  | SNR0
SNR-H13QEA30AN004QP02 | Float |  | OPERATING | OPERATING | E070 | SNR0-2M0 | F40300000 |  | SNR0
SNR-H13QEA30AN005 | Shock-mount |  | OPERATING | OPERATING | E070 | SNR0-2M0 | F40300000 |  | SNR0
SNR-H13QEA30AN006 | Intermediate separator |  | OPERATING | OPERATING | E070 | SNR0-2M0 | F40300000 |  | SNR0
SNR-H13QEA30AN006KT01 | Intermediate separator 2nd stage |  | OPERATING | OPERATING | E070 | SNR0-2M0 | F40300000 |  | SNR0
SNR-H13QEA30AN006KT02 | Intermediate separator 3rd stage |  | OPERATING | OPERATING | E070 | SNR0-2M0 | F40300000 |  | SNR0
SNR-H13QEA30AN007 | Transportation bracket |  | OPERATING | OPERATING | E070 | SNR0-2M0 | F40300000 |  | SNR0
SNR-H13QEA30AN008 | Lubrication system |  | OPERATING | OPERATING | E070 | SNR0-2M0 | F40300000 |  | SNR0
SNR-H13QEA30AN008-S01 | Oil pressure switch |  | OPERATING | OPERATING | E070 | SNR0-2E0 | F40300000 |  | SNR0
SNR-H13QEA30AN008KD01 | Oil sump |  | OPERATING | OPERATING | E070 | SNR0-2M0 | F40300000 |  | SNR0
SNR-H13QEA30AN008KP01 | Oil pump with regulating valve |  | OPERATING | OPERATING | E070 | SNR0-2M0 | F40300000 |  | SNR0
SNR-H13QEA30AN008KT01 | Oil strainer |  | OPERATING | OPERATING | E070 | SNR0-2M0 | F40300000 |  | SNR0
SNR-H13QEA30AN008KT02 | Oil filter |  | OPERATING | OPERATING | E070 | SNR0-2M0 | F40300000 |  | SNR0
SNR-H13QEA30AN008MR01 | Injection pipe |  | OPERATING | OPERATING | E070 | SNR0-2M0 | F40300000 |  | SNR0
SNR-H13QEA30AN008QP01 | Oil pressure gauge |  | OPERATING | OPERATING | E070 | SNR0-2E0 | F40300000 |  | SNR0
SNR-H13QEA30AN009 | Pressure maintaining valve/Non-return valve |  | OPERATING | OPERATING | E070 | SNR0-2M0 | F40300000 |  | SNR0
SNR-H13QEA30AN010 | Final condensate water drain |  | OPERATING | OPERATING | E070 | SNR0-2M0 | F40300000 |  | SNR0
SNR-H13QEA30AN010KA01 | Auto drain valve |  | OPERATING | OPERATING | E070 | SNR0-2M0 | F40300000 |  | SNR0
SNR-H13QEA30AN010KA02 | Manual drain valve |  | OPERATING | OPERATING | E070 | SNR0-2M0 | F40300000 |  | SNR0
SNR-H13QEA30AN010MR01 | Drain pipe |  | OPERATING | OPERATING | E070 | SNR0-2M0 | F40300000 |  | SNR0
SNR-H13QEA30AT001 | Intake filter |  | OPERATING | OPERATING | E070 | SNR0-2M0 | F40300000 |  | SNR0
SNR-H13QEA30AT001KD01 | Dust collector |  | OPERATING | OPERATING | E070 | SNR0-2M0 | F40300000 |  | SNR0
SNR-H13QEA30AT001KT01 | Filter housing |  | OPERATING | OPERATING | E070 | SNR0-2M0 | F40300000 |  | SNR0
SNR-H13QEA30AT001KT02 | Filter element |  | OPERATING | OPERATING | E070 | SNR0-2M0 | F40300000 |  | SNR0
SNR-H13QEA30AT001MK01 | Sealing ring |  | OPERATING | OPERATING | E070 | SNR0-2M0 | F40300000 |  | SNR0
SNR-H13QEA30AT001QP01 | Vacuum gauge |  | OPERATING | OPERATING | E070 | SNR0-2E0 | F40300000 |  | SNR0
SNR-H13QEA30AT002 | Final separator |  | OPERATING | OPERATING | E070 | SNR0-2M0 | F40300000 |  | SNR0
SNR-H13QEA30GH001 | Instrument panel base frame |  | OPERATING | OPERATING | E070 | SNR0-2E0 | F40300000 |  | SNR0
SNR-H13QEA30GK001 | Main switch |  | OPERATING | OPERATING | E070 | SNR0-2E0 | F40300000 |  | SNR0
SNR-H13QEA30GK002 | Control panel with emergency OFF button |  | OPERATING | OPERATING | E070 | SNR0-2E0 | F40300000 |  | SNR0
SNR-H13QEA30GK003 | Compressor control unit |  | OPERATING | OPERATING | E070 | SNR0-2E0 | F40300000 |  | SNR0
SNR-H13QEA30GK003-M01 | Electric drive motor |  | OPERATING | OPERATING | E070 | SNR0-2E0 | F40300000 |  | SNR0
SNR-H13QEA30GK003-X01 | Motor terminal box |  | OPERATING | OPERATING | E070 | SNR0-2E0 | F40300000 |  | SNR0
SNR-H13S | Fire Protection |  | OPERATING | OPERATING | E070 | SNR0-2E0 | F40300000 |  | SNR0
SNR-H13SG | SNR-H # 13 Fire Protection |  | OPERATING | OPERATING | E070 | SNR0-2E0 | F40300000 |  | SNR0
SNR-H13SGJ | CO2 Fire Fighting System |  | OPERATING | OPERATING | E070 | SNR0-2E0 | F40300000 |  | SNR0
SNR-H13SGJ10 | CO2 Fire Fighting Unit |  | OPERATING | OPERATING | E070 | SNR0-2E0 | F40300000 |  | SNR0
SNR-H13SGJ10BB001 | CO2 Fire |  | OPERATING | OPERATING | E070 | SNR0-2M0 | F40300000 |  | SNR0
SNR-H13SGJ10BB001KD001 | CO2 Tank No.1 |  | OPERATING | OPERATING | E070 | SNR0-2M0 | F40300000 |  | SNR0
SNR-H13SGJ10BB001KD002 | CO2 Tank No.2 |  | OPERATING | OPERATING | E070 | SNR0-2M0 | F40300000 |  | SNR0
SNR-H13SGJ10BB001KD003 | CO2 Tank No.3 |  | OPERATING | OPERATING | E070 | SNR0-2M0 | F40300000 |  | SNR0
SNR-H13SGJ10BB001KD004 | CO2 Tank No.4 |  | OPERATING | OPERATING | E070 | SNR0-2M0 | F40300000 |  | SNR0
SNR-H13SGJ10BB001KD005 | CO2 Tank No.5 |  | OPERATING | OPERATING | E070 | SNR0-2M0 | F40300000 |  | SNR0
SNR-H13SGJ10BB001KD006 | CO2 Tank No.6 |  | OPERATING | OPERATING | E070 | SNR0-2M0 | F40300000 |  | SNR0
SNR-H13SGJ10BB001KD007 | CO2 Tank No.7 |  | OPERATING | OPERATING | E070 | SNR0-2M0 | F40300000 |  | SNR0
SNR-H13SGJ10BB001KD008 | CO2 Tank No.8 |  | OPERATING | OPERATING | E070 | SNR0-2M0 | F40300000 |  | SNR0
SNR-H13SGJ10BB001KD009 | CO2 Tank No.9 |  | OPERATING | OPERATING | E070 | SNR0-2M0 | F40300000 |  | SNR0
SNR-H13SGJ10BB001KD010 | CO2 Tank No.10 |  | OPERATING | OPERATING | E070 | SNR0-2M0 | F40300000 |  | SNR0
SNR-H13SGJ10BB001KD011 | CO2 Tank No.11 |  | OPERATING | OPERATING | E070 | SNR0-2M0 | F40300000 |  | SNR0
SNR-H13SGJ10BB001KD012 | CO2 Tank No.12 |  | OPERATING | OPERATING | E070 | SNR0-2M0 | F40300000 |  | SNR0
SNR-H13SGJ10BB001KD013 | CO2 Tank No.13 |  | OPERATING | OPERATING | E070 | SNR0-2M0 | F40300000 |  | SNR0
SNR-H13SGJ10BB001KD014 | CO2 Tank No.14 |  | OPERATING | OPERATING | E070 | SNR0-2M0 | F40300000 |  | SNR0
SNR-H13SGJ10BB001KD015 | CO2 Tank No.15 |  | OPERATING | OPERATING | E070 | SNR0-2M0 | F40300000 |  | SNR0
SNR-H13SGJ10BB001KD016 | CO2 Tank No.16 |  | OPERATING | OPERATING | E070 | SNR0-2M0 | F40300000 |  | SNR0
SNR-H13SGJ10BB001KD017 | CO2 Tank No.17 |  | OPERATING | OPERATING | E070 | SNR0-2M0 | F40300000 |  | SNR0
SNR-H13SGJ10BB001KD018 | CO2 Tank No.18 |  | OPERATING | OPERATING | E070 | SNR0-2M0 | F40300000 |  | SNR0
SNR-H13SGJ10BB001KD019 | CO2 Tank No.19 |  | OPERATING | OPERATING | E070 | SNR0-2M0 | F40300000 |  | SNR0
SNR-H13SGJ10BB001KD020 | CO2 Tank No.20 |  | OPERATING | OPERATING | E070 | SNR0-2M0 | F40300000 |  | SNR0
SNR-H13SGJ10BB001KD021 | CO2 Tank No.21 |  | OPERATING | OPERATING | E070 | SNR0-2M0 | F40300000 |  | SNR0
SNR-H13SGJ10BB001KD022 | CO2 Tank No.22 |  | OPERATING | OPERATING | E070 | SNR0-2M0 | F40300000 |  | SNR0
SNR-H13SGJ10BB100 | CO2 Fire Extinguishing Unit 1-3 (Tank) |  | OPERATING | OPERATING | E070 | SNR0-2E0 | F40300000 |  | SNR0
SNR-H13SGJ10BN001 | CO2 Discharge Nozzle 1/2" 201 (SNR-H03SGJ10BN005) |  | OPERATING | OPERATING | E070 | SNR0-2M0 | F40300000 |  | SNR0
SNR-H13SGJ10BN002 | CO2 Discharge Nozzle 1/2" 202 (SNR-H03SGJ10BN006) |  | OPERATING | OPERATING | E070 | SNR0-2M0 | F40300000 |  | SNR0
SNR-H13SGJ10BN003 | CO2 Discharge Nozzle 1/2" 203 (SNR-H03SGJ10BN007) |  | OPERATING | OPERATING | E070 | SNR0-2M0 | F40300000 |  | SNR0
SNR-H13SGJ10BN004 | CO2 Discharge Nozzle 1/2" 204 (SNR-H03SGJ10BN008) |  | OPERATING | OPERATING | E070 | SNR0-2M0 | F40300000 |  | SNR0
SNR-H13SGJ10BN005 | CO2 Discharge Nozzle 1/2" 101 (SNR-H03SGJ10BN001) |  | OPERATING | OPERATING | E070 | SNR0-2M0 | F40300000 |  | SNR0
SNR-H13SGJ10BN006 | CO2 Discharge Nozzle 1/2" 102 (SNR-H03SGJ10BN002) |  | OPERATING | OPERATING | E070 | SNR0-2M0 | F40300000 |  | SNR0
SNR-H13SGJ10BN007 | CO2 Discharge Nozzle 1/2" 103 (SNR-H03SGJ10BN003) |  | OPERATING | OPERATING | E070 | SNR0-2M0 | F40300000 |  | SNR0
SNR-H13SGJ10BN008 | CO2 Discharge Nozzle 1/2" 104 (SNR-H03SGJ10BN004) |  | OPERATING | OPERATING | E070 | SNR0-2M0 | F40300000 |  | SNR0
SNR-H13SGJ10EG001 | Addressable Smoke Detector SD1,2,3,4 (SNR-H03SGY10CH101-CH104) |  | OPERATING | OPERATING | E070 | SNR0-2E0 | F40300000 |  | SNR0
SNR-H13SGJ10EG002 | Fenwall Heat Detector x4ud HD1001/4 (SNR-H03SGY10CH007) |  | OPERATING | OPERATING | E070 | SNR0-2E0 | F40300000 |  | SNR0
SNR-H13SGJ10EG003 | Fenwall Heat Detector x4ud HD1005/8 (SNR-H03SGY10CH014) |  | OPERATING | OPERATING | E070 | SNR0-2E0 | F40300000 |  | SNR0
SNR-H13SGJ10EH001 | Alarm Horn/Strobe Light Inside-Predischarge HS1001 (SNR-H03SGJ10CF001) |  | OPERATING | OPERATING | E070 | SNR0-2E0 | F40300000 |  | SNR0
SNR-H13SGJ10EH002 | Alarm Horn/Strobe Light Outside-Discharge HS1002 (SNR-H03SGJ10CF002) |  | OPERATING | OPERATING | E070 | SNR0-2E0 | F40300000 |  | SNR0
SNR-H13SGJ10GH001 | Addressable Monitor/Control Module IMP-104 (SNR-H03SGY10GH005) |  | OPERATING | OPERATING | E070 | SNR0-2E0 | F40300000 |  | SNR0
SNR-H13SGY | Fire System Control and Protection Equip |  | OPERATING | OPERATING | E070 | SNR0-2E0 | F40300000 |  | SNR0
SNR-H13SGY10 | CO2 Alarm and Control |  | OPERATING | OPERATING | E070 | SNR0-2E0 | F40300000 |  | SNR0
SNR-H13SGY10EG100 | CO2 PNL. Unit 1-3 Control Panel (00CYE00EJ001) |  | OPERATING | OPERATING | E070 | SNR0-2E0 | F40300000 |  | SNR0
SNR-H15 | Srinagarind Hydro Common Unit 1-5 |  | OPERATING | OPERATING | E070 |  | F40300000 |  | SNR0
SNR-H15A | SNR-H15A |  | OPERATING | OPERATING | E070 | SNR0-2E0 | F40300000 |  | SNR0
SNR-H15AD | SNR-H15AD |  | OPERATING | OPERATING | E070 | SNR0-2E0 | F40300000 |  | SNR0
SNR-H15ADA | SNR-H15ADA |  | OPERATING | OPERATING | E070 | SNR0-2E0 | F40300000 |  | SNR0
SNR-H15ADA25 | SNR-H15ADA25 |  | OPERATING | OPERATING | E070 | SNR0-2E0 | F40300000 |  | SNR0
SNR-H15ADA25GS200 | DS 80015,80025,80035,80045,80055 |  | OPERATING | OPERATING | E070 | SNR0-2E0 | F40300000 |  | SNR0
SNR-H15ADA25GS201 | DS 80016,80026,80036,80046,80056 |  | OPERATING | OPERATING | E070 | SNR0-2E0 | F40300000 |  | SNR0
SNR-H15ADA25GS202 | DS 80017,80027,80037,80047,80057 |  | OPERATING | OPERATING | E070 | SNR0-2E0 | F40300000 |  | SNR0
SNR-H15C | INSTRUMENTATION AND CONTROL EQUIPMENT |  | OPERATING | OPERATING | E070 | SNR0-2E0 | F40300000 |  | SNR0
SNR-H15CB | FUNCTION GROUP CONTROL , SUBLOOP CONTROL |  | OPERATING | OPERATING | E070 | SNR0-2E0 | F40300000 |  | SNR0
SNR-H15CBP | CABINETS FOR SYNCHRONIZATION |  | OPERATING | OPERATING | E070 | SNR0-2E0 | F40300000 |  | SNR0
SNR-H15CBP10 | SYNCHRONOUS OF GENERATION SYSTEMS |  | OPERATING | OPERATING | E070 | SNR0-2E0 | F40300000 |  | SNR0
SNR-H15CBP10GH101 | AUTO SYNC. RELAY PNL.S32 |  | OPERATING | OPERATING | E070 | SNR0-2E0 | F40300000 |  | SNR0
SNR-H15CBP10GH102 | SYNCHROSCOPE PNL.S7 |  | OPERATING | OPERATING | E070 | SNR0-2E0 | F40300000 |  | SNR0
SNR-H15CH | SNR-H15CH |  | OPERATING | OPERATING | E070 | SNR0-2E0 | F40300000 |  | SNR0
SNR-H15CHA | SNR-H15CHA |  | OPERATING | OPERATING | E070 | SNR0-2E0 | F40300000 |  | SNR0
SNR-H15CHA10 | SNR-H15CHA10 |  | OPERATING | OPERATING | E070 | SNR0-2E0 | F40300000 |  | SNR0
SNR-H15CHA10GH101 | BKR.FAIL RELAYU1-5 PNL.S34(PROTEC RELAY) |  | OPERATING | OPERATING | E070 | SNR0-2E0 | F40300000 |  | SNR0
SNR-H15CHA10GH202 | AUX.RELAY U # 1-5 PNL.S24 |  | OPERATING | OPERATING | E070 | SNR0-2E0 | F40300000 |  | SNR0
SNR-H45 | Srinagarind Hydro Common Unit 4-5 |  | OPERATING | OPERATING | E070 |  | F40300000 |  | SNR0
SNR-H45C | SNR-H45C |  | OPERATING | OPERATING | E070 | SNR0-2E0 | F40300000 |  | SNR0
SNR-H45CD | SNR-H45CD |  | OPERATING | OPERATING | E070 | SNR0-2E0 | F40300000 |  | SNR0
SNR-H45CDA | SNR-H45CDA |  | OPERATING | OPERATING | E070 | SNR0-2E0 | F40300000 |  | SNR0
SNR-H45CDA40 | COMMON CONTROL U4,U5 (INSTALLED ON U4) |  | OPERATING | OPERATING | E070 | SNR0-2E0 | F40300000 |  | SNR0
SNR-H45CDA40GH100 | U#4 [ABA] AIR COMP WATER SUP(20AMB)PNL.2 |  | OPERATING | OPERATING | E070 | SNR0-2E0 | F40300000 |  | SNR0
SNR-H45CDA40GH101 | U#4 [AB] AIR COMP MOTOR-B (88AMB) PNL.2 |  | OPERATING | OPERATING | E070 | SNR0-2E0 | F40300000 |  | SNR0
SNR-H45CDA40GH102 | U#4 [WHB] DRAINAGE MOTOR-B (88WHMB)PNL.3 |  | OPERATING | OPERATING | E070 | SNR0-2E0 | F40300000 |  | SNR0
SNR-H45CDA40GH103 | U#4 [WHA] DRAINAGE MOTOR-A (88WHMA)PNL.4 |  | OPERATING | OPERATING | E070 | SNR0-2E0 | F40300000 |  | SNR0
SNR-H45CDA40GH104 | U#4 [AAA] AIR COMP SUPPLY (20AMA) PNL.5 |  | OPERATING | OPERATING | E070 | SNR0-2E0 | F40300000 |  | SNR0
SNR-H45CDA40GH105 | U#4 [AA] AIR COMP MOTOR-A (88AMA) PNL.5 |  | OPERATING | OPERATING | E070 | SNR0-2E0 | F40300000 |  | SNR0
SNR-H45CDA40GH106 | U#4 [WHJ] JET PUMP (20JM) PNL.12 |  | OPERATING | OPERATING | E070 | SNR0-2E0 | F40300000 |  | SNR0
SNR-H45CDA41 | COMMON CONTROL U4,U5 (INSTALLED ON U5) |  | OPERATING | OPERATING | E070 | SNR0-2E0 | F40300000 |  | SNR0
SNR-H45CDA41GH021 | U#5 AIR COMP WATER SUPPLY (20AMC) PNL.2 |  | OPERATING | OPERATING | E070 | SNR0-2E0 | F40300000 |  | SNR0
SNR-H45CDA41GH022 | U#5 AIR COMPRESSOR MOTOR-C (88AMC) PNL.2 |  | OPERATING | OPERATING | E070 | SNR0-2E0 | F40300000 |  | SNR0
SNR-H45CDA41GH023 | U#5 DRAINAGE PUMP MOTOR-C (88WHMC) PNL.3 |  | OPERATING | OPERATING | E070 | SNR0-2E0 | F40300000 |  | SNR0
SNR-H45CDB | SNR-H45CDB |  | OPERATING | OPERATING | E070 | SNR0-2E0 | F40300000 |  | SNR0
SNR-H45CDB10 | SNR-H45CDB10 |  | OPERATING | OPERATING | E070 | SNR0-2E0 | F40300000 |  | SNR0
SNR-H45CDB10GH100 | INTAKE GATE CONTROL UNIT 4-5 (DAM) |  | OPERATING | OPERATING | E070 | SNR0-2E0 | F40300000 |  | SNR0
SNR-H45L | Unit #45 INTAKE SYSTEM |  | OPERATING | OPERATING | E070 | SNR0-2E0 | F40300000 |  | SNR0
SNR-H45LP | Unit #45 INTAKE SYSTEM |  | OPERATING | OPERATING | E070 | SNR0-2E0 | F40300000 |  | SNR0
SNR-H45LPX | Unit #45 Control And Production System |  | OPERATING | OPERATING | E070 | SNR0-2E0 | F40300000 |  | SNR0
SNR-H45LPX10 | POWER UNIT |  | OPERATING | OPERATING | E070 | SNR0-2E0 | F40300000 |  | SNR0
SNR-H45LPX10AP001 | PUMP (33-1) |  | OPERATING | OPERATING | E070 | SNR0-2M0 | F40300000 |  | SNR0
SNR-H45LPX10AP001-M01 | MOTOR (34-1) |  | OPERATING | OPERATING | E070 | SNR0-2E0 | F40300000 |  | SNR0
SNR-H45LPX10AP001-P01 | PRESSURE DETECTOR (43-1) |  | OPERATING | OPERATING | E070 | SNR0-2E0 | F40300000 |  | SNR0
SNR-H45LPX10AP001-S01 | PRESSURE SWITCH (36-1) |  | OPERATING | OPERATING | E070 | SNR0-2E0 | F40300000 |  | SNR0
SNR-H45LPX10AP001KA01 | CHECK VALVE (16-1) |  | OPERATING | OPERATING | E070 | SNR0-2M0 | F40300000 |  | SNR0
SNR-H45LPX10AP001KA02 | RELIEF VALVE (49-1) |  | OPERATING | OPERATING | E070 | SNR0-2M0 | F40300000 |  | SNR0
SNR-H45LPX10AP001KA03 | VALVE (12-1) |  | OPERATING | OPERATING | E070 | SNR0-2M0 | F40300000 |  | SNR0
SNR-H45LPX10AP001KA04 | GAUGE DAMPER (11-1) |  | OPERATING | OPERATING | E070 | SNR0-2M0 | F40300000 |  | SNR0
SNR-H45LPX10AP001KA05 | GAUGE DAMPER (11-2) |  | OPERATING | OPERATING | E070 | SNR0-2M0 | F40300000 |  | SNR0
SNR-H45LPX10AP001KA06 | GAUGE DAMPER (11-3) |  | OPERATING | OPERATING | E070 | SNR0-2M0 | F40300000 |  | SNR0
SNR-H45LPX10AP001KP01 | PISTON PUMP (33-1) |  | OPERATING | OPERATING | E070 | SNR0-2M0 | F40300000 |  | SNR0
SNR-H45LPX10AP001KT01 | SUCTION STRAINER (40-1) |  | OPERATING | OPERATING | E070 | SNR0-2M0 | F40300000 |  | SNR0
SNR-H45LPX10AP001MK01 | COUPLING (42-1) |  | OPERATING | OPERATING | E070 | SNR0-2M0 | F40300000 |  | SNR0
SNR-H45LPX10AP001MR01 | PIPE LINE |  | OPERATING | OPERATING | E070 | SNR0-2M0 | F40300000 |  | SNR0
SNR-H45LPX10AP001QP01 | PRESSURE GAUGE (41-1) |  | OPERATING | OPERATING | E070 | SNR0-2E0 | F40300000 |  | SNR0
SNR-H45LPX10AP002 | PUMP (33-2) |  | OPERATING | OPERATING | E070 | SNR0-2M0 | F40300000 |  | SNR0
SNR-H45LPX10AP002-M01 | MOTOR (34-2) |  | OPERATING | OPERATING | E070 | SNR0-2E0 | F40300000 |  | SNR0
SNR-H45LPX10AP002-P01 | PRESSURE DETECTOR (43-2) |  | OPERATING | OPERATING | E070 | SNR0-2E0 | F40300000 |  | SNR0
SNR-H45LPX10AP002-S01 | PRESSURE SWITCH (36-2) |  | OPERATING | OPERATING | E070 | SNR0-2E0 | F40300000 |  | SNR0
SNR-H45LPX10AP002KA01 | CHECK VALVE (16-2) |  | OPERATING | OPERATING | E070 | SNR0-2M0 | F40300000 |  | SNR0
SNR-H45LPX10AP002KA02 | RELIEF VALVE (49-2) |  | OPERATING | OPERATING | E070 | SNR0-2M0 | F40300000 |  | SNR0
SNR-H45LPX10AP002KA03 | VALVE (12-2) |  | OPERATING | OPERATING | E070 | SNR0-2M0 | F40300000 |  | SNR0
SNR-H45LPX10AP002KA04 | GAUGE DAMPER (11-3) |  | OPERATING | OPERATING | E070 | SNR0-2M0 | F40300000 |  | SNR0
SNR-H45LPX10AP002KA05 | GAUGE DAMPER (11-4) |  | OPERATING | OPERATING | E070 | SNR0-2M0 | F40300000 |  | SNR0
SNR-H45LPX10AP002KA06 | GAUGE DAMPER (11-11) |  | OPERATING | OPERATING | E070 | SNR0-2M0 | F40300000 |  | SNR0
SNR-H45LPX10AP002KA07 | SOLENOID OPERATE VALVE |  | OPERATING | OPERATING | E070 | SNR0-2M0 | F40300000 |  | SNR0
SNR-H45LPX10AP002KP01 | PISTON PUMP (33-2) |  | OPERATING | OPERATING | E070 | SNR0-2M0 | F40300000 |  | SNR0
SNR-H45LPX10AP002KT01 | SUCTION STRAINER (40-2) |  | OPERATING | OPERATING | E070 | SNR0-2M0 | F40300000 |  | SNR0
SNR-H45LPX10AP002MK01 | COUPLING (42-2) |  | OPERATING | OPERATING | E070 | SNR0-2M0 | F40300000 |  | SNR0
SNR-H45LPX10AP002MR01 | PIPE LINE |  | OPERATING | OPERATING | E070 | SNR0-2M0 | F40300000 |  | SNR0
SNR-H45LPX10AP002QP01 | PRESSURE GAUGE (41-2) |  | OPERATING | OPERATING | E070 | SNR0-2E0 | F40300000 |  | SNR0
SNR-H45LPX10AP003 | HAND PUMP |  | OPERATING | OPERATING | E070 | SNR0-2M0 | F40300000 |  | SNR0
SNR-H45LPX10AP003KA01 | VALVE (12-3) |  | OPERATING | OPERATING | E070 | SNR0-2M0 | F40300000 |  | SNR0
SNR-H45LPX10AP003KA02 | RELIEF VALVE (21) |  | OPERATING | OPERATING | E070 | SNR0-2M0 | F40300000 |  | SNR0
SNR-H45LPX10AP003KA03 | GAUGE DAMPING |  | OPERATING | OPERATING | E070 | SNR0-2M0 | F40300000 |  | SNR0
SNR-H45LPX10AP003KP01 | PUMP |  | OPERATING | OPERATING | E070 | SNR0-2M0 | F40300000 |  | SNR0
SNR-H45LPX10AP003KT01 | STRAINER (31) |  | OPERATING | OPERATING | E070 | SNR0-2M0 | F40300000 |  | SNR0
SNR-H45LPX10AP003MR01 | PIPE LINE |  | OPERATING | OPERATING | E070 | SNR0-2M0 | F40300000 |  | SNR0
SNR-H45LPX10AP003QP01 | PRESSURE GAUGE (35) |  | OPERATING | OPERATING | E070 | SNR0-2E0 | F40300000 |  | SNR0
SNR-H45LPX10BB001 | OIL SUMP TANK |  | OPERATING | OPERATING | E070 | SNR0-2M0 | F40300000 |  | SNR0
SNR-H45LPX10BB001KA01 | VALVE DRAIN (38) |  | OPERATING | OPERATING | E070 | SNR0-2M0 | F40300000 |  | SNR0
SNR-H45LPX10BB001KD01 | SUMP TANK |  | OPERATING | OPERATING | E070 | SNR0-2M0 | F40300000 |  | SNR0
SNR-H45LPX10BB001QP01 | LEVEL GAUGE |  | OPERATING | OPERATING | E070 | SNR0-2E0 | F40300000 |  | SNR0
SNR-H45LPX10BB001QP02 | LEVEL GAUGE |  | OPERATING | OPERATING | E070 | SNR0-2E0 | F40300000 |  | SNR0
SNR-H45LQ | Unit #45 Tailrace System |  | OPERATING | OPERATING | E070 | SNR0-2M0 | F40300000 |  | SNR0
SNR-H45LQC | Unit #45 INTAKE GATE |  | OPERATING | OPERATING | E070 | SNR0-2M0 | F40300000 |  | SNR0
SNR-H45LQC10 | TAILRACE GATE |  | OPERATING | OPERATING | E070 | SNR0-2M0 | F40300000 |  | SNR0
SNR-H45LQC10AB001 | GATE NO.1 |  | OPERATING | OPERATING | E070 | SNR0-2M0 | F40300000 |  | SNR0
SNR-H45LQC10AB002 | GATE NO.2 |  | OPERATING | OPERATING | E070 | SNR0-2M0 | F40300000 |  | SNR0
SNR-H45LQE | Unit #45 Tailrace Trash Rask |  | OPERATING | OPERATING | E070 | SNR0-2M0 | F40300000 |  | SNR0
SNR-H45LQE10 | TAILRACE TRASH RASK NO.1 |  | OPERATING | OPERATING | E070 | SNR0-2M0 | F40300000 |  | SNR0
SNR-H45LQE11 | TAILRACE TRASH RASK ROW.01 |  | OPERATING | OPERATING | E070 | SNR0-2M0 | F40300000 |  | SNR0
SNR-H45LQE11AT001 | RACK NO.1 |  | OPERATING | OPERATING | E070 | SNR0-2M0 | F40300000 |  | SNR0
SNR-H45LQE11AT002 | RACK NO.2 |  | OPERATING | OPERATING | E070 | SNR0-2M0 | F40300000 |  | SNR0
SNR-H45LQE11AT003 | RACK NO.3 |  | OPERATING | OPERATING | E070 | SNR0-2M0 | F40300000 |  | SNR0
SNR-H45LQE12 | TAILRACE TRASH RASK ROW.02 |  | OPERATING | OPERATING | E070 | SNR0-2M0 | F40300000 |  | SNR0
SNR-H45LQE12AT001 | RACK NO.1 |  | OPERATING | OPERATING | E070 | SNR0-2M0 | F40300000 |  | SNR0
SNR-H45LQE12AT002 | RACK NO.2 |  | OPERATING | OPERATING | E070 | SNR0-2M0 | F40300000 |  | SNR0
SNR-H45LQE12AT003 | RACK NO.3 |  | OPERATING | OPERATING | E070 | SNR0-2M0 | F40300000 |  | SNR0
SNR-H45LQE20 | TAILRACE TRASH RASK NO.2 |  | OPERATING | OPERATING | E070 | SNR0-2M0 | F40300000 |  | SNR0
SNR-H45LQE21 | TAILRACE TRASH RASK ROW.01 |  | OPERATING | OPERATING | E070 | SNR0-2M0 | F40300000 |  | SNR0
SNR-H45LQE21AT001 | RACK NO.1 |  | OPERATING | OPERATING | E070 | SNR0-2M0 | F40300000 |  | SNR0
SNR-H45LQE21AT002 | RACK NO.2 |  | OPERATING | OPERATING | E070 | SNR0-2M0 | F40300000 |  | SNR0
SNR-H45LQE21AT003 | RACK NO.3 |  | OPERATING | OPERATING | E070 | SNR0-2M0 | F40300000 |  | SNR0
SNR-H45LQE22 | TAILRACE TRASH RASK ROW.02 |  | OPERATING | OPERATING | E070 | SNR0-2M0 | F40300000 |  | SNR0
SNR-H45LQE22AT001 | RACK NO.1 |  | OPERATING | OPERATING | E070 | SNR0-2M0 | F40300000 |  | SNR0
SNR-H45LQE22AT002 | RACK NO.2 |  | OPERATING | OPERATING | E070 | SNR0-2M0 | F40300000 |  | SNR0
SNR-H45LQE22AT003 | RACK NO.3 |  | OPERATING | OPERATING | E070 | SNR0-2M0 | F40300000 |  | SNR0
SNR-H45LQE30 | TAILRACE TRASH RASK NO.3 |  | OPERATING | OPERATING | E070 | SNR0-2M0 | F40300000 |  | SNR0
SNR-H45LQE31 | TAILRACE TRASH RASK ROW.01 |  | OPERATING | OPERATING | E070 | SNR0-2M0 | F40300000 |  | SNR0
SNR-H45LQE31AT001 | RACK NO.1 |  | OPERATING | OPERATING | E070 | SNR0-2M0 | F40300000 |  | SNR0
SNR-H45LQE31AT002 | RACK NO.2 |  | OPERATING | OPERATING | E070 | SNR0-2M0 | F40300000 |  | SNR0
SNR-H45LQE31AT003 | RACK NO.3 |  | OPERATING | OPERATING | E070 | SNR0-2M0 | F40300000 |  | SNR0
SNR-H45LQE32 | TAILRACE TRASH RASK ROW.02 |  | OPERATING | OPERATING | E070 | SNR0-2M0 | F40300000 |  | SNR0
SNR-H45LQE32AT003 | RACK NO.1 |  | OPERATING | OPERATING | E070 | SNR0-2M0 | F40300000 |  | SNR0
SNR-H45LS | Drainage System |  | OPERATING | OPERATING | E070 | SNR0-2M0 | F40300000 |  | SNR0
SNR-H45LSL | Unit #45 Drainage System |  | OPERATING | OPERATING | E070 | SNR0-2M0 | F40300000 |  | SNR0
SNR-H45LSL10 | DRAINAGE SYSTEM |  | OPERATING | OPERATING | E070 | SNR0-2M0 | F40300000 |  | SNR0
SNR-H45LSL10AA001 | CHECK VALVE FOR PUMP 850A |  | OPERATING | OPERATING | E070 | SNR0-2M0 | F40300000 |  | SNR0
SNR-H45LSL10AA002 | VALVE OUTLET AFTER PUMP 850A |  | OPERATING | OPERATING | E070 | SNR0-2M0 | F40300000 |  | SNR0
SNR-H45LSL10AA003 | CHECK VALVE FOR PUMP 850B |  | OPERATING | OPERATING | E070 | SNR0-2M0 | F40300000 |  | SNR0
SNR-H45LSL10AA004 | VALVE OUTLET AFTER PUMP 850B |  | OPERATING | OPERATING | E070 | SNR0-2M0 | F40300000 |  | SNR0
SNR-H45LSL10AA005 | CHECK VALVE FOR PUMP 850C |  | OPERATING | OPERATING | E070 | SNR0-2M0 | F40300000 |  | SNR0
SNR-H45LSL10AA006 | VALVE OUTLET AFTER PUMP 850C |  | OPERATING | OPERATING | E070 | SNR0-2M0 | F40300000 |  | SNR0
SNR-H45LSL10AP001 | DRAINAGE PUMP NO.A (850A) |  | OPERATING | OPERATING | E070 | SNR0-2M0 | F40300000 |  | SNR0
SNR-H45LSL10AP001-M01 | MOTOR (88WHMA) |  | OPERATING | OPERATING | E070 | SNR0-2E0 | F40300000 |  | SNR0
SNR-H45LSL10AP001KP01 | PUMP 850A |  | OPERATING | OPERATING | E070 | SNR0-2M0 | F40300000 |  | SNR0
SNR-H45LSL10AP001MK01 | COUPLING |  | OPERATING | OPERATING | E070 | SNR0-2M0 | F40300000 |  | SNR0
SNR-H45LSL10AP002 | DRAINAGE PUMP NO.B (850B) |  | OPERATING | OPERATING | E070 | SNR0-2M0 | F40300000 |  | SNR0
SNR-H45LSL10AP002-M01 | MOTOR (88WHMB) |  | OPERATING | OPERATING | E070 | SNR0-2E0 | F40300000 |  | SNR0
SNR-H45LSL10AP002KP01 | PUMP 850B |  | OPERATING | OPERATING | E070 | SNR0-2M0 | F40300000 |  | SNR0
SNR-H45LSL10AP002MK01 | COUPLING |  | OPERATING | OPERATING | E070 | SNR0-2M0 | F40300000 |  | SNR0
SNR-H45LSL10AP003 | DRAINAGE PUMP NO.C (850C) |  | OPERATING | OPERATING | E070 | SNR0-2M0 | F40300000 |  | SNR0
SNR-H45LSL10AP003-M01 | MOTOR (88WHMC) |  | OPERATING | OPERATING | E070 | SNR0-2E0 | F40300000 |  | SNR0
SNR-H45LSL10AP003KP01 | PUMP 850C |  | OPERATING | OPERATING | E070 | SNR0-2M0 | F40300000 |  | SNR0
SNR-H45LSL10AP003MK01 | COUPLING |  | OPERATING | OPERATING | E070 | SNR0-2M0 | F40300000 |  | SNR0
SNR-H45LSL10AT001 | STRAINER FOR PUMP 850A |  | OPERATING | OPERATING | E070 | SNR0-2M0 | F40300000 |  | SNR0
SNR-H45LSL10AT002 | STRAINER FOR PUMP 850B |  | OPERATING | OPERATING | E070 | SNR0-2M0 | F40300000 |  | SNR0
SNR-H45LSL10AT003 | STRAINER FOR PUMP 850C |  | OPERATING | OPERATING | E070 | SNR0-2M0 | F40300000 |  | SNR0
SNR-H45LSL10BB001 | DRAINAGE PIT |  | OPERATING | OPERATING | E070 | SNR0-2M0 | F40300000 |  | SNR0
SNR-H45LSL10BR001 | PIPE FOR PUMP 850A |  | OPERATING | OPERATING | E070 | SNR0-2M0 | F40300000 |  | SNR0
SNR-H45LSL10BR002 | PIPE FOR PUMP 850B |  | OPERATING | OPERATING | E070 | SNR0-2M0 | F40300000 |  | SNR0
SNR-H45LSL10BR003 | PIPE FOR PUMP 850C |  | OPERATING | OPERATING | E070 | SNR0-2M0 | F40300000 |  | SNR0
SNR-H45LSL10CL001 | FLOAT SWITCH FOR DRAINAGE PIT (71WH1) |  | OPERATING | OPERATING | E070 | SNR0-2E0 | F40300000 |  | SNR0
SNR-H45LSL10CL002 | ELECTRODE TYPE WATER LEVEL (71WH2) |  | OPERATING | OPERATING | E070 | SNR0-2E0 | F40300000 |  | SNR0
SNR-H45LSL20 | JET PUMP FOR DRAINAGE SYSTEM |  | OPERATING | OPERATING | E070 | SNR0-2M0 | F40300000 |  | SNR0
SNR-H45LSL20AA001 | VALVE INLET STRAINER FROM NO.4 PENSTOCK |  | OPERATING | OPERATING | E070 | SNR0-2M0 | F40300000 |  | SNR0
SNR-H45LSL20AA002 | VALVE OUTLET STRAINER FROM NO.4 PENSTOCK |  | OPERATING | OPERATING | E070 | SNR0-2M0 | F40300000 |  | SNR0
SNR-H45LSL20AA003 | VALVE DRAIN STRAINER FROM NO.4 PENSTOCK |  | OPERATING | OPERATING | E070 | SNR0-2M0 | F40300000 |  | SNR0
SNR-H45LSL20AA004 | VALVE INLET STRAINER FROM NO.5 PENSTOCK |  | OPERATING | OPERATING | E070 | SNR0-2M0 | F40300000 |  | SNR0
SNR-H45LSL20AA005 | VALVE OUTLET STRAINER FROM NO.5 PENSTOCK |  | OPERATING | OPERATING | E070 | SNR0-2M0 | F40300000 |  | SNR0
SNR-H45LSL20AA006 | VALVE DRAIN STRAINER FROM NO.5 PENSTOCK |  | OPERATING | OPERATING | E070 | SNR0-2M0 | F40300000 |  | SNR0
SNR-H45LSL20AA007 | MOTOR OPERATE VALVE (20JM) |  | OPERATING | OPERATING | E070 | SNR0-2E0 | F40300000 |  | SNR0
SNR-H45LSL20AA007-M01 | MOTOR |  | OPERATING | OPERATING | E070 | SNR0-2E0 | F40300000 |  | SNR0
SNR-H45LSL20AA007KA01 | VALVE |  | OPERATING | OPERATING | E070 | SNR0-2M0 | F40300000 |  | SNR0
SNR-H45LSL20AA007MG01 | GEAR DRIVE |  | OPERATING | OPERATING | E070 | SNR0-2M0 | F40300000 |  | SNR0
SNR-H45LSL20AA008 | CHECK VALVE AFTER JET PUMP 852 |  | OPERATING | OPERATING | E070 | SNR0-2M0 | F40300000 |  | SNR0
SNR-H45LSL20AA009 | VALVE OUTLET AFTER JET PUMP 852 |  | OPERATING | OPERATING | E070 | SNR0-2M0 | F40300000 |  | SNR0
SNR-H45LSL20AT001 | STRAINER (855) FROM NO.4 PENSTOCK |  | OPERATING | OPERATING | E070 | SNR0-2M0 | F40300000 |  | SNR0
SNR-H45LSL20AT001KA01 | VALVE FOR PRESSURE GAUGE INLET |  | OPERATING | OPERATING | E070 | SNR0-2M0 | F40300000 |  | SNR0
SNR-H45LSL20AT001KA02 | VALVE FOR PRESSURE GAUGE OUTLET |  | OPERATING | OPERATING | E070 | SNR0-2M0 | F40300000 |  | SNR0
SNR-H45LSL20AT001QP01 | PRESSURE GAUGE INLET |  | OPERATING | OPERATING | E070 | SNR0-2E0 | F40300000 |  | SNR0
SNR-H45LSL20AT001QP02 | PRESSURE GAUGE OUTLET |  | OPERATING | OPERATING | E070 | SNR0-2E0 | F40300000 |  | SNR0
SNR-H45LSL20AT002 | STRAINER (855) FROM NO.5 PENSTOCK |  | OPERATING | OPERATING | E070 | SNR0-2M0 | F40300000 |  | SNR0
SNR-H45LSL20AT002KA01 | VALVE FOR PRESSURE GAUGE INLET |  | OPERATING | OPERATING | E070 | SNR0-2M0 | F40300000 |  | SNR0
SNR-H45LSL20AT002KA02 | VALVE FOR PRESSURE GAUGE OUTLET |  | OPERATING | OPERATING | E070 | SNR0-2M0 | F40300000 |  | SNR0
SNR-H45LSL20AT002QP01 | PRESSURE GAUGE INLET |  | OPERATING | OPERATING | E070 | SNR0-2E0 | F40300000 |  | SNR0
SNR-H45LSL20AT002QP02 | PRESSURE GAUGE OUTLET |  | OPERATING | OPERATING | E070 | SNR0-2E0 | F40300000 |  | SNR0
SNR-H45LSL20BN001 | JET PUMP (852) |  | OPERATING | OPERATING | E070 | SNR0-2M0 | F40300000 |  | SNR0
SNR-H45LSL20BN001KT01 | STRAINER FOR JET PUMP (852) |  | OPERATING | OPERATING | E070 | SNR0-2M0 | F40300000 |  | SNR0
SNR-H45LSL20BN002 | PIPE FOR STRAINER FROM NO.5 PENSTOCK |  | OPERATING | OPERATING | E070 | SNR0-2M0 | F40300000 |  | SNR0
SNR-H45LSY | SNR-H45LSY |  | OPERATING | OPERATING | E070 | SNR0-2E0 | F40300000 |  | SNR0
SNR-H45LSY10 | CONTROL CUBICLE DRAINAGE PUMP |  | OPERATING | OPERATING | E070 | SNR0-2E0 | F40300000 |  | SNR0
SNR-H45Q | Unit #45 General Compressed Air And Carr |  | OPERATING | OPERATING | E070 | SNR0-2M0 | F40300000 |  | SNR0
SNR-H45QE | Unit #45 General Compressed Air And Carr |  | OPERATING | OPERATING | E070 | SNR0-2M0 | F40300000 |  | SNR0
SNR-H45QEA | Unit #45 Compressed Air System |  | OPERATING | OPERATING | E070 | SNR0-2M0 | F40300000 |  | SNR0
SNR-H45QEA10AN001 | AIR COMPRESSOR SET NO.A(460A) |  | OPERATING | OPERATING | E070 | SNR0-2M0 | F40300000 |  | SNR0
SNR-H45QEA10AN001-B01 | TEMP. INDICATOR WITH SWITCH |  | OPERATING | OPERATING | E070 | SNR0-2E0 | F40300000 |  | SNR0
SNR-H45QEA10AN001-F01 | TEMPERATURE RELAY |  | OPERATING | OPERATING | E070 | SNR0-2E0 | F40300000 |  | SNR0
SNR-H45QEA10AN001-M01 | MOTOR (88AMA) |  | OPERATING | OPERATING | E070 | SNR0-2E0 | F40300000 |  | SNR0
SNR-H45QEA10AN001-Y01 | ELEC. VALVE FOR UNLOADING START (20AA) |  | OPERATING | OPERATING | E070 | SNR0-2E0 | F40300000 |  | SNR0
SNR-H45QEA10AN001KA01 | CHECK VALVE FOR START |  | OPERATING | OPERATING | E070 | SNR0-2M0 | F40300000 |  | SNR0
SNR-H45QEA10AN001KA02 | OUTLET VALVE |  | OPERATING | OPERATING | E070 | SNR0-2M0 | F40300000 |  | SNR0
SNR-H45QEA10AN001KA03 | AUTO. DRAIN VALVE FOR STAGE 1 |  | OPERATING | OPERATING | E070 | SNR0-2M0 | F40300000 |  | SNR0
SNR-H45QEA10AN001KA04 | AUTO. DRAIN VALVE FOR STAGE 2 |  | OPERATING | OPERATING | E070 | SNR0-2M0 | F40300000 |  | SNR0
SNR-H45QEA10AN001KA05 | AUTO. DRAIN VALVE FOR STAGE 3 |  | OPERATING | OPERATING | E070 | SNR0-2M0 | F40300000 |  | SNR0
SNR-H45QEA10AN001KA06 | SAFETY VALVE STAGE 1 |  | OPERATING | OPERATING | E070 | SNR0-2M0 | F40300000 |  | SNR0
SNR-H45QEA10AN001KA07 | SAFETY VALVE STAGE 2 |  | OPERATING | OPERATING | E070 | SNR0-2M0 | F40300000 |  | SNR0
SNR-H45QEA10AN001KA08 | SAFETY VALVE STAGE 3 |  | OPERATING | OPERATING | E070 | SNR0-2M0 | F40300000 |  | SNR0
SNR-H45QEA10AN001KA09 | VALVE FOR PRESSURE GAUGE STAGE 1 |  | OPERATING | OPERATING | E070 | SNR0-2M0 | F40300000 |  | SNR0
SNR-H45QEA10AN001KA10 | VALVE FOR PRESSURE GAUGE STAGE 2 |  | OPERATING | OPERATING | E070 | SNR0-2M0 | F40300000 |  | SNR0
SNR-H45QEA10AN001KA11 | VALVE FOR PRESSURE GAUGE STAGE 3 |  | OPERATING | OPERATING | E070 | SNR0-2M0 | F40300000 |  | SNR0
SNR-H45QEA10AN001KA12 | RELIEF VALVE FOR OIL PUMP |  | OPERATING | OPERATING | E070 | SNR0-2M0 | F40300000 |  | SNR0
SNR-H45QEA10AN001KC01 | COOLER STAGE 1 |  | OPERATING | OPERATING | E070 | SNR0-2M0 | F40300000 |  | SNR0
SNR-H45QEA10AN001KC02 | COOLER STAGE 2 |  | OPERATING | OPERATING | E070 | SNR0-2M0 | F40300000 |  | SNR0
SNR-H45QEA10AN001KC03 | COOLER STAGE 3 |  | OPERATING | OPERATING | E070 | SNR0-2M0 | F40300000 |  | SNR0
SNR-H45QEA10AN001KN01 | AIR COMPRESSOR (460A) |  | OPERATING | OPERATING | E070 | SNR0-2M0 | F40300000 |  | SNR0
SNR-H45QEA10AN001KP01 | OIL PUMP |  | OPERATING | OPERATING | E070 | SNR0-2M0 | F40300000 |  | SNR0
SNR-H45QEA10AN001KP02 | HAND PUMP |  | OPERATING | OPERATING | E070 | SNR0-2M0 | F40300000 |  | SNR0
SNR-H45QEA10AN001KT01 | DRAIN SEPARATOR STAGE 1 |  | OPERATING | OPERATING | E070 | SNR0-2M0 | F40300000 |  | SNR0
SNR-H45QEA10AN001KT02 | DRAIN SEPARATOR STAGE 2 |  | OPERATING | OPERATING | E070 | SNR0-2M0 | F40300000 |  | SNR0
SNR-H45QEA10AN001KT03 | DRAIN SEPARATOR STAGE 3 |  | OPERATING | OPERATING | E070 | SNR0-2M0 | F40300000 |  | SNR0
SNR-H45QEA10AN001MK01 | COUPLING |  | OPERATING | OPERATING | E070 | SNR0-2M0 | F40300000 |  | SNR0
SNR-H45QEA10AN001QP01 | PRESSURE GAUGE STAGE 1 |  | OPERATING | OPERATING | E070 | SNR0-2E0 | F40300000 |  | SNR0
SNR-H45QEA10AN001QP02 | PRESSURE GAUGE STAGE 2 |  | OPERATING | OPERATING | E070 | SNR0-2E0 | F40300000 |  | SNR0
SNR-H45QEA10AN001QP03 | PRESSURE GAUGE STAGE 3 |  | OPERATING | OPERATING | E070 | SNR0-2E0 | F40300000 |  | SNR0
SNR-H45QEA10AN001QP04 | PRESSURE SWITCH FOR OIL PUMP |  | OPERATING | OPERATING | E070 | SNR0-2E0 | F40300000 |  | SNR0
SNR-H45QEA10AN001QP05 | PRESSURE GAUGE FOR OIL PUMP |  | OPERATING | OPERATING | E070 | SNR0-2E0 | F40300000 |  | SNR0
SNR-H45QEA10AN001QP06 | OIL LEVEL GAUGE |  | OPERATING | OPERATING | E070 | SNR0-2E0 | F40300000 |  | SNR0
SNR-H45QEA20AN002 | AIR COMPRESSOR SET NO.B(460B) |  | OPERATING | OPERATING | E070 | SNR0-2M0 | F40300000 |  | SNR0
SNR-H45QEA20AN002-B01 | TEMP. INDICATOR WITH SWITCH |  | OPERATING | OPERATING | E070 | SNR0-2E0 | F40300000 |  | SNR0
SNR-H45QEA20AN002-F01 | TEMPERATURE RELAY |  | OPERATING | OPERATING | E070 | SNR0-2E0 | F40300000 |  | SNR0
SNR-H45QEA20AN002-M01 | MOTOR (88AMB) |  | OPERATING | OPERATING | E070 | SNR0-2E0 | F40300000 |  | SNR0
SNR-H45QEA20AN002-Y01 | ELEC. VALVE FOR UNLOADING START (20AA) |  | OPERATING | OPERATING | E070 | SNR0-2E0 | F40300000 |  | SNR0
SNR-H45QEA20AN002KA01 | CHECK VALVE FOR START |  | OPERATING | OPERATING | E070 | SNR0-2M0 | F40300000 |  | SNR0
SNR-H45QEA20AN002KA02 | OUTLET VALVE |  | OPERATING | OPERATING | E070 | SNR0-2M0 | F40300000 |  | SNR0
SNR-H45QEA20AN002KA03 | AUTO. DRAIN VALVE FOR STAGE 1 |  | OPERATING | OPERATING | E070 | SNR0-2M0 | F40300000 |  | SNR0
SNR-H45QEA20AN002KA04 | AUTO. DRAIN VALVE FOR STAGE 2 |  | OPERATING | OPERATING | E070 | SNR0-2M0 | F40300000 |  | SNR0
SNR-H45QEA20AN002KA05 | AUTO. DRAIN VALVE FOR STAGE 3 |  | OPERATING | OPERATING | E070 | SNR0-2M0 | F40300000 |  | SNR0
SNR-H45QEA20AN002KA06 | SAFETY VALVE STAGE 1 |  | OPERATING | OPERATING | E070 | SNR0-2M0 | F40300000 |  | SNR0
SNR-H45QEA20AN002KA07 | SAFETY VALVE STAGE 2 |  | OPERATING | OPERATING | E070 | SNR0-2M0 | F40300000 |  | SNR0
SNR-H45QEA20AN002KA08 | SAFETY VALVE STAGE 3 |  | OPERATING | OPERATING | E070 | SNR0-2M0 | F40300000 |  | SNR0
SNR-H45QEA20AN002KA09 | VALVE FOR PRESSURE GAUGE STAGE 1 |  | OPERATING | OPERATING | E070 | SNR0-2M0 | F40300000 |  | SNR0
SNR-H45QEA20AN002KA10 | VALVE FOR PRESSURE GAUGE STAGE 2 |  | OPERATING | OPERATING | E070 | SNR0-2M0 | F40300000 |  | SNR0
SNR-H45QEA20AN002KA11 | VALVE FOR PRESSURE GAUGE STAGE 3 |  | OPERATING | OPERATING | E070 | SNR0-2M0 | F40300000 |  | SNR0
SNR-H45QEA20AN002KA12 | RELIEF VALVE FOR OIL PUMP |  | OPERATING | OPERATING | E070 | SNR0-2M0 | F40300000 |  | SNR0
SNR-H45QEA20AN002KC01 | COOLER STAGE 1 |  | OPERATING | OPERATING | E070 | SNR0-2M0 | F40300000 |  | SNR0
SNR-H45QEA20AN002KC02 | COOLER STAGE 2 |  | OPERATING | OPERATING | E070 | SNR0-2M0 | F40300000 |  | SNR0
SNR-H45QEA20AN002KC03 | COOLER STAGE 3 |  | OPERATING | OPERATING | E070 | SNR0-2M0 | F40300000 |  | SNR0
SNR-H45QEA20AN002KN01 | AIR COMPRESSOR (460B) |  | OPERATING | OPERATING | E070 | SNR0-2M0 | F40300000 |  | SNR0
SNR-H45QEA20AN002KP01 | OIL PUMP |  | OPERATING | OPERATING | E070 | SNR0-2M0 | F40300000 |  | SNR0
SNR-H45QEA20AN002KP02 | HAND PUMP |  | OPERATING | OPERATING | E070 | SNR0-2M0 | F40300000 |  | SNR0
SNR-H45QEA20AN002KT01 | DRAIN SEPARATOR STAGE 1 |  | OPERATING | OPERATING | E070 | SNR0-2M0 | F40300000 |  | SNR0
SNR-H45QEA20AN002KT02 | DRAIN SEPARATOR STAGE 2 |  | OPERATING | OPERATING | E070 | SNR0-2M0 | F40300000 |  | SNR0
SNR-H45QEA20AN002KT03 | DRAIN SEPARATOR STAGE 3 |  | OPERATING | OPERATING | E070 | SNR0-2M0 | F40300000 |  | SNR0
SNR-H45QEA20AN002MK01 | COUPLING |  | OPERATING | OPERATING | E070 | SNR0-2M0 | F40300000 |  | SNR0
SNR-H45QEA20AN002QP01 | PRESSURE GAUGE STAGE 1 |  | OPERATING | OPERATING | E070 | SNR0-2E0 | F40300000 |  | SNR0
SNR-H45QEA20AN002QP02 | PRESSURE GAUGE STAGE 2 |  | OPERATING | OPERATING | E070 | SNR0-2E0 | F40300000 |  | SNR0
SNR-H45QEA20AN002QP03 | PRESSURE GAUGE STAGE 3 |  | OPERATING | OPERATING | E070 | SNR0-2E0 | F40300000 |  | SNR0
SNR-H45QEA20AN002QP04 | PRESSURE SWITCH FOR OIL PUMP |  | OPERATING | OPERATING | E070 | SNR0-2E0 | F40300000 |  | SNR0
SNR-H45QEA20AN002QP05 | PRESSURE GAUGE FOR OIL PUMP |  | OPERATING | OPERATING | E070 | SNR0-2E0 | F40300000 |  | SNR0
SNR-H45QEA20AN002QP06 | OIL LEVEL GAUGE |  | OPERATING | OPERATING | E070 | SNR0-2E0 | F40300000 |  | SNR0
SNR-H45QEA30AN003 | AIR COMPRESSOR SET NO.C(460C) |  | OPERATING | OPERATING | E070 | SNR0-2M0 | F40300000 |  | SNR0
SNR-H45QEA30AN003-B01 | TEMP. INDICATOR WITH SWITCH |  | OPERATING | OPERATING | E070 | SNR0-2E0 | F40300000 |  | SNR0
SNR-H45QEA30AN003-F01 | TEMPERATURE RELAY |  | OPERATING | OPERATING | E070 | SNR0-2E0 | F40300000 |  | SNR0
SNR-H45QEA30AN003-M01 | MOTOR (88AMC) |  | OPERATING | OPERATING | E070 | SNR0-2E0 | F40300000 |  | SNR0
SNR-H45QEA30AN003-Y01 | ELEC. VALVE FOR UNLOADING START (20AA) |  | OPERATING | OPERATING | E070 | SNR0-2E0 | F40300000 |  | SNR0
SNR-H45QEA30AN003KA01 | CHECK VALVE FOR START |  | OPERATING | OPERATING | E070 | SNR0-2M0 | F40300000 |  | SNR0
SNR-H45QEA30AN003KA02 | OUTLET VALVE |  | OPERATING | OPERATING | E070 | SNR0-2M0 | F40300000 |  | SNR0
SNR-H45QEA30AN003KA03 | AUTO. DRAIN VALVE FOR STAGE 1 |  | OPERATING | OPERATING | E070 | SNR0-2M0 | F40300000 |  | SNR0
SNR-H45QEA30AN003KA04 | AUTO. DRAIN VALVE FOR STAGE 2 |  | OPERATING | OPERATING | E070 | SNR0-2M0 | F40300000 |  | SNR0
SNR-H45QEA30AN003KA05 | AUTO. DRAIN VALVE FOR STAGE 3 |  | OPERATING | OPERATING | E070 | SNR0-2M0 | F40300000 |  | SNR0
SNR-H45QEA30AN003KA06 | SAFETY VALVE STAGE 1 |  | OPERATING | OPERATING | E070 | SNR0-2M0 | F40300000 |  | SNR0
SNR-H45QEA30AN003KA07 | SAFETY VALVE STAGE 2 |  | OPERATING | OPERATING | E070 | SNR0-2M0 | F40300000 |  | SNR0
SNR-H45QEA30AN003KA08 | SAFETY VALVE STAGE 3 |  | OPERATING | OPERATING | E070 | SNR0-2M0 | F40300000 |  | SNR0
SNR-H45QEA30AN003KA09 | VALVE FOR PRESSURE GAUGE STAGE 1 |  | OPERATING | OPERATING | E070 | SNR0-2M0 | F40300000 |  | SNR0
SNR-H45QEA30AN003KA10 | VALVE FOR PRESSURE GAUGE STAGE 2 |  | OPERATING | OPERATING | E070 | SNR0-2M0 | F40300000 |  | SNR0
SNR-H45QEA30AN003KA11 | VALVE FOR PRESSURE GAUGE STAGE 3 |  | OPERATING | OPERATING | E070 | SNR0-2M0 | F40300000 |  | SNR0
SNR-H45QEA30AN003KA12 | RELIEF VALVE FOR OIL PUMP |  | OPERATING | OPERATING | E070 | SNR0-2M0 | F40300000 |  | SNR0
SNR-H45QEA30AN003KC01 | COOLER STAGE 1 |  | OPERATING | OPERATING | E070 | SNR0-2M0 | F40300000 |  | SNR0
SNR-H45QEA30AN003KC02 | COOLER STAGE 2 |  | OPERATING | OPERATING | E070 | SNR0-2M0 | F40300000 |  | SNR0
SNR-H45QEA30AN003KC03 | COOLER STAGE 3 |  | OPERATING | OPERATING | E070 | SNR0-2M0 | F40300000 |  | SNR0
SNR-H45QEA30AN003KN01 | AIR COMPRESSOR (460C) |  | OPERATING | OPERATING | E070 | SNR0-2M0 | F40300000 |  | SNR0
SNR-H45QEA30AN003KP01 | OIL PUMP |  | OPERATING | OPERATING | E070 | SNR0-2M0 | F40300000 |  | SNR0
SNR-H45QEA30AN003KP02 | HAND PUMP |  | OPERATING | OPERATING | E070 | SNR0-2M0 | F40300000 |  | SNR0
SNR-H45QEA30AN003KT01 | DRAIN SEPARATOR STAGE 1 |  | OPERATING | OPERATING | E070 | SNR0-2M0 | F40300000 |  | SNR0
SNR-H45QEA30AN003KT02 | DRAIN SEPARATOR STAGE 2 |  | OPERATING | OPERATING | E070 | SNR0-2M0 | F40300000 |  | SNR0
SNR-H45QEA30AN003KT03 | DRAIN SEPARATOR STAGE 3 |  | OPERATING | OPERATING | E070 | SNR0-2M0 | F40300000 |  | SNR0
SNR-H45QEA30AN003MK01 | COUPLING |  | OPERATING | OPERATING | E070 | SNR0-2M0 | F40300000 |  | SNR0
SNR-H45QEA30AN003QP01 | PRESSURE GAUGE STAGE 1 |  | OPERATING | OPERATING | E070 | SNR0-2E0 | F40300000 |  | SNR0
SNR-H45QEA30AN003QP02 | PRESSURE GAUGE STAGE 2 |  | OPERATING | OPERATING | E070 | SNR0-2E0 | F40300000 |  | SNR0
SNR-H45QEA30AN003QP03 | PRESSURE GAUGE STAGE 3 |  | OPERATING | OPERATING | E070 | SNR0-2E0 | F40300000 |  | SNR0
SNR-H45QEA30AN003QP04 | PRESSURE SWITCH FOR OIL PUMP |  | OPERATING | OPERATING | E070 | SNR0-2E0 | F40300000 |  | SNR0
SNR-H45QEA30AN003QP05 | PRESSURE GAUGE FOR OIL PUMP |  | OPERATING | OPERATING | E070 | SNR0-2E0 | F40300000 |  | SNR0
SNR-H45QEA30AN003QP06 | OIL LEVEL GAUGE |  | OPERATING | OPERATING | E070 | SNR0-2E0 | F40300000 |  | SNR0
SNR-H45S | Fire Protection System Unit #45 |  | OPERATING | OPERATING | E070 | SNR0-2E0 | F40300000 |  | SNR0
SNR-H45SG | Fire Protection System Unit #45 |  | OPERATING | OPERATING | E070 | SNR0-2E0 | F40300000 |  | SNR0
SNR-H45SGJ | Unit #45 CO2 Fire-Fighting System |  | OPERATING | OPERATING | E070 | SNR0-2E0 | F40300000 |  | SNR0
SNR-H45SGJ10 | CO2 Fire-Fighting System |  | OPERATING | OPERATING | E070 | SNR0-2E0 | F40300000 |  | SNR0
SNR-H45SGJ10BB001 | CO2 FIRE |  | OPERATING | OPERATING | E070 | SNR0-2M0 | F40300000 |  | SNR0
SNR-H45SGJ10BB001KD001 | CO2 TANK NO.1 |  | OPERATING | OPERATING | E070 | SNR0-2M0 | F40300000 |  | SNR0
SNR-H45SGJ10BB001KD002 | CO2 TANK NO.2 |  | OPERATING | OPERATING | E070 | SNR0-2M0 | F40300000 |  | SNR0
SNR-H45SGJ10BB001KD003 | CO2 TANK NO.3 |  | OPERATING | OPERATING | E070 | SNR0-2M0 | F40300000 |  | SNR0
SNR-H45SGJ10BB001KD004 | CO2 TANK NO.4 |  | OPERATING | OPERATING | E070 | SNR0-2M0 | F40300000 |  | SNR0
SNR-H45SGJ10BB001KD005 | CO2 TANK NO.5 |  | OPERATING | OPERATING | E070 | SNR0-2M0 | F40300000 |  | SNR0
SNR-H45SGJ10BB001KD006 | CO2 TANK NO.6 |  | OPERATING | OPERATING | E070 | SNR0-2M0 | F40300000 |  | SNR0
SNR-H45SGJ10BB001KD007 | CO2 TANK NO.7 |  | OPERATING | OPERATING | E070 | SNR0-2M0 | F40300000 |  | SNR0
SNR-H45SGJ10BB001KD008 | CO2 TANK NO.8 |  | OPERATING | OPERATING | E070 | SNR0-2M0 | F40300000 |  | SNR0
SNR-H45SGJ10BB001KD009 | CO2 TANK NO.9 |  | OPERATING | OPERATING | E070 | SNR0-2M0 | F40300000 |  | SNR0
SNR-H45SGJ10BB001KD010 | CO2 TANK NO.10 |  | OPERATING | OPERATING | E070 | SNR0-2M0 | F40300000 |  | SNR0
SNR-H45SGJ10BB001KD011 | CO2 TANK NO.11 |  | OPERATING | OPERATING | E070 | SNR0-2M0 | F40300000 |  | SNR0
SNR-H45SGJ10BB001KD012 | CO2 TANK NO.12 |  | OPERATING | OPERATING | E070 | SNR0-2M0 | F40300000 |  | SNR0
SNR-H45SGJ10BB001KD013 | CO2 TANK NO.13 |  | OPERATING | OPERATING | E070 | SNR0-2M0 | F40300000 |  | SNR0
SNR-H45SGJ10BB001KD014 | CO2 TANK NO.14 |  | OPERATING | OPERATING | E070 | SNR0-2M0 | F40300000 |  | SNR0
SNR-H45SGJ10BB001KD015 | CO2 TANK NO.15 |  | OPERATING | OPERATING | E070 | SNR0-2M0 | F40300000 |  | SNR0
SNR-H45SGJ10BB001KD016 | CO2 TANK NO.16 |  | OPERATING | OPERATING | E070 | SNR0-2M0 | F40300000 |  | SNR0
SNR-H45SGJ10BB001KD017 | CO2 TANK NO.17 |  | OPERATING | OPERATING | E070 | SNR0-2M0 | F40300000 |  | SNR0
SNR-H45SGJ10BB001KD018 | CO2 TANK NO.18 |  | OPERATING | OPERATING | E070 | SNR0-2M0 | F40300000 |  | SNR0
SNR-H45SGJ10BB001KD019 | CO2 TANK NO.19 |  | OPERATING | OPERATING | E070 | SNR0-2M0 | F40300000 |  | SNR0
SNR-H45SGJ10BB001KD020 | CO2 TANK NO.20 |  | OPERATING | OPERATING | E070 | SNR0-2M0 | F40300000 |  | SNR0
SNR-H45SGJ10BB001KD021 | CO2 TANK NO.21 |  | OPERATING | OPERATING | E070 | SNR0-2M0 | F40300000 |  | SNR0
SNR-H45SGJ10BB001KD022 | CO2 TANK NO.22 |  | OPERATING | OPERATING | E070 | SNR0-2M0 | F40300000 |  | SNR0
SNR-H45SGJ10BB001KD023 | CO2 TANK NO.23 |  | OPERATING | OPERATING | E070 | SNR0-2M0 | F40300000 |  | SNR0
SNR-H45SGJ10BB001KD024 | CO2 TANK NO.24 |  | OPERATING | OPERATING | E070 | SNR0-2M0 | F40300000 |  | SNR0
SNR-H45SGJ10BB001KD025 | CO2 TANK NO.25 |  | OPERATING | OPERATING | E070 | SNR0-2M0 | F40300000 |  | SNR0
SNR-H45SGJ10BB001KD026 | CO2 TANK NO.26 |  | OPERATING | OPERATING | E070 | SNR0-2M0 | F40300000 |  | SNR0
SNR-H45SGJ10BB001KD027 | CO2 TANK NO.27 |  | OPERATING | OPERATING | E070 | SNR0-2M0 | F40300000 |  | SNR0
SNR-H45SGJ10BB001KD028 | CO2 TANK NO.28 |  | OPERATING | OPERATING | E070 | SNR0-2M0 | F40300000 |  | SNR0
SNR-H45SGJ10BB001KD029 | CO2 TANK NO.29 |  | OPERATING | OPERATING | E070 | SNR0-2M0 | F40300000 |  | SNR0
SNR-H45SGJ10BB001KD030 | CO2 TANK NO.30 |  | OPERATING | OPERATING | E070 | SNR0-2M0 | F40300000 |  | SNR0
SNR-H45SGJ10BB001KD031 | CO2 TANK NO.31 |  | OPERATING | OPERATING | E070 | SNR0-2M0 | F40300000 |  | SNR0
SNR-H45SGJ10BB001KD032 | CO2 TANK NO.32 |  | OPERATING | OPERATING | E070 | SNR0-2M0 | F40300000 |  | SNR0
SNR-H45SGJ10BB001KD033 | CO2 TANK NO.33 |  | OPERATING | OPERATING | E070 | SNR0-2M0 | F40300000 |  | SNR0
SNR-H45SGJ10BB001KD034 | CO2 TANK NO.34 |  | OPERATING | OPERATING | E070 | SNR0-2M0 | F40300000 |  | SNR0
SNR-H45SGJ10BB001KD035 | CO2 TANK NO.35 |  | OPERATING | OPERATING | E070 | SNR0-2M0 | F40300000 |  | SNR0
SNR-H45SGJ10BB001KD036 | CO2 TANK NO.36 |  | OPERATING | OPERATING | E070 | SNR0-2M0 | F40300000 |  | SNR0
SNR-H45SGJ10BB001KD037 | CO2 TANK NO.37 |  | OPERATING | OPERATING | E070 | SNR0-2M0 | F40300000 |  | SNR0
SNR-H45SGJ10BB001KD038 | CO2 TANK NO.38 |  | OPERATING | OPERATING | E070 | SNR0-2M0 | F40300000 |  | SNR0
SNR-H45SGJ10BB001KD039 | CO2 TANK NO.39 |  | OPERATING | OPERATING | E070 | SNR0-2M0 | F40300000 |  | SNR0
SNR-H45SGJ10BB001KD040 | CO2 TANK NO.40 |  | OPERATING | OPERATING | E070 | SNR0-2M0 | F40300000 |  | SNR0
SNR-H45SGJ10BB001KD041 | CO2 TANK NO.41 |  | OPERATING | OPERATING | E070 | SNR0-2M0 | F40300000 |  | SNR0
SNR-H45SGJ10BB001KD042 | CO2 TANK NO.42 |  | OPERATING | OPERATING | E070 | SNR0-2M0 | F40300000 |  | SNR0
SNR-H45SGJ10BB001KD043 | CO2 TANK NO.43 |  | OPERATING | OPERATING | E070 | SNR0-2M0 | F40300000 |  | SNR0
SNR-H45SGJ10BB001KD044 | CO2 TANK NO.44 |  | OPERATING | OPERATING | E070 | SNR0-2M0 | F40300000 |  | SNR0
SNR-H45SGJ10BB001KD045 | CO2 TANK NO.45 |  | OPERATING | OPERATING | E070 | SNR0-2M0 | F40300000 |  | SNR0
SNR-H45SGJ10BB001KD046 | CO2 TANK NO.46 |  | OPERATING | OPERATING | E070 | SNR0-2M0 | F40300000 |  | SNR0
SNR-H45SGJ10BB001KD047 | CO2 TANK NO.47 |  | OPERATING | OPERATING | E070 | SNR0-2M0 | F40300000 |  | SNR0
SNR-H45SGJ10BB001KD048 | CO2 TANK NO.48 |  | OPERATING | OPERATING | E070 | SNR0-2M0 | F40300000 |  | SNR0
SNR-H45SGJ10BB001KD049 | CO2 TANK NO.49 |  | OPERATING | OPERATING | E070 | SNR0-2M0 | F40300000 |  | SNR0
SNR-H45SGJ10BB001KD050 | CO2 TANK NO.50 |  | OPERATING | OPERATING | E070 | SNR0-2M0 | F40300000 |  | SNR0
SNR-H45SGJ10BB001KD051 | CO2 TANK NO.51 |  | OPERATING | OPERATING | E070 | SNR0-2M0 | F40300000 |  | SNR0
SNR-H45SGJ10BB001KD052 | CO2 TANK NO.52 |  | OPERATING | OPERATING | E070 | SNR0-2M0 | F40300000 |  | SNR0
SNR-H45SGJ10BB001KD053 | CO2 TANK NO.53 |  | OPERATING | OPERATING | E070 | SNR0-2M0 | F40300000 |  | SNR0
SNR-H45SGJ10BB001KD054 | CO2 TANK NO.54 |  | OPERATING | OPERATING | E070 | SNR0-2M0 | F40300000 |  | SNR0
SNR-H45SGJ10BB001KD055 | CO2 TANK NO.55 |  | OPERATING | OPERATING | E070 | SNR0-2M0 | F40300000 |  | SNR0
SNR-H45SGJ10BB001KD056 | CO2 TANK NO.56 |  | OPERATING | OPERATING | E070 | SNR0-2M0 | F40300000 |  | SNR0
SNR-H45SGJ10BB001KD057 | CO2 TANK NO.57 |  | OPERATING | OPERATING | E070 | SNR0-2M0 | F40300000 |  | SNR0
SNR-H45SGJ10BB001KD058 | CO2 TANK NO.58 |  | OPERATING | OPERATING | E070 | SNR0-2M0 | F40300000 |  | SNR0
SNR-H45SGJ10BB001KD059 | CO2 TANK NO.59 |  | OPERATING | OPERATING | E070 | SNR0-2M0 | F40300000 |  | SNR0
SNR-H45SGJ10BB100 | CO2 FIRE EXTINGUISHING UNIT 4-5 (TANK) |  | OPERATING | OPERATING | E070 | SNR0-2M0 | F40300000 |  | SNR0
SNR-H45SGY | SNR-H45SGY |  | OPERATING | OPERATING | E070 | SNR0-2E0 | F40300000 |  | SNR0
SNR-H45SGY10 | SNR-H45SGY10 |  | OPERATING | OPERATING | E070 | SNR0-2E0 | F40300000 |  | SNR0
SNR-H45SGY10GH100 | CO2 PNL. UNIT 4-5 CONTROL PANEL |  | OPERATING | OPERATING | E070 | SNR0-2E0 | F40300000 |  | SNR0