## Sheet1
PMNUM | SITEID | DESCRIPTION | STATUS | LOCATION | WORKTYPE | EGMNTACTTYPE | WOSTATUS | EGPROJECTID | EGWBS | FREQUENCY | FREQUNIT | JPNUM | ROUTE | NEXTDATE | EGCRAFT | RESPONSED BY | PTW | PARENTCHGSSTATUS | LEADTIME | TARGSTARTTIME | PARENT | PMCOUNTER | WOSEQUENCE | MOD | MAIN_SYSTEM | MAIN_SYSTEM_DESC | UNIT_TYPE | TYPE | SUB_SYSTEM | EQUIPMENT | SUB_SYSTEM_DESC | KKS_NEW_DESC | GROUP | FINISH_DATE | FINISH TIME | COMMENT
Group-01-H03MEA-ME-U | BPK0 | Hydraulic Turbine,SNR0-2S0,PTW งานในที่อับอากาศ | ACTIVE | BPK-T00 | APAO | AO1 | WSCH | O-BPKT00-67YI | O-BPKT00-67YI-BM | 1 | YEARS |  |  | 2024-09-05 | SNR0-2S0 | หงศ-ฟ. | PTW งานในที่อับอากาศ | 0 | 7 | 08:00:00 |  | 0 | 1 | 1 | H03MEA | Hydraulic Turbine | U | ME |  |  |  |  | 1 | 2024-09-06 | 16:00:00
PO-00460-H03MEA30HB100-ME-U | BPK0 | RUNNER (หงศ-ฟ.) | ACTIVE | SNR-H03MEA30HB100 | APAO | AO1 | WSCH | O-BPKT00-67YI | O-BPKT00-67YI-BM | 1 | YEARS | JP-00460-H03MEA30HB100-ME-U |  | 2024-09-05 | SNR0-2S0 | หงศ-ฟ. | PTW งานในที่อับอากาศ | 1 | 7 | 08:00:00 | Group-01-H03MEA-ME-U | 0 | 1 | 1 | H03MEA | Hydraulic Turbine | U | ME | H03MEA30 | HB | Runner, Main Shaft | Runner | 1 | 2024-09-06 | 16:00:00
PO-00490-H03MEA30HB100-ME-U | BPK0 | SHAFT SLEEVE (หงศ-ฟ.) | ACTIVE | SNR-H03MEA30HB100 | APAO | AO1 | WSCH | O-BPKT00-67YI | O-BPKT00-67YI-BM | 1 | YEARS | JP-00490-H03MEA30HB100-ME-U |  | 2024-09-06 | SNR0-2S0 | หงศ-ฟ. | PTW งานในที่อับอากาศ | 1 | 7 | 08:00:00 | Group-01-H03MEA-ME-U | 0 | 2 | 1 | H03MEA | Hydraulic Turbine | U | ME | H03MEA30 | HB | Runner, Main Shaft | Runner | 1 | 2024-09-06 | 16:00:00
Group-02-H03MEA-ME-U | BPK0 | Hydraulic Turbine,SNR0-2M0,PTW งานในที่อับอากาศ | ACTIVE | BPK-T00 | APAO | AO1 | WSCH | O-BPKT00-67YI | O-BPKT00-67YI-BM | 1 | YEARS |  |  | 2024-09-03 | SNR0-2M0 | หบศ-ฟ. | PTW งานในที่อับอากาศ | 0 | 7 | 08:00:00 |  | 0 | 2 | 0 | H03MEA | Hydraulic Turbine | U | ME |  |  |  |  | 2 | 2024-09-10 | 16:00:00
PO-00340-H03MEA40HA004-ME-U | BPK0 | DRAFT TUBE (หบศ-ฟ.) | ACTIVE | SNR-H03MEA40HA004 | APAO | AO1 | WSCH | O-BPKT00-67YI | O-BPKT00-67YI-BM | 1 | YEARS | JP-00340-H03MEA40HA004-ME-U |  | 2024-09-03 | SNR0-2M0 | หบศ-ฟ. | PTW งานในที่อับอากาศ | 1 | 7 | 08:00:00 | Group-02-H03MEA-ME-U | 0 | 1 | 0 | H03MEA | Hydraulic Turbine | U | ME | H03MEA40 | HA | Head Cover, Stay Ring, Draft Tube, Shaft | Draft Tube | 2 | 2024-09-10 | 16:00:00
PO-00360-H03MEA10HA001-ME-U | BPK0 | SPIRAL CASE | ACTIVE | SNR-H03MEA10HA001 | APAO | AO1 | WSCH | O-BPKT00-67YI | O-BPKT00-67YI-BM | 1 | YEARS | JP-00360-H03MEA10HA001-ME-U |  | 2024-09-03 | SNR0-2M0 | หบศ-ฟ. | PTW งานในที่อับอากาศ | 1 | 7 | 08:00:00 | Group-02-H03MEA-ME-U | 0 | 2 | 0 | H03MEA | Hydraulic Turbine | U | ME | H03MEA10 | HA | Spiral Case | Spiral Case | 2 | 2024-09-10 | 16:00:00
PO-00370-H03MEA40HA101-ME-U | BPK0 | STAY VANE No.1-12 | ACTIVE | SNR-H03MEA40HA101 | APAO | AO1 | WSCH | O-BPKT00-67YI | O-BPKT00-67YI-BM | 1 | YEARS | JP-00370-H03MEA40HA101-ME-U |  | 2024-09-08 | SNR0-2M0 | หบศ-ฟ. | PTW งานในที่อับอากาศ | 1 | 7 | 08:00:00 | Group-02-H03MEA-ME-U | 0 | 3 | 0 | H03MEA | Hydraulic Turbine | U | ME | H03MEA40 | HA | Head Cover, Stay Ring, Draft Tube, Shaft | Stay Vane No.1 | 2 | 2024-09-08 | 16:00:00
PO-00370-H03MEA40HA102-ME-U | BPK0 | STAY VANE No.1-12 | ACTIVE | SNR-H03MEA40HA102 | APAO | AO1 | WSCH | O-BPKT00-67YI | O-BPKT00-67YI-BM | 1 | YEARS | JP-00370-H03MEA40HA102-ME-U |  | 2024-09-08 | SNR0-2M0 | หบศ-ฟ. | PTW งานในที่อับอากาศ | 1 | 7 | 08:00:00 | Group-02-H03MEA-ME-U | 0 | 4 | 0 | H03MEA | Hydraulic Turbine | U | ME | H03MEA40 | HA | Head Cover, Stay Ring, Draft Tube, Shaft | Stay Vane No.2 | 2 | 2024-09-08 | 16:00:00
PO-00370-H03MEA40HA103-ME-U | BPK0 | STAY VANE No.1-12 | ACTIVE | SNR-H03MEA40HA103 | APAO | AO1 | WSCH | O-BPKT00-67YI | O-BPKT00-67YI-BM | 1 | YEARS | JP-00370-H03MEA40HA103-ME-U |  | 2024-09-08 | SNR0-2M0 | หบศ-ฟ. | PTW งานในที่อับอากาศ | 1 | 7 | 08:00:00 | Group-02-H03MEA-ME-U | 0 | 5 | 0 | H03MEA | Hydraulic Turbine | U | ME | H03MEA40 | HA | Head Cover, Stay Ring, Draft Tube, Shaft | Stay Vane No.3 | 2 | 2024-09-08 | 16:00:00
PO-00370-H03MEA40HA104-ME-U | BPK0 | STAY VANE No.1-12 | ACTIVE | SNR-H03MEA40HA104 | APAO | AO1 | WSCH | O-BPKT00-67YI | O-BPKT00-67YI-BM | 1 | YEARS | JP-00370-H03MEA40HA104-ME-U |  | 2024-09-08 | SNR0-2M0 | หบศ-ฟ. | PTW งานในที่อับอากาศ | 1 | 7 | 08:00:00 | Group-02-H03MEA-ME-U | 0 | 6 | 0 | H03MEA | Hydraulic Turbine | U | ME | H03MEA40 | HA | Head Cover, Stay Ring, Draft Tube, Shaft | Stay Vane No.4 | 2 | 2024-09-08 | 16:00:00
PO-00370-H03MEA40HA105-ME-U | BPK0 | STAY VANE No.1-12 | ACTIVE | SNR-H03MEA40HA105 | APAO | AO1 | WSCH | O-BPKT00-67YI | O-BPKT00-67YI-BM | 1 | YEARS | JP-00370-H03MEA40HA105-ME-U |  | 2024-09-08 | SNR0-2M0 | หบศ-ฟ. | PTW งานในที่อับอากาศ | 1 | 7 | 08:00:00 | Group-02-H03MEA-ME-U | 0 | 7 | 0 | H03MEA | Hydraulic Turbine | U | ME | H03MEA40 | HA | Head Cover, Stay Ring, Draft Tube, Shaft | Stay Vane No.5 | 2 | 2024-09-08 | 16:00:00
PO-00370-H03MEA40HA106-ME-U | BPK0 | STAY VANE No.1-12 | ACTIVE | SNR-H03MEA40HA106 | APAO | AO1 | WSCH | O-BPKT00-67YI | O-BPKT00-67YI-BM | 1 | YEARS | JP-00370-H03MEA40HA106-ME-U |  | 2024-09-08 | SNR0-2M0 | หบศ-ฟ. | PTW งานในที่อับอากาศ | 1 | 7 | 08:00:00 | Group-02-H03MEA-ME-U | 0 | 8 | 0 | H03MEA | Hydraulic Turbine | U | ME | H03MEA40 | HA | Head Cover, Stay Ring, Draft Tube, Shaft | Stay Vane No.6 | 2 | 2024-09-08 | 16:00:00
PO-00370-H03MEA40HA107-ME-U | BPK0 | STAY VANE No.1-12 | ACTIVE | SNR-H03MEA40HA107 | APAO | AO1 | WSCH | O-BPKT00-67YI | O-BPKT00-67YI-BM | 1 | YEARS | JP-00370-H03MEA40HA107-ME-U |  | 2024-09-08 | SNR0-2M0 | หบศ-ฟ. | PTW งานในที่อับอากาศ | 1 | 7 | 08:00:00 | Group-02-H03MEA-ME-U | 0 | 9 | 0 | H03MEA | Hydraulic Turbine | U | ME | H03MEA40 | HA | Head Cover, Stay Ring, Draft Tube, Shaft | Stay Vane No.7 | 2 | 2024-09-08 | 16:00:00
PO-00370-H03MEA40HA108-ME-U | BPK0 | STAY VANE No.1-12 | ACTIVE | SNR-H03MEA40HA108 | APAO | AO1 | WSCH | O-BPKT00-67YI | O-BPKT00-67YI-BM | 1 | YEARS | JP-00370-H03MEA40HA108-ME-U |  | 2024-09-08 | SNR0-2M0 | หบศ-ฟ. | PTW งานในที่อับอากาศ | 1 | 7 | 08:00:00 | Group-02-H03MEA-ME-U | 0 | 10 | 0 | H03MEA | Hydraulic Turbine | U | ME | H03MEA40 | HA | Head Cover, Stay Ring, Draft Tube, Shaft | Stay Vane No.8 | 2 | 2024-09-08 | 16:00:00
PO-00370-H03MEA40HA109-ME-U | BPK0 | STAY VANE No.1-12 | ACTIVE | SNR-H03MEA40HA109 | APAO | AO1 | WSCH | O-BPKT00-67YI | O-BPKT00-67YI-BM | 1 | YEARS | JP-00370-H03MEA40HA109-ME-U |  | 2024-09-08 | SNR0-2M0 | หบศ-ฟ. | PTW งานในที่อับอากาศ | 1 | 7 | 08:00:00 | Group-02-H03MEA-ME-U | 0 | 11 | 0 | H03MEA | Hydraulic Turbine | U | ME | H03MEA40 | HA | Head Cover, Stay Ring, Draft Tube, Shaft | Stay Vane No.9 | 2 | 2024-09-08 | 16:00:00
PO-00370-H03MEA40HA110-ME-U | BPK0 | STAY VANE No.1-12 | ACTIVE | SNR-H03MEA40HA110 | APAO | AO1 | WSCH | O-BPKT00-67YI | O-BPKT00-67YI-BM | 1 | YEARS | JP-00370-H03MEA40HA110-ME-U |  | 2024-09-08 | SNR0-2M0 | หบศ-ฟ. | PTW งานในที่อับอากาศ | 1 | 7 | 08:00:00 | Group-02-H03MEA-ME-U | 0 | 12 | 0 | H03MEA | Hydraulic Turbine | U | ME | H03MEA40 | HA | Head Cover, Stay Ring, Draft Tube, Shaft | Stay Vane No.10 | 2 | 2024-09-08 | 16:00:00
PO-00370-H03MEA40HA111-ME-U | BPK0 | STAY VANE No.1-12 | ACTIVE | SNR-H03MEA40HA111 | APAO | AO1 | WSCH | O-BPKT00-67YI | O-BPKT00-67YI-BM | 1 | YEARS | JP-00370-H03MEA40HA111-ME-U |  | 2024-09-08 | SNR0-2M0 | หบศ-ฟ. | PTW งานในที่อับอากาศ | 1 | 7 | 08:00:00 | Group-02-H03MEA-ME-U | 0 | 13 | 0 | H03MEA | Hydraulic Turbine | U | ME | H03MEA40 | HA | Head Cover, Stay Ring, Draft Tube, Shaft | Stay Vane No.11 | 2 | 2024-09-08 | 16:00:00
PO-00370-H03MEA40HA112-ME-U | BPK0 | STAY VANE No.1-12 | ACTIVE | SNR-H03MEA40HA112 | APAO | AO1 | WSCH | O-BPKT00-67YI | O-BPKT00-67YI-BM | 1 | YEARS | JP-00370-H03MEA40HA112-ME-U |  | 2024-09-08 | SNR0-2M0 | หบศ-ฟ. | PTW งานในที่อับอากาศ | 1 | 7 | 08:00:00 | Group-02-H03MEA-ME-U | 0 | 14 | 0 | H03MEA | Hydraulic Turbine | U | ME | H03MEA40 | HA | Head Cover, Stay Ring, Draft Tube, Shaft | Stay Vane No.12 | 2 | 2024-09-08 | 16:00:00
PO-00380-H03MEA40HA003-ME-U | BPK0 | HEAD COVER | ACTIVE | SNR-H03MEA40HA003 | APAO | AO1 | WSCH | O-BPKT00-67YI | O-BPKT00-67YI-BM | 1 | YEARS | JP-00380-H03MEA40HA003-ME-U |  | 2024-09-07 | SNR0-2M0 | หบศ-ฟ. | PTW งานในที่อับอากาศ | 1 | 7 | 08:00:00 | Group-02-H03MEA-ME-U | 0 | 15 | 0 | H03MEA | Hydraulic Turbine | U | ME | H03MEA40 | HA | Head Cover, Stay Ring, Draft Tube, Shaft | Head Cover | 2 | 2024-09-07 | 16:00:00
PO-00390-H03MEA20-ME-U | BPK0 | G/V MECHANISM | ACTIVE | SNR-H03MEA20 | APAO | AO1 | WSCH | O-BPKT00-67YI | O-BPKT00-67YI-BM | 1 | YEARS | JP-00390-H03MEA20-ME-U |  | 2024-09-03 | SNR0-2M0 | หบศ-ฟ. | PTW งานในที่อับอากาศ | 1 | 7 | 08:00:00 | Group-02-H03MEA-ME-U | 0 | 16 | 0 | H03MEA | Hydraulic Turbine | U | ME | H03MEA20 |  | Guide Vane Mechanism & Servomotor | Guide Vane Mechanism & Servomotor | 2 | 2024-09-07 | 16:00:00
PO-00470-H03MEA40HA007KK01-ME-U | BPK0 | SQUARE PACKING SEAL | ACTIVE | SNR-H03MEA40HA007KK01 | APAO | AO1 | WSCH | O-BPKT00-67YI | O-BPKT00-67YI-BM | 1 | YEARS | JP-00470-H03MEA40HA007KK01-ME-U |  | 2024-09-06 | SNR0-2M0 | หบศ-ฟ. | PTW งานในที่อับอากาศ | 1 | 7 | 08:00:00 | Group-02-H03MEA-ME-U | 0 | 17 | 0 | H03MEA | Hydraulic Turbine | U | ME | H03MEA40 | HA | Head Cover, Stay Ring, Draft Tube, Shaft | Square Packing Seal | 2 | 2024-09-06 | 16:00:00 | PMNUM มีความยาวมากกว่า 30 ตัวอักษร
PO-00480-H03MEA30HB300-ME-U | BPK0 | SHAFT SLEEVE (หบศ-ฟ.) | ACTIVE | SNR-H03MEA30HB300 | APAO | AO1 | WSCH | O-BPKT00-67YI | O-BPKT00-67YI-BM | 1 | YEARS | JP-00480-H03MEA30HB300-ME-U |  | 2024-09-06 | SNR0-2M0 | หบศ-ฟ. | PTW งานในที่อับอากาศ | 1 | 7 | 08:00:00 | Group-02-H03MEA-ME-U | 0 | 18 | 0 | H03MEA | Hydraulic Turbine | U | ME | H03MEA30 | HB | Runner, Main Shaft | Turbine Shaft Sleeve | 2 | 2024-09-06 | 16:00:00
PO-00500-H03MEA40HA007KK02-ME-U | BPK0 | PACKING GLAND | ACTIVE | SNR-H03MEA40HA007KK02 | APAO | AO1 | WSCH | O-BPKT00-67YI | O-BPKT00-67YI-BM | 1 | YEARS | JP-00500-H03MEA40HA007KK02-ME-U |  | 2024-09-06 | SNR0-2M0 | หบศ-ฟ. | PTW งานในที่อับอากาศ | 1 | 7 | 08:00:00 | Group-02-H03MEA-ME-U | 0 | 19 | 0 | H03MEA | Hydraulic Turbine | U | ME | H03MEA40 | HA | Head Cover, Stay Ring, Draft Tube, Shaft | Packing Gland | 2 | 2024-09-06 | 16:00:00 | PMNUM มีความยาวมากกว่า 30 ตัวอักษร
PO-00510-H03MEA40HA007KK03-ME-U | BPK0 | LANTERN RING | ACTIVE | SNR-H03MEA40HA007KK03 | APAO | AO1 | WSCH | O-BPKT00-67YI | O-BPKT00-67YI-BM | 1 | YEARS | JP-00510-H03MEA40HA007KK03-ME-U |  | 2024-09-06 | SNR0-2M0 | หบศ-ฟ. | PTW งานในที่อับอากาศ | 1 | 7 | 08:00:00 | Group-02-H03MEA-ME-U | 0 | 20 | 0 | H03MEA | Hydraulic Turbine | U | ME | H03MEA40 | HA | Head Cover, Stay Ring, Draft Tube, Shaft | Lantern Ring | 2 | 2024-09-06 | 16:00:00 | PMNUM มีความยาวมากกว่า 30 ตัวอักษร
Group-03-H03MEX-ME-U | BPK0 | Fluid Supply Sys for Control & Protec Eq,SNR0-2M0,PTW งานทั่วไป//PTW งานในที่อับอากาศ | ACTIVE | BPK-T00 | APAO | AO1 | WSCH | O-BPKT00-67YI | O-BPKT00-67YI-BM | 1 | YEARS |  |  | 2024-08-28 | SNR0-2M0 | หบศ-ฟ. | PTW งานทั่วไป//PTW งานในที่อับอากาศ | 0 | 7 | 08:00:00 |  | 0 | 3 | 1 | H03MEX | Fluid Supply Sys for Control & Protec Eq | U | ME |  |  |  |  | 3 | 2024-09-08 | 16:00:00
PO-00800-H03MEX11-ME-U | BPK0 | GOVERNOR OIL PRESSURE TANK AND ACCESSORIES (หบศ-ฟ.) | ACTIVE | SNR-H03MEX11 | APAO | AO1 | WSCH | O-BPKT00-67YI | O-BPKT00-67YI-BM | 1 | YEARS | JP-00800-H03MEX11-ME-U |  | 2024-09-04 | SNR0-2M0 | หบศ-ฟ. | PTW งานทั่วไป//PTW งานในที่อับอากาศ | 1 | 7 | 08:00:00 | Group-03-H03MEX-ME-U | 0 | 1 | 1 | H03MEX | Fluid Supply Sys for Control & Protec Eq | U | ME | H03MEX11 |  | Governor Oil Pressure Tank (SNR-H03MEX40) | Governor Oil Pressure Tank (SNR-H03MEX40) | 3 | 2024-09-08 | 16:00:00
PO-00830-H03MEX10BB001-ME-U | BPK0 | GOV. OIL SUMP TANK | ACTIVE | SNR-H03MEX10BB001 | APAO | AO1 | WSCH | O-BPKT00-67YI | O-BPKT00-67YI-BM | 1 | YEARS | JP-00830-H03MEX10BB001-ME-U |  | 2024-08-28 | SNR0-2M0 | หบศ-ฟ. | PTW งานทั่วไป//PTW งานในที่อับอากาศ | 1 | 7 | 08:00:00 | Group-03-H03MEX-ME-U | 0 | 2 | 1 | H03MEX | Fluid Supply Sys for Control & Protec Eq | U | ME | H03MEX10 | BB | Fluid Supply for Governor Control | Sump Tank (403) | 3 | 2024-09-08 | 16:00:00
PO-01020-H03MEX30BB001-ME-U | BPK0 | INLET VALVE SUMP TANK AND AUX. EQUIPMENT | ACTIVE | SNR-H03MEX30BB001 | APAO | AO1 | WSCH | O-BPKT00-67YI | O-BPKT00-67YI-BM | 1 | YEARS | JP-01020-H03MEX30BB001-ME-U |  | 2024-09-05 | SNR0-2M0 | หบศ-ฟ. | PTW งานทั่วไป//PTW งานในที่อับอากาศ | 1 | 7 | 08:00:00 | Group-03-H03MEX-ME-U | 0 | 3 | 1 | H03MEX | Fluid Supply Sys for Control & Protec Eq | U | ME | H03MEX30 | BB | Leakage Oil Supply (SNR-H03MEX80) | Sump Tank (482) (SNR-H03MEX80BB001) | 3 | 2024-09-08 | 16:00:00
PO-01040-H03MEX21-ME-U | BPK0 | INLET VALVE PRESSURE TANK AND AUX. EQUIPMENT (หบศ-ฟ.) | ACTIVE | SNR-H03MEX21 | APAO | AO1 | WSCH | O-BPKT00-67YI | O-BPKT00-67YI-BM | 1 | YEARS | JP-01040-H03MEX21-ME-U |  | 2024-09-04 | SNR0-2M0 | หบศ-ฟ. | PTW งานทั่วไป//PTW งานในที่อับอากาศ | 1 | 7 | 08:00:00 | Group-03-H03MEX-ME-U | 0 | 4 | 1 | H03MEX | Fluid Supply Sys for Control & Protec Eq | U | ME | H03MEX21 |  | Inlet Valve Oil Pressure Tank (SNR-H03MEX60) | Inlet Valve Oil Pressure Tank (SNR-H03MEX60) | 3 | 2024-09-05 | 16:00:00
Group-04-H03QEB-ME-U | BPK0 | Air Supply System (SNR-H03QEA),SNR0-2M0,PTW งานทั่วไป | ACTIVE | BPK-T00 | APAO | AO1 | WSCH | O-BPKT00-67YI | O-BPKT00-67YI-BM | 1 | YEARS |  |  | 2024-09-04 | SNR0-2M0 | หบศ-ฟ. | PTW งานทั่วไป | 0 | 7 | 08:00:00 |  | 0 | 4 | 0 | H03QEB | Air Supply System (SNR-H03QEA) | U | ME |  |  |  |  | 4 | 2024-09-06 | 16:00:00
PO-01390-H03QEB60-ME-U | BPK0 | AIR ADMISSION EQUIPMENT | ACTIVE | SNR-H03QEB60 | APAO | AO1 | WSCH | O-BPKT00-67YI | O-BPKT00-67YI-BM | 1 | YEARS | JP-01390-H03QEB60-ME-U |  | 2024-09-06 | SNR0-2M0 | หบศ-ฟ. | PTW งานทั่วไป | 1 | 7 | 08:00:00 | Group-04-H03QEB-ME-U | 0 | 1 | 0 | H03QEB | Air Supply System (SNR-H03QEA) | U | ME | H03QEB60 |  | Control Air Supply to Air Admission Control Valve (SNR-H03MEG10) | Control Air Supply to Air Admission Control Valve (SNR-H03MEG10) | 4 | 2024-09-06 | 16:00:00
PO-01420-H03QEB10-ME-U | BPK0 | MAIN AIR TANK (951) (หบศ-ฟ.) | ACTIVE | SNR-H03QEB10 | APAO | AO1 | WSCH | O-BPKT00-67YI | O-BPKT00-67YI-BM | 1 | YEARS | JP-01420-H03QEB10-ME-U |  | 2024-09-04 | SNR0-2M0 | หบศ-ฟ. | PTW งานทั่วไป | 1 | 7 | 08:00:00 | Group-04-H03QEB-ME-U | 0 | 2 | 0 | H03QEB | Air Supply System (SNR-H03QEA) | U | ME | H03QEB10 |  | Main Air Tank(951) (SNR-H03QEA20) | Main Air Tank(951) (SNR-H03QEA20) | 4 | 2024-09-04 | 16:00:00
PO-01450-H03QEB11-ME-U | BPK0 | AUX. AIR TANK (641) (หบศ-ฟ.) | ACTIVE | SNR-H03QEB11 | APAO | AO1 | WSCH | O-BPKT00-67YI | O-BPKT00-67YI-BM | 1 | YEARS | JP-01450-H03QEB11-ME-U |  | 2024-09-04 | SNR0-2M0 | หบศ-ฟ. | PTW งานทั่วไป | 1 | 7 | 08:00:00 | Group-04-H03QEB-ME-U | 0 | 3 | 0 | H03QEB | Air Supply System (SNR-H03QEA) | U | ME | H03QEB11 |  | Aux. Air Tank (641) (SNR-H03QEA30) | Aux. Air Tank (641) (SNR-H03QEA30) | 4 | 2024-09-04 | 16:00:00
Group-05-H03QEB-ME-U | BPK0 | Air Supply System (SNR-H03QEA),SNR0-2E0,PTW งานทั่วไป | ACTIVE | BPK-T00 | APAO | AO1 | WSCH | O-BPKT00-67YI | O-BPKT00-67YI-BM | 1 | YEARS |  |  | 2024-09-03 | SNR0-2E0 | หฟศ-ฟ. | PTW งานทั่วไป | 0 | 7 | 08:00:00 |  | 0 | 5 | 1 | H03QEB | Air Supply System (SNR-H03QEA) | U | ME |  |  |  |  | 5 | 2024-09-09 | 16:00:00
PO-01490-H03QEB40CP002-ME-U | BPK0 | PRESSURE AIR INLET to BRAKING PLANT (BEFORE 3/2 WAY SOLENOID VALVE) MKA91CP003 | ACTIVE | SNR-H03QEB40CP002 | APAO | AO1 | WSCH | O-BPKT00-67YI | O-BPKT00-67YI-BM | 1 | YEARS | JP-01490-H03QEB40CP002-ME-U |  | 2024-09-03 | SNR0-2E0 | หฟศ-ฟ. | PTW งานทั่วไป | 1 | 7 | 08:00:00 | Group-05-H03QEB-ME-U | 0 | 1 | 1 | H03QEB | Air Supply System (SNR-H03QEA) | U | ME | H03QEB40 | CP | Control Air Supply to Gen.Friction Brake (SNR-H03MKA91) | Pressure Air Inlet to Braking Plant (Before 3/2 Way Solenoid Valve) (SNR-H03MKA91CP003) | 5 | 2024-09-09 | 16:00:00
PO-01490-H03QEB40CP004-ME-U | BPK0 | PRESSURE AIR INLET to BRAKING JACKS (AFTER 3/2 WAY SOLENOID VALVE) MKA91CP004 | ACTIVE | SNR-H03QEB40CP004 | APAO | AO1 | WSCH | O-BPKT00-67YI | O-BPKT00-67YI-BM | 1 | YEARS | JP-01490-H03QEB40CP004-ME-U |  | 2024-09-03 | SNR0-2E0 | หฟศ-ฟ. | PTW งานทั่วไป | 1 | 7 | 08:00:00 | Group-05-H03QEB-ME-U | 0 | 2 | 1 | H03QEB | Air Supply System (SNR-H03QEA) | U | ME | H03QEB40 | CP | Control Air Supply to Gen.Friction Brake (SNR-H03MKA91) | Pressure Air Inlet to Brake Jacks (After 3/2 Way Solenoid Valve) Braking Plant (SNR-H03MKA91CP004) | 5 | 2024-09-09 | 16:00:00
PO-01500-H03QEB40CP005-ME-U | BPK0 | PRESSURE AIR INLET to BRAKING PLANT (BEFORE SOLENOID VALVE) MKA91CP505 | ACTIVE | SNR-H03QEB40CP005 | APAO | AO1 | WSCH | O-BPKT00-67YI | O-BPKT00-67YI-BM | 1 | YEARS | JP-01500-H03QEB40CP005-ME-U |  | 2024-09-03 | SNR0-2E0 | หฟศ-ฟ. | PTW งานทั่วไป | 1 | 7 | 08:00:00 | Group-05-H03QEB-ME-U | 0 | 3 | 1 | H03QEB | Air Supply System (SNR-H03QEA) | U | ME | H03QEB40 | CP | Control Air Supply to Gen.Friction Brake (SNR-H03MKA91) | Pressure Air Inlet to Braking Plant (Before Solenoid Valve) (SNR-H03MKA91CP505) | 5 | 2024-09-09 | 16:00:00
PO-01500-H03QEB40CP006-ME-U | BPK0 | PRESSURE AIR INLET to BRAKE JACKSBRAKING PLANT (AFTER SOLENOID VALVE) MKA91CP506 | ACTIVE | SNR-H03QEB40CP006 | APAO | AO1 | WSCH | O-BPKT00-67YI | O-BPKT00-67YI-BM | 1 | YEARS | JP-01500-H03QEB40CP006-ME-U |  | 2024-09-03 | SNR0-2E0 | หฟศ-ฟ. | PTW งานทั่วไป | 1 | 7 | 08:00:00 | Group-05-H03QEB-ME-U | 0 | 4 | 1 | H03QEB | Air Supply System (SNR-H03QEA) | U | ME | H03QEB40 | CP | Control Air Supply to Gen.Friction Brake (SNR-H03MKA91) | Pressure Air Inlet to Brake Jacks - Braking Plant (After Solenoid Valve) (SNR-H03MKA91CP506) | 5 | 2024-09-09 | 16:00:00
Group-06-H03QEB-ME-U | BPK0 | Air Supply System (SNR-H03QEA),MWD0-SM10,PTW งานทั่วไป | ACTIVE | BPK-T00 | APAO | AO1 | WSCH | O-BPKT00-67YI | O-BPKT00-67YI-BM | 1 | YEARS |  |  | 2024-09-04 | MWD0-SM10 | หวผอ-ธ. | PTW งานทั่วไป | 0 | 7 | 08:00:00 |  | 0 | 6 | 0 | H03QEB | Air Supply System (SNR-H03QEA) | U | ME |  |  |  |  | 6 | 2024-09-05 | 16:00:00
PO-01430-H03QEB10-ME-U | BPK0 | MAIN AIR TANK (951) (หวผอ-ธ.) | ACTIVE | SNR-H03QEB10 | APAO | AO1 | WSCH | O-BPKT00-67YI | O-BPKT00-67YI-BM | 1 | YEARS | JP-01430-H03QEB10-ME-U |  | 2024-09-04 | MWD0-SM10 | หวผอ-ธ. | PTW งานทั่วไป | 1 | 7 | 08:00:00 | Group-06-H03QEB-ME-U | 0 | 1 | 0 | H03QEB | Air Supply System (SNR-H03QEA) | U | ME | H03QEB10 |  | Main Air Tank(951) (SNR-H03QEA20) | Main Air Tank(951) (SNR-H03QEA20) | 6 | 2024-09-05 | 16:00:00
PO-01460-H03QEB11-ME-U | BPK0 | AUX. AIR TANK (641) (หวผอ-ธ.) | ACTIVE | SNR-H03QEB11 | APAO | AO1 | WSCH | O-BPKT00-67YI | O-BPKT00-67YI-BM | 1 | YEARS | JP-01460-H03QEB11-ME-U |  | 2024-09-04 | MWD0-SM10 | หวผอ-ธ. | PTW งานทั่วไป | 1 | 7 | 08:00:00 | Group-06-H03QEB-ME-U | 0 | 2 | 0 | H03QEB | Air Supply System (SNR-H03QEA) | U | ME | H03QEB11 |  | Aux. Air Tank (641) (SNR-H03QEA30) | Aux. Air Tank (641) (SNR-H03QEA30) | 6 | 2024-09-05 | 16:00:00
Group-07-H03QEA-ME-U | BPK0 | Central Compressed Air and Carrier Air Generator System,SNR0-2E0,PTW งานทั่วไป | ACTIVE | BPK-T00 | APAO | AO1 | WSCH | O-BPKT00-67YI | O-BPKT00-67YI-BM | 1 | YEARS |  |  | 2024-09-03 | SNR0-2E0 | หฟศ-ฟ. | PTW งานทั่วไป | 0 | 7 | 08:00:00 |  | 0 | 7 | 1 | H03QEA | Central Compressed Air and Carrier Air Generator System | U | ME |  |  |  |  | 7 | 2024-09-09 | 16:00:00
PO-01470-H03QEA10CP003-ME-U | BPK0 | INSTRUMENT (PRESSURE SWITCH AIR INLET to BRAKING PLANT (BEFORE AIR TANK) MKA91CP007) | ACTIVE | SNR-H03QEA10CP003 | APAO | AO1 | WSCH | O-BPKT00-67YI | O-BPKT00-67YI-BM | 1 | YEARS | JP-01470-H03QEA10CP003-ME-U |  | 2024-09-03 | SNR0-2E0 | หฟศ-ฟ. | PTW งานทั่วไป | 1 | 7 | 08:00:00 | Group-07-H03QEA-ME-U | 0 | 1 | 1 | H03QEA | Central Compressed Air and Carrier Air Generator System | U | ME | H03QEA10 | CP | Brake Air Tank (SNR-H03MKA91) | Pressure Air Inlet to Braking Plant (Before Air Tank) (SNR-H03MKA91CP007) | 7 | 2024-09-09 | 16:00:00
PO-01480-H03QEA10CP001-ME-U | BPK0 | INSTRUMENT (PRESSURE GAUGE AIR INLET to AIR TANK BRAKING PLANT MKA91CP509) | ACTIVE | SNR-H03QEA10CP001 | APAO | AO1 | WSCH | O-BPKT00-67YI | O-BPKT00-67YI-BM | 1 | YEARS | JP-01480-H03QEA10CP001-ME-U |  | 2024-09-03 | SNR0-2E0 | หฟศ-ฟ. | PTW งานทั่วไป | 1 | 7 | 08:00:00 | Group-07-H03QEA-ME-U | 0 | 2 | 1 | H03QEA | Central Compressed Air and Carrier Air Generator System | U | ME | H03QEA10 | CP | Brake Air Tank (SNR-H03MKA91) | Pressure Air Inlet to Air Tank - Braking Plant (SNR-H03MKA91CP509) | 7 | 2024-09-09 | 16:00:00
Group-08-H03PAG-ME-U | BPK0 | Cooling Water System,SNR0-2M0,PTW งานทั่วไป | ACTIVE | BPK-T00 | APAO | AO1 | WSCH | O-BPKT00-67YI | O-BPKT00-67YI-BM | 1 | YEARS |  |  | 2024-08-29 | SNR0-2M0 | หบศ-ฟ. | PTW งานทั่วไป | 0 | 7 | 08:00:00 |  | 0 | 8 | 0 | H03PAG | Cooling Water System | U | ME |  |  |  |  | 8 | 2024-09-10 | 16:00:00
PO-01160-H03PAG11AP001-ME-U | BPK0 | WATER PUMP | ACTIVE | SNR-H03PAG11AP001 | APAO | AO1 | WSCH | O-BPKT00-67YI | O-BPKT00-67YI-BM | 1 | YEARS | JP-01160-H03PAG11AP001-ME-U |  | 2024-09-03 | SNR0-2M0 | หบศ-ฟ. | PTW งานทั่วไป | 1 | 7 | 08:00:00 | Group-08-H03PAG-ME-U | 0 | 1 | 0 | H03PAG | Cooling Water System | U | ME | H03PAG11 | AP | Main Cooling From D/T (SNR-H03PAC20) | Main Cooling Water Pump(801) | 8 | 2024-09-03 | 16:00:00
PO-01170-H03PAG11AT001-ME-U | BPK0 | AUTO WASHING STRAINER NO.1 | ACTIVE | SNR-H03PAG11AT001 | APAO | AO1 | WSCH | O-BPKT00-67YI | O-BPKT00-67YI-BM | 1 | YEARS | JP-01170-H03PAG11AT001-ME-U |  | 2024-09-03 | SNR0-2M0 | หบศ-ฟ. | PTW งานทั่วไป | 1 | 7 | 08:00:00 | Group-08-H03PAG-ME-U | 0 | 2 | 0 | H03PAG | Cooling Water System | U | ME | H03PAG11 | AT | Main Cooling From D/T (SNR-H03PAC20) | Auto Washing Strainer No.3 (SNR-H03PAC21AT001) | 8 | 2024-09-03 | 16:00:00
PO-01180-H03PAG11AT002-ME-U | BPK0 | AUTO WASHING STRAINER NO.2 | ACTIVE | SNR-H03PAG11AT002 | APAO | AO1 | WSCH | O-BPKT00-67YI | O-BPKT00-67YI-BM | 1 | YEARS | JP-01180-H03PAG11AT002-ME-U |  | 2024-09-03 | SNR0-2M0 | หบศ-ฟ. | PTW งานทั่วไป | 1 | 7 | 08:00:00 | Group-08-H03PAG-ME-U | 0 | 3 | 0 | H03PAG | Cooling Water System | U | ME | H03PAG11 | AT | Main Cooling From D/T (SNR-H03PAC20) | Auto Washing Strainer No.4 (SNR-H03PAC22AT001) | 8 | 2024-09-03 | 16:00:00
PO-01190-H03PAG10AA002-ME-U | BPK0 | MAIN AUTO. CONTROL VALVE (20PM) | ACTIVE | SNR-H03PAG10AA002 | APAO | AO1 | WSCH | O-BPKT00-67YI | O-BPKT00-67YI-BM | 1 | YEARS | JP-01190-H03PAG10AA002-ME-U |  | 2024-09-03 | SNR0-2M0 | หบศ-ฟ. | PTW งานทั่วไป | 1 | 7 | 08:00:00 | Group-08-H03PAG-ME-U | 0 | 4 | 0 | H03PAG | Cooling Water System | U | ME | H03PAG10 | AA | Main Cooling From Penstock (SNR-H03PAC10) | Main Cooling Water Supply Valve 20PM(Val | 8 | 2024-09-03 | 16:00:00
PO-01200-H03PAG10AT001-ME-U | BPK0 | AUTO WASHING STRAINER NO.1 | ACTIVE | SNR-H03PAG10AT001 | APAO | AO1 | WSCH | O-BPKT00-67YI | O-BPKT00-67YI-BM | 1 | YEARS | JP-01200-H03PAG10AT001-ME-U |  | 2024-08-29 | SNR0-2M0 | หบศ-ฟ. | PTW งานทั่วไป | 1 | 7 | 08:00:00 | Group-08-H03PAG-ME-U | 0 | 5 | 0 | H03PAG | Cooling Water System | U | ME | H03PAG10 | AT | Main Cooling From Penstock (SNR-H03PAC10) | Auto Washing Strainer No.1 (SNR-H03PAC11AT001) | 8 | 2024-09-03 | 16:00:00
PO-01210-H03PAG10AT002-ME-U | BPK0 | AUTO WASHING STRAINER NO.2 | ACTIVE | SNR-H03PAG10AT002 | APAO | AO1 | WSCH | O-BPKT00-67YI | O-BPKT00-67YI-BM | 1 | YEARS | JP-01210-H03PAG10AT002-ME-U |  | 2024-08-29 | SNR0-2M0 | หบศ-ฟ. | PTW งานทั่วไป | 1 | 7 | 08:00:00 | Group-08-H03PAG-ME-U | 0 | 6 | 0 | H03PAG | Cooling Water System | U | ME | H03PAG10 | AT | Main Cooling From Penstock (SNR-H03PAC10) | Auto Washing Strainer No.2 (SNR-H03PAC12AT002) | 8 | 2024-09-03 | 16:00:00
PO-01220-H03PAG10AA013-ME-U | BPK0 | REDUCING VALVE | ACTIVE | SNR-H03PAG10AA013 | APAO | AO1 | WSCH | O-BPKT00-67YI | O-BPKT00-67YI-BM | 1 | YEARS | JP-01220-H03PAG10AA013-ME-U |  | 2024-08-29 | SNR0-2M0 | หบศ-ฟ. | PTW งานทั่วไป | 1 | 7 | 08:00:00 | Group-08-H03PAG-ME-U | 0 | 7 | 0 | H03PAG | Cooling Water System | U | ME | H03PAG10 | AA | Main Cooling From Penstock (SNR-H03PAC10) | Pressure Reducing Valve(825) (SNR-H03PAC10AA051) | 8 | 2024-09-10 | 16:00:00
PO-01230-H03PAG10AA015-ME-U | BPK0 | PRESSURE RELIEF VALVE | ACTIVE | SNR-H03PAG10AA015 | APAO | AO1 | WSCH | O-BPKT00-67YI | O-BPKT00-67YI-BM | 1 | YEARS | JP-01230-H03PAG10AA015-ME-U |  | 2024-09-08 | SNR0-2M0 | หบศ-ฟ. | PTW งานทั่วไป | 1 | 7 | 08:00:00 | Group-08-H03PAG-ME-U | 0 | 8 | 0 | H03PAG | Cooling Water System | U | ME | H03PAG10 | AA | Main Cooling From Penstock (SNR-H03PAC10) | Pressure Relief Valve(828) (SNR-H03PAC10AA301) | 8 | 2024-09-08 | 16:00:00
PO-01240-H03PAG10BR001-ME-U | BPK0 | PIPE LINE | ACTIVE | SNR-H03PAG10BR001 | APAO | AO1 | WSCH | O-BPKT00-67YI | O-BPKT00-67YI-BM | 1 | YEARS | JP-01240-H03PAG10BR001-ME-U |  | 2024-09-08 | SNR0-2M0 | หบศ-ฟ. | PTW งานทั่วไป | 1 | 7 | 08:00:00 | Group-08-H03PAG-ME-U | 0 | 9 | 0 | H03PAG | Cooling Water System | U | ME | H03PAG10 | BR | Main Cooling From Penstock (SNR-H03PAC10) | Pipe Line | 8 | 2024-09-08 | 16:00:00
PO-01250-H03PAG20AA001-ME-U | BPK0 | MAIN VALVE FOR WATER SUPPLY | ACTIVE | SNR-H03PAG20AA001 | APAO | AO1 | WSCH | O-BPKT00-67YI | O-BPKT00-67YI-BM | 1 | YEARS | JP-01250-H03PAG20AA001-ME-U |  | 2024-09-03 | SNR0-2M0 | หบศ-ฟ. | PTW งานทั่วไป | 1 | 7 | 08:00:00 | Group-08-H03PAG-ME-U | 0 | 10 | 0 | H03PAG | Cooling Water System | U | ME | H03PAG20 | AA | Aux. Cooling Water System (SNR-H03PAC30) | Main Valve for Water Supply (SNR-H03PAC30AA504) | 8 | 2024-09-03 | 16:00:00
PO-01260-H03PAG20AA003-ME-U | BPK0 | AUX. REDUCING VALVE | ACTIVE | SNR-H03PAG20AA003 | APAO | AO1 | WSCH | O-BPKT00-67YI | O-BPKT00-67YI-BM | 1 | YEARS | JP-01260-H03PAG20AA003-ME-U |  | 2024-08-29 | SNR0-2M0 | หบศ-ฟ. | PTW งานทั่วไป | 1 | 7 | 08:00:00 | Group-08-H03PAG-ME-U | 0 | 11 | 0 | H03PAG | Cooling Water System | U | ME | H03PAG20 | AA | Aux. Cooling Water System (SNR-H03PAC30) | Aux. Reducing Valve(826-1) (SNR-H03PAC30AA051) | 8 | 2024-09-03 | 16:00:00
PO-01270-H03PAG20AA005-ME-U | BPK0 | AUX. RELIEF VALVE | ACTIVE | SNR-H03PAG20AA005 | APAO | AO1 | WSCH | O-BPKT00-67YI | O-BPKT00-67YI-BM | 1 | YEARS | JP-01270-H03PAG20AA005-ME-U |  | 2024-08-29 | SNR0-2M0 | หบศ-ฟ. | PTW งานทั่วไป | 1 | 7 | 08:00:00 | Group-08-H03PAG-ME-U | 0 | 12 | 0 | H03PAG | Cooling Water System | U | ME | H03PAG20 | AA | Aux. Cooling Water System (SNR-H03PAC30) | Aux. Relief Valve(829-1) (SNR-H03PAC30AA301) | 8 | 2024-09-03 | 16:00:00
PO-01280-H03PAG20AT001-ME-U | BPK0 | AUX. AUTO WASHING STRAINER | ACTIVE | SNR-H03PAG20AT001 | APAO | AO1 | WSCH | O-BPKT00-67YI | O-BPKT00-67YI-BM | 1 | YEARS | JP-01280-H03PAG20AT001-ME-U |  | 2024-08-29 | SNR0-2M0 | หบศ-ฟ. | PTW งานทั่วไป | 1 | 7 | 08:00:00 | Group-08-H03PAG-ME-U | 0 | 13 | 0 | H03PAG | Cooling Water System | U | ME | H03PAG20 | AT | Aux. Cooling Water System (SNR-H03PAC30) | Aux. Auto Washing Strainer (SNR-H03PAC30AT001) | 8 | 2024-09-03 | 16:00:00
PO-01290-H03PAG20BR001-ME-U | BPK0 | PIPE LINE | ACTIVE | SNR-H03PAG20BR001 | APAO | AO1 | WSCH | O-BPKT00-67YI | O-BPKT00-67YI-BM | 1 | YEARS | JP-01290-H03PAG20BR001-ME-U |  | 2024-09-03 | SNR0-2M0 | หบศ-ฟ. | PTW งานทั่วไป | 1 | 7 | 08:00:00 | Group-08-H03PAG-ME-U | 0 | 14 | 0 | H03PAG | Cooling Water System | U | ME | H03PAG20 | BR | Aux. Cooling Water System (SNR-H03PAC30) | Pipe Line | 8 | 2024-09-03 | 16:00:00
Group-09-H03PAG-ME-U | BPK0 | Cooling Water System,SNR0-2E0,PTW งานทั่วไป | ACTIVE | BPK-T00 | APAO | AO1 | WSCH | O-BPKT00-67YI | O-BPKT00-67YI-BM | 1 | YEARS |  |  | 2024-09-03 | SNR0-2E0 | หฟศ-ฟ. | PTW งานทั่วไป | 0 | 7 | 08:00:00 |  | 0 | 9 | 1 | H03PAG | Cooling Water System | U | ME |  |  |  |  | 9 | 2024-09-09 | 16:00:00
PO-01300-H03PAG12CT001-ME-U | BPK0 | TEMPERATURE COOLING WATER INLET to STATOR AIR COOLERS (COMHEADER) PCB80CT002 | ACTIVE | SNR-H03PAG12CT001 | APAO | AO1 | WSCH | O-BPKT00-67YI | O-BPKT00-67YI-BM | 1 | YEARS | JP-01300-H03PAG12CT001-ME-U |  | 2024-09-03 | SNR0-2E0 | หฟศ-ฟ. | PTW งานทั่วไป | 1 | 7 | 08:00:00 | Group-09-H03PAG-ME-U | 0 | 1 | 1 | H03PAG | Cooling Water System | U | ME | H03PAG12 | CT | Cooling Supply to Air Cooler (SNR-H03MKA80) | CW. Inlet to Stator Air Cooler Temp.(Common Header) (SNR-H03PCB80CT002) | 9 | 2024-09-09 | 16:00:00
PO-01300-H03PAG12CT030-ME-U | BPK0 | TEMPERATURE COOLING WATER OUTLET from STATOR AIR COOLER (COMHEADER) PCB80CT005 | ACTIVE | SNR-H03PAG12CT030 | APAO | AO1 | WSCH | O-BPKT00-67YI | O-BPKT00-67YI-BM | 1 | YEARS | JP-01300-H03PAG12CT030-ME-U |  | 2024-09-03 | SNR0-2E0 | หฟศ-ฟ. | PTW งานทั่วไป | 1 | 7 | 08:00:00 | Group-09-H03PAG-ME-U | 0 | 2 | 1 | H03PAG | Cooling Water System | U | ME | H03PAG12 | CT | Cooling Supply to Air Cooler (SNR-H03MKA80) | CW. Outlet to Stator Air Cooler Temp.(Common Header) (SNR-H03PCB80CT005) | 9 | 2024-09-09 | 16:00:00
PO-01300-H03PAG13CT001-ME-U | BPK0 | TEMPERATURE COOLING WATER INLET to OIL COOLER LCB LUBE OIL PLANT PCB30CT001 | ACTIVE | SNR-H03PAG13CT001 | APAO | AO1 | WSCH | O-BPKT00-67YI | O-BPKT00-67YI-BM | 1 | YEARS | JP-01300-H03PAG13CT001-ME-U |  | 2024-09-03 | SNR0-2E0 | หฟศ-ฟ. | PTW งานทั่วไป | 1 | 7 | 08:00:00 | Group-09-H03PAG-ME-U | 0 | 3 | 1 | H03PAG | Cooling Water System | U | ME | H03PAG13 | CT | Cooling Supply to Gen. Oil Cooler (SNR-H03PCB30) | CW. Inlet to Oil Cooler LCB Temp. (Lub. Oil Plant) (SNR-H03PCB30CT001) | 9 | 2024-09-09 | 16:00:00
PO-01300-H03PAG13CT004-ME-U | BPK0 | TEMPERATURE COOLING WATER OUTLET from OIL COOLER LCB LUBE OIL PLANT PCB30CT002 | ACTIVE | SNR-H03PAG13CT004 | APAO | AO1 | WSCH | O-BPKT00-67YI | O-BPKT00-67YI-BM | 1 | YEARS | JP-01300-H03PAG13CT004-ME-U |  | 2024-09-03 | SNR0-2E0 | หฟศ-ฟ. | PTW งานทั่วไป | 1 | 7 | 08:00:00 | Group-09-H03PAG-ME-U | 0 | 4 | 1 | H03PAG | Cooling Water System | U | ME | H03PAG13 | CT | Cooling Supply to Gen. Oil Cooler (SNR-H03PCB30) | CW. Outlet to Oil Cooler LCB Temp. (Lub. Oil Plant) (SNR-H03PCB30CT002) | 9 | 2024-09-09 | 16:00:00
PO-01310-H03PAG12CT002-ME-U | BPK0 | TEMPERATURE COOLING WATER INLET to STATOR AIR COOLERS (COMHEADER) PCB80CT003-C01/C02 | ACTIVE | SNR-H03PAG12CT002 | APAO | AO1 | WSCH | O-BPKT00-67YI | O-BPKT00-67YI-BM | 1 | YEARS | JP-01310-H03PAG12CT002-ME-U |  | 2024-09-03 | SNR0-2E0 | หฟศ-ฟ. | PTW งานทั่วไป | 1 | 7 | 08:00:00 | Group-09-H03PAG-ME-U | 0 | 5 | 1 | H03PAG | Cooling Water System | U | ME | H03PAG12 | CT | Cooling Supply to Air Cooler (SNR-H03MKA80) | Temperature CW. Inlet to Stator Air Cooler (Common Header) (SNR-H03PCB80CT003-C01/C02) | 9 | 2024-09-09 | 16:00:00
PO-01310-H03PAG12CT005-ME-U | BPK0 | TEMPERATURE COOLING WATER OUTLET to STATOR AIR COOLERS MKA80CT013-C01/C02 | ACTIVE | SNR-H03PAG12CT005 | APAO | AO1 | WSCH | O-BPKT00-67YI | O-BPKT00-67YI-BM | 1 | YEARS | JP-01310-H03PAG12CT005-ME-U |  | 2024-09-03 | SNR0-2E0 | หฟศ-ฟ. | PTW งานทั่วไป | 1 | 7 | 08:00:00 | Group-09-H03PAG-ME-U | 0 | 6 | 1 | H03PAG | Cooling Water System | U | ME | H03PAG12 | CT | Cooling Supply to Air Cooler (SNR-H03MKA80) | Temperature CW. Outlet to Stator Air Cooler 1 High (SNR-H03MKA80CT013-C01/C02) | 9 | 2024-09-09 | 16:00:00
PO-01310-H03PAG12CT007-ME-U | BPK0 | TEMPERATURE COOLING WATER OUTLET to STATOR AIR COOLERS MKA80CT014-C01/C02 | ACTIVE | SNR-H03PAG12CT007 | APAO | AO1 | WSCH | O-BPKT00-67YI | O-BPKT00-67YI-BM | 1 | YEARS | JP-01310-H03PAG12CT007-ME-U |  | 2024-09-03 | SNR0-2E0 | หฟศ-ฟ. | PTW งานทั่วไป | 1 | 7 | 08:00:00 | Group-09-H03PAG-ME-U | 0 | 7 | 1 | H03PAG | Cooling Water System | U | ME | H03PAG12 | CT | Cooling Supply to Air Cooler (SNR-H03MKA80) | Temperature CW. Outlet to Stator Air Cooler 2 High (SNR-H03MKA80CT014-C01/C02) | 9 | 2024-09-09 | 16:00:00
PO-01310-H03PAG12CT009-ME-U | BPK0 | TEMPERATURE COOLING WATER OUTLET to STATOR AIR COOLERS MKA80CT015-C01/C02 | ACTIVE | SNR-H03PAG12CT009 | APAO | AO1 | WSCH | O-BPKT00-67YI | O-BPKT00-67YI-BM | 1 | YEARS | JP-01310-H03PAG12CT009-ME-U |  | 2024-09-03 | SNR0-2E0 | หฟศ-ฟ. | PTW งานทั่วไป | 1 | 7 | 08:00:00 | Group-09-H03PAG-ME-U | 0 | 8 | 1 | H03PAG | Cooling Water System | U | ME | H03PAG12 | CT | Cooling Supply to Air Cooler (SNR-H03MKA80) | Temperature CW. Outlet to Stator Air Cooler 3 High (SNR-H03MKA80CT015-C01/C02) | 9 | 2024-09-09 | 16:00:00
PO-01310-H03PAG12CT011-ME-U | BPK0 | TEMPERATURE COOLING WATER OUTLET to STATOR AIR COOLERS MKA80CT016-C01/C02 | ACTIVE | SNR-H03PAG12CT011 | APAO | AO1 | WSCH | O-BPKT00-67YI | O-BPKT00-67YI-BM | 1 | YEARS | JP-01310-H03PAG12CT011-ME-U |  | 2024-09-03 | SNR0-2E0 | หฟศ-ฟ. | PTW งานทั่วไป | 1 | 7 | 08:00:00 | Group-09-H03PAG-ME-U | 0 | 9 | 1 | H03PAG | Cooling Water System | U | ME | H03PAG12 | CT | Cooling Supply to Air Cooler (SNR-H03MKA80) | Temperature CW. Outlet to Stator Air Cooler 4 High (SNR-H03MKA80CT016-C01/C02) | 9 | 2024-09-09 | 16:00:00
PO-01310-H03PAG12CT013-ME-U | BPK0 | TEMPERATURE COOLING WATER OUTLET to STATOR AIR COOLERS MKA80CT017-C01/C02 | ACTIVE | SNR-H03PAG12CT013 | APAO | AO1 | WSCH | O-BPKT00-67YI | O-BPKT00-67YI-BM | 1 | YEARS | JP-01310-H03PAG12CT013-ME-U |  | 2024-09-03 | SNR0-2E0 | หฟศ-ฟ. | PTW งานทั่วไป | 1 | 7 | 08:00:00 | Group-09-H03PAG-ME-U | 0 | 10 | 1 | H03PAG | Cooling Water System | U | ME | H03PAG12 | CT | Cooling Supply to Air Cooler (SNR-H03MKA80) | Temperature CW. Outlet to Stator Air Cooler 5 High (SNR-H03MKA80CT017-C01/C02) | 9 | 2024-09-09 | 16:00:00
PO-01310-H03PAG12CT015-ME-U | BPK0 | TEMPERATURE COOLING WATER OUTLET to STATOR AIR COOLERS MKA80CT018-C01/C02 | ACTIVE | SNR-H03PAG12CT015 | APAO | AO1 | WSCH | O-BPKT00-67YI | O-BPKT00-67YI-BM | 1 | YEARS | JP-01310-H03PAG12CT015-ME-U |  | 2024-09-03 | SNR0-2E0 | หฟศ-ฟ. | PTW งานทั่วไป | 1 | 7 | 08:00:00 | Group-09-H03PAG-ME-U | 0 | 11 | 1 | H03PAG | Cooling Water System | U | ME | H03PAG12 | CT | Cooling Supply to Air Cooler (SNR-H03MKA80) | Temperature CW. Outlet to Stator Air Cooler 6 High (SNR-H03MKA80CT018-C01/C02) | 9 | 2024-09-09 | 16:00:00
PO-01310-H03PAG12CT017-ME-U | BPK0 | TEMPERATURE COOLING WATER OUTLET to STATOR AIR COOLERS MKA80CT019-C01/C02 | ACTIVE | SNR-H03PAG12CT017 | APAO | AO1 | WSCH | O-BPKT00-67YI | O-BPKT00-67YI-BM | 1 | YEARS | JP-01310-H03PAG12CT017-ME-U |  | 2024-09-03 | SNR0-2E0 | หฟศ-ฟ. | PTW งานทั่วไป | 1 | 7 | 08:00:00 | Group-09-H03PAG-ME-U | 0 | 12 | 1 | H03PAG | Cooling Water System | U | ME | H03PAG12 | CT | Cooling Supply to Air Cooler (SNR-H03MKA80) | Temperature CW. Outlet to Stator Air Cooler 7 High (SNR-H03MKA80CT019-C01/C02) | 9 | 2024-09-09 | 16:00:00
PO-01310-H03PAG12CT019-ME-U | BPK0 | TEMPERATURE COOLING WATER OUTLET to STATOR AIR COOLERS MKA80CT020-C01/C02 | ACTIVE | SNR-H03PAG12CT019 | APAO | AO1 | WSCH | O-BPKT00-67YI | O-BPKT00-67YI-BM | 1 | YEARS | JP-01310-H03PAG12CT019-ME-U |  | 2024-09-03 | SNR0-2E0 | หฟศ-ฟ. | PTW งานทั่วไป | 1 | 7 | 08:00:00 | Group-09-H03PAG-ME-U | 0 | 13 | 1 | H03PAG | Cooling Water System | U | ME | H03PAG12 | CT | Cooling Supply to Air Cooler (SNR-H03MKA80) | Temperature CW. Outlet to Stator Air Cooler 8 High (SNR-H03MKA80CT020-C01/C02) | 9 | 2024-09-09 | 16:00:00
PO-01310-H03PAG12CT021-ME-U | BPK0 | TEMPERATURE COOLING WATER OUTLET to STATOR AIR COOLERS MKA80CT021-C01/C02 | ACTIVE | SNR-H03PAG12CT021 | APAO | AO1 | WSCH | O-BPKT00-67YI | O-BPKT00-67YI-BM | 1 | YEARS | JP-01310-H03PAG12CT021-ME-U |  | 2024-09-03 | SNR0-2E0 | หฟศ-ฟ. | PTW งานทั่วไป | 1 | 7 | 08:00:00 | Group-09-H03PAG-ME-U | 0 | 14 | 1 | H03PAG | Cooling Water System | U | ME | H03PAG12 | CT | Cooling Supply to Air Cooler (SNR-H03MKA80) | Temperature CW. Outlet to Stator Air Cooler 9 High (SNR-H03MKA80CT021-C01/C02) | 9 | 2024-09-09 | 16:00:00
PO-01310-H03PAG12CT023-ME-U | BPK0 | TEMPERATURE COOLING WATER OUTLET to STATOR AIR COOLERS MKA80CT022-C01/C02 | ACTIVE | SNR-H03PAG12CT023 | APAO | AO1 | WSCH | O-BPKT00-67YI | O-BPKT00-67YI-BM | 1 | YEARS | JP-01310-H03PAG12CT023-ME-U |  | 2024-09-03 | SNR0-2E0 | หฟศ-ฟ. | PTW งานทั่วไป | 1 | 7 | 08:00:00 | Group-09-H03PAG-ME-U | 0 | 15 | 1 | H03PAG | Cooling Water System | U | ME | H03PAG12 | CT | Cooling Supply to Air Cooler (SNR-H03MKA80) | Temperature CW. Outlet to Stator Air Cooler 10 High (SNR-H03MKA80CT022-C01/C02) | 9 | 2024-09-09 | 16:00:00
PO-01310-H03PAG12CT025-ME-U | BPK0 | TEMPERATURE COOLING WATER OUTLET to STATOR AIR COOLERS MKA80CT023-C01/C02 | ACTIVE | SNR-H03PAG12CT025 | APAO | AO1 | WSCH | O-BPKT00-67YI | O-BPKT00-67YI-BM | 1 | YEARS | JP-01310-H03PAG12CT025-ME-U |  | 2024-09-03 | SNR0-2E0 | หฟศ-ฟ. | PTW งานทั่วไป | 1 | 7 | 08:00:00 | Group-09-H03PAG-ME-U | 0 | 16 | 1 | H03PAG | Cooling Water System | U | ME | H03PAG12 | CT | Cooling Supply to Air Cooler (SNR-H03MKA80) | Temperature CW. Outlet to Stator Air Cooler 11 High (SNR-H03MKA80CT023-C01/C02) | 9 | 2024-09-09 | 16:00:00
PO-01310-H03PAG12CT027-ME-U | BPK0 | TEMPERATURE COOLING WATER OUTLET to STATOR AIR COOLERS MKA80CT024-C01/C02 | ACTIVE | SNR-H03PAG12CT027 | APAO | AO1 | WSCH | O-BPKT00-67YI | O-BPKT00-67YI-BM | 1 | YEARS | JP-01310-H03PAG12CT027-ME-U |  | 2024-09-03 | SNR0-2E0 | หฟศ-ฟ. | PTW งานทั่วไป | 1 | 7 | 08:00:00 | Group-09-H03PAG-ME-U | 0 | 17 | 1 | H03PAG | Cooling Water System | U | ME | H03PAG12 | CT | Cooling Supply to Air Cooler (SNR-H03MKA80) | Temperature CW. Outlet to Stator Air Cooler 12 High (SNR-H03MKA80CT024-C01/C02) | 9 | 2024-09-09 | 16:00:00
PO-01310-H03PAG12CT029-ME-U | BPK0 | TEMPERATURE COOLING WATER OUTLET to STATOR AIR COOLERS (COMHEADER) PCB80CT004-C01/C02 | ACTIVE | SNR-H03PAG12CT029 | APAO | AO1 | WSCH | O-BPKT00-67YI | O-BPKT00-67YI-BM | 1 | YEARS | JP-01310-H03PAG12CT029-ME-U |  | 2024-09-03 | SNR0-2E0 | หฟศ-ฟ. | PTW งานทั่วไป | 1 | 7 | 08:00:00 | Group-09-H03PAG-ME-U | 0 | 18 | 1 | H03PAG | Cooling Water System | U | ME | H03PAG12 | CT | Cooling Supply to Air Cooler (SNR-H03MKA80) | Temperature CW. Outlet to Stator Air Cooler (Common Header) (SNR-H03PCB80CT004-C01/C02) | 9 | 2024-09-09 | 16:00:00
PO-01320-H03PAG12CF001-ME-U | BPK0 | FLOW COOLING WATER INLET to STATOR AIR COOLER (COMHEADER) PCB80CF001 | ACTIVE | SNR-H03PAG12CF001 | APAO | AO1 | WSCH | O-BPKT00-67YI | O-BPKT00-67YI-BM | 1 | YEARS | JP-01320-H03PAG12CF001-ME-U |  | 2024-09-03 | SNR0-2E0 | หฟศ-ฟ. | PTW งานทั่วไป | 1 | 7 | 08:00:00 | Group-09-H03PAG-ME-U | 0 | 19 | 1 | H03PAG | Cooling Water System | U | ME | H03PAG12 | CF | Cooling Supply to Air Cooler (SNR-H03MKA80) | Flow CW. Inlet to Stator Air Cooler (Common) (SNR-H03PCB80CF001) | 9 | 2024-09-09 | 16:00:00
PO-01320-H03PAG13CF001-ME-U | BPK0 | FLOW COOLING WATER OUTLET to OIL COOLER LCB LUBE OIL PLANT MKF30CF001 | ACTIVE | SNR-H03PAG13CF001 | APAO | AO1 | WSCH | O-BPKT00-67YI | O-BPKT00-67YI-BM | 1 | YEARS | JP-01320-H03PAG13CF001-ME-U |  | 2024-09-03 | SNR0-2E0 | หฟศ-ฟ. | PTW งานทั่วไป | 1 | 7 | 08:00:00 | Group-09-H03PAG-ME-U | 0 | 20 | 1 | H03PAG | Cooling Water System | U | ME | H03PAG13 | CF | Cooling Supply to Gen. Oil Cooler (SNR-H03PCB30) | Flow CW. Outlet to Oil Cooler - LCB (SNR-H03MKF30CF001) | 9 | 2024-09-09 | 16:00:00
PO-01320-H03PAG14CF001-ME-U | BPK0 | TGB WATER FLOW TRANSDUCER MED23CF001 | ACTIVE | SNR-H03PAG14CF001 | APAO | AO1 | WSCH | O-BPKT00-67YI | O-BPKT00-67YI-BM | 1 | YEARS | JP-01320-H03PAG14CF001-ME-U |  | 2024-09-03 | SNR0-2E0 | หฟศ-ฟ. | PTW งานทั่วไป | 1 | 7 | 08:00:00 | Group-09-H03PAG-ME-U | 0 | 21 | 1 | H03PAG | Cooling Water System | U | ME | H03PAG14 | CF | Cooling Supply to Tur. Brg. Oil Cooler (SNR-H03MED23) | TGB Water Flow Transducer (SNR-H03MED23CF001-B01) | 9 | 2024-09-09 | 16:00:00
PO-01330-H03PAG12CP001-ME-U | BPK0 | CONTACT PRESSURE GAUGE COOLING WATER INLET TO STATOR AIR COOLERS (COMHEADER) PCB80CP001 | ACTIVE | SNR-H03PAG12CP001 | APAO | AO1 | WSCH | O-BPKT00-67YI | O-BPKT00-67YI-BM | 1 | YEARS | JP-01330-H03PAG12CP001-ME-U |  | 2024-09-03 | SNR0-2E0 | หฟศ-ฟ. | PTW งานทั่วไป | 1 | 7 | 08:00:00 | Group-09-H03PAG-ME-U | 0 | 22 | 1 | H03PAG | Cooling Water System | U | ME | H03PAG12 | CP | Cooling Supply to Air Cooler (SNR-H03MKA80) | Pressure CW. Inlet to Gen Air Cooler (Header) (SNR-H03PCB80CP001) | 9 | 2024-09-09 | 16:00:00
PO-01330-H03PAG12CP004-ME-U | BPK0 | CONTACT PRESSURE GAUGE COOLING WATER OUTLET TO STATOR AIR COOLERS (COMHEADER) PCB80CP002 | ACTIVE | SNR-H03PAG12CP004 | APAO | AO1 | WSCH | O-BPKT00-67YI | O-BPKT00-67YI-BM | 1 | YEARS | JP-01330-H03PAG12CP004-ME-U |  | 2024-09-03 | SNR0-2E0 | หฟศ-ฟ. | PTW งานทั่วไป | 1 | 7 | 08:00:00 | Group-09-H03PAG-ME-U | 0 | 23 | 1 | H03PAG | Cooling Water System | U | ME | H03PAG12 | CP | Cooling Supply to Air Cooler (SNR-H03MKA80) | Pressure CW. Outlet to Gen Air Cooler (Header) (SNR-H03PCB80CP002) | 9 | 2024-09-09 | 16:00:00
PO-01330-H03PAG13CP001-ME-U | BPK0 | CONTACT PRESSURE GAUGE COOLING WATER INLET TO OIL COOLERS LCB LUBE OIL PLANT PCB30CP501 | ACTIVE | SNR-H03PAG13CP001 | APAO | AO1 | WSCH | O-BPKT00-67YI | O-BPKT00-67YI-BM | 1 | YEARS | JP-01330-H03PAG13CP001-ME-U |  | 2024-09-03 | SNR0-2E0 | หฟศ-ฟ. | PTW งานทั่วไป | 1 | 7 | 08:00:00 | Group-09-H03PAG-ME-U | 0 | 24 | 1 | H03PAG | Cooling Water System | U | ME | H03PAG13 | CP | Cooling Supply to Gen. Oil Cooler (SNR-H03PCB30) | Pressure CW. Inlet to LCB - Oil Cooler (SNR-H03PCB30CP501) | 9 | 2024-09-09 | 16:00:00
PO-01330-H03PAG13CP004-ME-U | BPK0 | CONTACT PRESSURE GAUGE COOLING WATER OUTLET TO OIL COOLERS LCB LUBE OIL PLANT PCB30CP502 | ACTIVE | SNR-H03PAG13CP004 | APAO | AO1 | WSCH | O-BPKT00-67YI | O-BPKT00-67YI-BM | 1 | YEARS | JP-01330-H03PAG13CP004-ME-U |  | 2024-09-03 | SNR0-2E0 | หฟศ-ฟ. | PTW งานทั่วไป | 1 | 7 | 08:00:00 | Group-09-H03PAG-ME-U | 0 | 25 | 1 | H03PAG | Cooling Water System | U | ME | H03PAG13 | CP | Cooling Supply to Gen. Oil Cooler (SNR-H03PCB30) | Pressure CW. Outlet to LCB - Oil Cooler (SNR-H03PCB30CP502) | 9 | 2024-09-09 | 16:00:00
PO-01340-H03PAG12CT003-ME-U | BPK0 | TEMPERATURE COOLING WATER INLET to STATOR AIR COOLERS (COMHEADER) PCB80CT001 | ACTIVE | SNR-H03PAG12CT003 | APAO | AO1 | WSCH | O-BPKT00-67YI | O-BPKT00-67YI-BM | 1 | YEARS | JP-01340-H03PAG12CT003-ME-U |  | 2024-09-03 | SNR0-2E0 | หฟศ-ฟ. | PTW งานทั่วไป | 1 | 7 | 08:00:00 | Group-09-H03PAG-ME-U | 0 | 26 | 1 | H03PAG | Cooling Water System | U | ME | H03PAG12 | CT | Cooling Supply to Air Cooler (SNR-H03MKA80) | Temperature Cooling Water Inlet to Stator Air Coolers (Common Header) (SNR-H03PCB80CT001) | 9 | 2024-09-09 | 16:00:00
PO-01340-H03PAG12CT028-ME-U | BPK0 | TEMPERATURE COOLING WATER OUTLET to STATOR AIR COOLERS (COMHEADER) PCB80CT003 | ACTIVE | SNR-H03PAG12CT028 | APAO | AO1 | WSCH | O-BPKT00-67YI | O-BPKT00-67YI-BM | 1 | YEARS | JP-01340-H03PAG12CT028-ME-U |  | 2024-09-03 | SNR0-2E0 | หฟศ-ฟ. | PTW งานทั่วไป | 1 | 7 | 08:00:00 | Group-09-H03PAG-ME-U | 0 | 27 | 1 | H03PAG | Cooling Water System | U | ME | H03PAG12 | CT | Cooling Supply to Air Cooler (SNR-H03MKA80) | Temperature Cooling Water Outlet From Stator Air Coolers (Common Header) (SNR-H03PCB80CT003) | 9 | 2024-09-09 | 16:00:00
PO-01340-H03PAG13CT002-ME-U | BPK0 | TEMPERATURE COOLING WATER INLET to OIL COOLERS LCB LUBE OIL PLANT PCB30CT501 | ACTIVE | SNR-H03PAG13CT002 | APAO | AO1 | WSCH | O-BPKT00-67YI | O-BPKT00-67YI-BM | 1 | YEARS | JP-01340-H03PAG13CT002-ME-U |  | 2024-09-03 | SNR0-2E0 | หฟศ-ฟ. | PTW งานทั่วไป | 1 | 7 | 08:00:00 | Group-09-H03PAG-ME-U | 0 | 28 | 1 | H03PAG | Cooling Water System | U | ME | H03PAG13 | CT | Cooling Supply to Gen. Oil Cooler (SNR-H03PCB30) | Temperature Cooling Water Inlet to Oil Coolers LCB - Lube Oil Plant (SNR-H03PCB30CT501) | 9 | 2024-09-09 | 16:00:00
PO-01340-H03PAG13CT003-ME-U | BPK0 | TEMPERATURE COOLING WATER OUTLET from OIL COOLERS LCB LUBE OIL PLANT PCB30CT502 | ACTIVE | SNR-H03PAG13CT003 | APAO | AO1 | WSCH | O-BPKT00-67YI | O-BPKT00-67YI-BM | 1 | YEARS | JP-01340-H03PAG13CT003-ME-U |  | 2024-09-03 | SNR0-2E0 | หฟศ-ฟ. | PTW งานทั่วไป | 1 | 7 | 08:00:00 | Group-09-H03PAG-ME-U | 0 | 29 | 1 | H03PAG | Cooling Water System | U | ME | H03PAG13 | CT | Cooling Supply to Gen. Oil Cooler (SNR-H03PCB30) | Temperature Cooling Water Outlet From Oil Coolers LCB - Lube Oil Plant (SNR-H03PCB30CT502) | 9 | 2024-09-09 | 16:00:00
PO-01340-H03PAG14CT001-ME-U | BPK0 | TGB WATER TEMPERATURE (TGB LUB OIL) MED23CT501 | ACTIVE | SNR-H03PAG14CT001 | APAO | AO1 | WSCH | O-BPKT00-67YI | O-BPKT00-67YI-BM | 1 | YEARS | JP-01340-H03PAG14CT001-ME-U |  | 2024-09-03 | SNR0-2E0 | หฟศ-ฟ. | PTW งานทั่วไป | 1 | 7 | 08:00:00 | Group-09-H03PAG-ME-U | 0 | 30 | 1 | H03PAG | Cooling Water System | U | ME | H03PAG14 | CT | Cooling Supply to Tur. Brg. Oil Cooler (SNR-H03MED23) | TGB Water Temperature (TGB LUB Oil) (SNR-H03MED23CT501) | 9 | 2024-09-09 | 16:00:00
Group-10-H03MKY-ME-U | BPK0 | Control & Protection,SNR0-2M0,PTW งานทั่วไป | ACTIVE | BPK-T00 | APAO | AO1 | WSCH | O-BPKT00-67YI | O-BPKT00-67YI-BM | 1 | YEARS |  |  | 2024-08-26 | SNR0-2M0 | หบศ-ฟ. | PTW งานทั่วไป | 0 | 7 | 08:00:00 |  | 0 | 10 | 0 | H03MKY | Control & Protection | U | ME |  |  |  |  | 10 | 2024-08-26 | 16:00:00
PO-00150-H03MKY10AP001-ME-U | BPK0 | HIGH PRESSURE OIL LIFT PUMP NO.1 | ACTIVE | SNR-H03MKY10AP001 | APAO | AO1 | WSCH | O-BPKT00-67YI | O-BPKT00-67YI-BM | 1 | YEARS | JP-00150-H03MKY10AP001-ME-U |  | 2024-08-26 | SNR0-2M0 | หบศ-ฟ. | PTW งานทั่วไป | 1 | 7 | 08:00:00 | Group-10-H03MKY-ME-U | 0 | 1 | 0 | H03MKY | Control & Protection | U | ME | H03MKY10 | AP | High Pressure Oil Lift Pump Unit (SNR-H03MKV50) | High Pressure Oil Lift Pump No.1 (SNR-H03MKV50AP001) | 10 | 2024-08-26 | 16:00:00
PO-00160-H03MKY10AP002-ME-U | BPK0 | HIGH PRESSURE OIL LIFT PUMP NO.2 | ACTIVE | SNR-H03MKY10AP002 | APAO | AO1 | WSCH | O-BPKT00-67YI | O-BPKT00-67YI-BM | 1 | YEARS | JP-00160-H03MKY10AP002-ME-U |  | 2024-08-26 | SNR0-2M0 | หบศ-ฟ. | PTW งานทั่วไป | 1 | 7 | 08:00:00 | Group-10-H03MKY-ME-U | 0 | 2 | 0 | H03MKY | Control & Protection | U | ME | H03MKY10 | AP | High Pressure Oil Lift Pump Unit (SNR-H03MKV50) | High Pressure Oil Lift Pump No.2 (SNR-H03MKV50AP002) | 10 | 2024-08-26 | 16:00:00
Group-11-H03MKY-ME-U | BPK0 | Control & Protection,SNR0-2E0,PTW งานทั่วไป | ACTIVE | BPK-T00 | APAO | AO1 | WSCH | O-BPKT00-67YI | O-BPKT00-67YI-BM | 1 | YEARS |  |  | 2024-09-03 | SNR0-2E0 | หฟศ-ฟ. | PTW งานทั่วไป | 0 | 7 | 08:00:00 |  | 0 | 11 | 1 | H03MKY | Control & Protection | U | ME |  |  |  |  | 11 | 2024-09-09 | 16:00:00
PO-00320-H03MKY10CP001-S01-ME-U | BPK0 | HIGH PRESSURE OIL INLET LINE to LCB MKV50CP304-S01 | ACTIVE | SNR-H03MKY10CP001-S01 | APAO | AO1 | WSCH | O-BPKT00-67YI | O-BPKT00-67YI-BM | 1 | YEARS | JP-00320-H03MKY10CP001-S01-ME-U |  | 2024-09-03 | SNR0-2E0 | หฟศ-ฟ. | PTW งานทั่วไป | 1 | 7 | 08:00:00 | Group-11-H03MKY-ME-U | 0 | 1 | 1 | H03MKY | Control & Protection | U | ME | H03MKY10 | CP | High Pressure Oil Lift Pump Unit (SNR-H03MKV50) | HP Oil Plant Inlet Pressure 3 to LCB Low (SNR-H03MKV50CP304-S01) | 11 | 2024-09-09 | 16:00:00 | PMNUM มีความยาวมากกว่า 30 ตัวอักษร
PO-00320-H03MKY10CP001-S02-ME-U | BPK0 | HIGH PRESSURE OIL INLET LINE to LCB MKV50CP303-S01 | ACTIVE | SNR-H03MKY10CP001-S02 | APAO | AO1 | WSCH | O-BPKT00-67YI | O-BPKT00-67YI-BM | 1 | YEARS | JP-00320-H03MKY10CP001-S02-ME-U |  | 2024-09-03 | SNR0-2E0 | หฟศ-ฟ. | PTW งานทั่วไป | 1 | 7 | 08:00:00 | Group-11-H03MKY-ME-U | 0 | 2 | 1 | H03MKY | Control & Protection | U | ME | H03MKY10 | CP | High Pressure Oil Lift Pump Unit (SNR-H03MKV50) | HP Oil Plant Inlet Pressure 2 to LCB Low (SNR-H03MKV50CP303-S01) | 11 | 2024-09-09 | 16:00:00 | PMNUM มีความยาวมากกว่า 30 ตัวอักษร
PO-00320-H03MKY10CP001-S03-ME-U | BPK0 | DIFF. PRESSURE ACROSS HP OIL FILTER MKV50CP302-S01 | ACTIVE | SNR-H03MKY10CP001-S03 | APAO | AO1 | WSCH | O-BPKT00-67YI | O-BPKT00-67YI-BM | 1 | YEARS | JP-00320-H03MKY10CP001-S03-ME-U |  | 2024-09-03 | SNR0-2E0 | หฟศ-ฟ. | PTW งานทั่วไป | 1 | 7 | 08:00:00 | Group-11-H03MKY-ME-U | 0 | 3 | 1 | H03MKY | Control & Protection | U | ME | H03MKY10 | CP | High Pressure Oil Lift Pump Unit (SNR-H03MKV50) | HP Oil Plant Differential Pressure Ok (SNR-H03MKV50CP302-S01) | 11 | 2024-09-09 | 16:00:00 | PMNUM มีความยาวมากกว่า 30 ตัวอักษร
PO-00320-H03MKY10CP001-S04-ME-U | BPK0 | HIGH PRESSURE OIL INLET LINE to LCB MKV50CP301-S01 | ACTIVE | SNR-H03MKY10CP001-S04 | APAO | AO1 | WSCH | O-BPKT00-67YI | O-BPKT00-67YI-BM | 1 | YEARS | JP-00320-H03MKY10CP001-S04-ME-U |  | 2024-09-03 | SNR0-2E0 | หฟศ-ฟ. | PTW งานทั่วไป | 1 | 7 | 08:00:00 | Group-11-H03MKY-ME-U | 0 | 4 | 1 | H03MKY | Control & Protection | U | ME | H03MKY10 | CP | High Pressure Oil Lift Pump Unit (SNR-H03MKV50) | HP Oil Plant Inlet Pressure 1 to LCB Low (SNR-H03MKV50CP301-S01) | 11 | 2024-09-09 | 16:00:00 | PMNUM มีความยาวมากกว่า 30 ตัวอักษร
PO-00330-H03MKY10CP003-ME-U | BPK0 | INSTRUMENT (HP OIL LIFT PUMP PRESSURE OIL INLET LINE to LCB MKV50CP502) | ACTIVE | SNR-H03MKY10CP003 | APAO | AO1 | WSCH | O-BPKT00-67YI | O-BPKT00-67YI-BM | 1 | YEARS | JP-00330-H03MKY10CP003-ME-U |  | 2024-09-03 | SNR0-2E0 | หฟศ-ฟ. | PTW งานทั่วไป | 1 | 7 | 08:00:00 | Group-11-H03MKY-ME-U | 0 | 5 | 1 | H03MKY | Control & Protection | U | ME | H03MKY10 | CP | High Pressure Oil Lift Pump Unit (SNR-H03MKV50) | Pressure Oil Inlet Line to LCB (SNR-H03MKV50CP502) | 11 | 2024-09-09 | 16:00:00
Group-12-H03MKU-ME-U | BPK0 | Oil Cooler System (SNR-H03MKV30),SNR0-2M0,PTW งานทั่วไป | ACTIVE | BPK-T00 | APAO | AO1 | WSCH | O-BPKT00-67YI | O-BPKT00-67YI-BM | 1 | YEARS |  |  | 2024-08-26 | SNR0-2M0 | หบศ-ฟ. | PTW งานทั่วไป | 0 | 7 | 08:00:00 |  | 0 | 12 | 0 | H03MKU | Oil Cooler System (SNR-H03MKV30) | U | ME |  |  |  |  | 12 | 2024-08-26 | 16:00:00
PO-00130-H03MKU10-ME-U | BPK0 | GENERATOR OIL COOLER NO.A-B | ACTIVE | SNR-H03MKU10 | APAO | AO1 | WSCH | O-BPKT00-67YI | O-BPKT00-67YI-BM | 1 | YEARS | JP-00130-H03MKU10-ME-U |  | 2024-08-26 | SNR0-2M0 | หบศ-ฟ. | PTW งานทั่วไป | 1 | 7 | 08:00:00 | Group-12-H03MKU-ME-U | 0 | 1 | 0 | H03MKU | Oil Cooler System (SNR-H03MKV30) | U | ME | H03MKU10 |  | Gen. Oil Cooler System | Gen. Oil Cooler System | 12 | 2024-08-26 | 16:00:00
PO-00140-H03MKU10AT001-ME-U | BPK0 | GENERATOR OIL STRAINER | ACTIVE | SNR-H03MKU10AT001 | APAO | AO1 | WSCH | O-BPKT00-67YI | O-BPKT00-67YI-BM | 1 | YEARS | JP-00140-H03MKU10AT001-ME-U |  | 2024-08-26 | SNR0-2M0 | หบศ-ฟ. | PTW งานทั่วไป | 1 | 7 | 08:00:00 | Group-12-H03MKU-ME-U | 0 | 2 | 0 | H03MKU | Oil Cooler System (SNR-H03MKV30) | U | ME | H03MKU10 | AT | Gen. Oil Cooler System | Oil Strainer for Gen. Oil Cooler (SNR-H03MKV30AT001) | 12 | 2024-08-26 | 16:00:00
Group-13-H03MKU-ME-U | BPK0 | Oil Cooler System (SNR-H03MKV30),SNR0-2E0,PTW งานทั่วไป | ACTIVE | BPK-T00 | APAO | AO1 | WSCH | O-BPKT00-67YI | O-BPKT00-67YI-BM | 1 | YEARS |  |  | 2024-09-03 | SNR0-2E0 | หฟศ-ฟ. | PTW งานทั่วไป | 0 | 7 | 08:00:00 |  | 0 | 13 | 1 | H03MKU | Oil Cooler System (SNR-H03MKV30) | U | ME |  |  |  |  | 13 | 2024-09-09 | 16:00:00
PO-00270-H03MKU10CF001-ME-U | BPK0 | INSTRUMENT (LCB OIL FLOW MONITOR MKV30CF001-S01/S02 ) | ACTIVE | SNR-H03MKU10CF001 | APAO | AO1 | WSCH | O-BPKT00-67YI | O-BPKT00-67YI-BM | 1 | YEARS | JP-00270-H03MKU10CF001-ME-U |  | 2024-09-03 | SNR0-2E0 | หฟศ-ฟ. | PTW งานทั่วไป | 1 | 7 | 08:00:00 | Group-13-H03MKU-ME-U | 0 | 1 | 1 | H03MKU | Oil Cooler System (SNR-H03MKV30) | U | ME | H03MKU10 | CF | Gen. Oil Cooler System | Lube Oil Plant (LCB) Oil Flow Monitor (SNR-H03MKV30CF001-S01/S02) | 13 | 2024-09-09 | 16:00:00
PO-00280-H03MKU10CT003-ME-U | BPK0 | COLD OIL OUTLET to OIL COOLERS LCB TEMP. (LUB OIL PLANT) MKV30CP005 | ACTIVE | SNR-H03MKU10CT003 | APAO | AO1 | WSCH | O-BPKT00-67YI | O-BPKT00-67YI-BM | 1 | YEARS | JP-00280-H03MKU10CT003-ME-U |  | 2024-09-03 | SNR0-2E0 | หฟศ-ฟ. | PTW งานทั่วไป | 1 | 7 | 08:00:00 | Group-13-H03MKU-ME-U | 0 | 2 | 1 | H03MKU | Oil Cooler System (SNR-H03MKV30) | U | ME | H03MKU10 | CT | Gen. Oil Cooler System | Hot Oil Inlet to Oil Coolers-LCB Temp. RTD (Lub Oil Plant) (SNR-H03MKV30CP005) | 13 | 2024-09-09 | 16:00:00
PO-00280-H03MKU10CT004-ME-U | BPK0 | HOT OIL INLET to OIL COOLERS LCB TEMP. (LUB OIL PLANT) MKV30CP006 | ACTIVE | SNR-H03MKU10CT004 | APAO | AO1 | WSCH | O-BPKT00-67YI | O-BPKT00-67YI-BM | 1 | YEARS | JP-00280-H03MKU10CT004-ME-U |  | 2024-09-03 | SNR0-2E0 | หฟศ-ฟ. | PTW งานทั่วไป | 1 | 7 | 08:00:00 | Group-13-H03MKU-ME-U | 0 | 3 | 1 | H03MKU | Oil Cooler System (SNR-H03MKV30) | U | ME | H03MKU10 | CT | Gen. Oil Cooler System | Cold Oil Outlet to Oil Coolers-LCB Temp. RTD (Lub Oil Plant) (SNR-H03MKV30CP006) | 13 | 2024-09-09 | 16:00:00
PO-00290-H03MKU10CT001-ME-U | BPK0 | TEMPERATURE OIL INLET to OIL COOLERS LCB LUBE OIL PLANT MKV30CP003 | ACTIVE | SNR-H03MKU10CT001 | APAO | AO1 | WSCH | O-BPKT00-67YI | O-BPKT00-67YI-BM | 1 | YEARS | JP-00290-H03MKU10CT001-ME-U |  | 2024-09-03 | SNR0-2E0 | หฟศ-ฟ. | PTW งานทั่วไป | 1 | 7 | 08:00:00 | Group-13-H03MKU-ME-U | 0 | 4 | 1 | H03MKU | Oil Cooler System (SNR-H03MKV30) | U | ME | H03MKU10 | CT | Gen. Oil Cooler System | Temperature Oil Inlet to Oil Coolers LCB - Lube Oil Plant (SNR-H03MKV30CP003) | 13 | 2024-09-09 | 16:00:00
PO-00290-H03MKU10CT002-ME-U | BPK0 | TEMPERATURE OIL OUTLET From OIL COOLERS LCB LUBE OIL PLANT MKV30CP004) | ACTIVE | SNR-H03MKU10CT002 | APAO | AO1 | WSCH | O-BPKT00-67YI | O-BPKT00-67YI-BM | 1 | YEARS | JP-00290-H03MKU10CT002-ME-U |  | 2024-09-03 | SNR0-2E0 | หฟศ-ฟ. | PTW งานทั่วไป | 1 | 7 | 08:00:00 | Group-13-H03MKU-ME-U | 0 | 5 | 1 | H03MKU | Oil Cooler System (SNR-H03MKV30) | U | ME | H03MKU10 | CT | Gen. Oil Cooler System | Temperature Oil Outlet From Oil Coolers LCB - Lube Oil Plant (SNR-H03MKV30CP004) | 13 | 2024-09-09 | 16:00:00
PO-00300-H03MKU10CP003-S01-ME-U | BPK0 | INSTRUMENT (GEN. OIL COOLER DIFF. PRESSURE SWITCH ACROSS DUPLEX OIL FILTER LCB MKV30CP301-S01) | ACTIVE | SNR-H03MKU10CP003-S01 | APAO | AO1 | WSCH | O-BPKT00-67YI | O-BPKT00-67YI-BM | 1 | YEARS | JP-00300-H03MKU10CP003-S01-ME-U |  | 2024-09-03 | SNR0-2E0 | หฟศ-ฟ. | PTW งานทั่วไป | 1 | 7 | 08:00:00 | Group-13-H03MKU-ME-U | 0 | 6 | 1 | H03MKU | Oil Cooler System (SNR-H03MKV30) | U | ME | H03MKU10 | CP | Gen. Oil Cooler System | Lube Oil Plant Duplex Oil Filter Clogged (SNR-H03MKV30CP301-S01) | 13 | 2024-09-09 | 16:00:00 | PMNUM มีความยาวมากกว่า 30 ตัวอักษร
PO-00310-H03MKU10CP001-ME-U | BPK0 | PRESSURE OIL INLET to OIL COOLERS LCB LUBE OIL PLANT MKV30CP008 | ACTIVE | SNR-H03MKU10CP001 | APAO | AO1 | WSCH | O-BPKT00-67YI | O-BPKT00-67YI-BM | 1 | YEARS | JP-00310-H03MKU10CP001-ME-U |  | 2024-09-03 | SNR0-2E0 | หฟศ-ฟ. | PTW งานทั่วไป | 1 | 7 | 08:00:00 | Group-13-H03MKU-ME-U | 0 | 7 | 1 | H03MKU | Oil Cooler System (SNR-H03MKV30) | U | ME | H03MKU10 | CP | Gen. Oil Cooler System | Pressure Oil Inlet to Oil Coolers LCB -Lube Oil Plant (SNR-H03MKV30CP008) | 13 | 2024-09-09 | 16:00:00
PO-00310-H03MKU10CP004-ME-U | BPK0 | PRESSURE OIL OUTLET to OIL COOLERS LCB LUBE OIL PLANT MKV30CP007 | ACTIVE | SNR-H03MKU10CP004 | APAO | AO1 | WSCH | O-BPKT00-67YI | O-BPKT00-67YI-BM | 1 | YEARS | JP-00310-H03MKU10CP004-ME-U |  | 2024-09-03 | SNR0-2E0 | หฟศ-ฟ. | PTW งานทั่วไป | 1 | 7 | 08:00:00 | Group-13-H03MKU-ME-U | 0 | 8 | 1 | H03MKU | Oil Cooler System (SNR-H03MKV30) | U | ME | H03MKU10 | CP | Gen. Oil Cooler System | Pressure Oil Outlet to Oil Coolers LCB -Lube Oil Plant (SNR-H03MKV30CP007) | 13 | 2024-09-09 | 16:00:00
Group-14-H03MKD-ME-U | BPK0 | Lower Combine Bearing,SNR0-2M0,PTW งานทั่วไป | ACTIVE | BPK-T00 | APAO | AO1 | WSCH | O-BPKT00-67YI | O-BPKT00-67YI-BM | 1 | YEARS |  |  | 2024-08-26 | SNR0-2M0 | หบศ-ฟ. | PTW งานทั่วไป | 0 | 7 | 08:00:00 |  | 0 | 14 | 0 | H03MKD | Lower Combine Bearing | U | ME |  |  |  |  | 14 | 2024-09-04 | 16:00:00
PO-00200-H03MKD10BB001-ME-U | BPK0 | GEN. OIL PAN | ACTIVE | SNR-H03MKD10BB001 | APAO | AO1 | WSCH | O-BPKT00-67YI | O-BPKT00-67YI-BM | 1 | YEARS | JP-00200-H03MKD10BB001-ME-U |  | 2024-09-03 | SNR0-2M0 | หบศ-ฟ. | PTW งานทั่วไป | 1 | 7 | 08:00:00 | Group-14-H03MKD-ME-U | 0 | 1 | 0 | H03MKD | Lower Combine Bearing | U | ME | H03MKD10 | BB | Gen. Bearing Oil Pan (SNR-H03MKD30) | Gen. Guide & Thrust Brg. Oil Pan | 14 | 2024-09-04 | 16:00:00
PO-00220-H03MKD11GH001-ME-U | BPK0 | OIL VAPOR | ACTIVE | SNR-H03MKD11GH001 | APAO | AO1 | WSCH | O-BPKT00-67YI | O-BPKT00-67YI-BM | 1 | YEARS | JP-00220-H03MKD11GH001-ME-U |  | 2024-08-26 | SNR0-2M0 | หบศ-ฟ. | PTW งานทั่วไป | 1 | 7 | 08:00:00 | Group-14-H03MKD-ME-U | 0 | 2 | 0 | H03MKD | Lower Combine Bearing | U | ME | H03MKD11 | GH | Oil Vapour Exhaust Plant (SNR-H03MKV30) | Oil Vapour Exhaust Plant Cubicle (SNR-H03MKV30) | 14 | 2024-08-26 | 16:00:00
Group-15-H03MKD-ME-U | BPK0 | Lower Combine Bearing,SNR0-2E0,PTW งานทั่วไป | ACTIVE | BPK-T00 | APAO | AO1 | WSCH | O-BPKT00-67YI | O-BPKT00-67YI-BM | 1 | YEARS |  |  | 2024-09-03 | SNR0-2E0 | หฟศ-ฟ. | PTW งานทั่วไป | 0 | 7 | 08:00:00 |  | 0 | 15 | 1 | H03MKD | Lower Combine Bearing | U | ME |  |  |  |  | 15 | 2024-09-09 | 16:00:00
PO-00230-H03MKD10CT001-ME-U | BPK0 | RTD TEMPERATURE GUIDE PAD LCB MKD30CT001 | ACTIVE | SNR-H03MKD10CT001 | APAO | AO1 | WSCH | O-BPKT00-67YI | O-BPKT00-67YI-BM | 1 | YEARS | JP-00230-H03MKD10CT001-ME-U |  | 2024-09-03 | SNR0-2E0 | หฟศ-ฟ. | PTW งานทั่วไป | 1 | 7 | 08:00:00 | Group-15-H03MKD-ME-U | 0 | 1 | 1 | H03MKD | Lower Combine Bearing | U | ME | H03MKD10 | CT | Gen. Bearing Oil Pan (SNR-H03MKD30) | Guide Pad - LCB Temperature (SNR-H03MKD30CT001) | 15 | 2024-09-09 | 16:00:00
PO-00230-H03MKD10CT002-ME-U | BPK0 | RTD TEMPERATURE GUIDE PAD LCB MKD30CT002 | ACTIVE | SNR-H03MKD10CT002 | APAO | AO1 | WSCH | O-BPKT00-67YI | O-BPKT00-67YI-BM | 1 | YEARS | JP-00230-H03MKD10CT002-ME-U |  | 2024-09-03 | SNR0-2E0 | หฟศ-ฟ. | PTW งานทั่วไป | 1 | 7 | 08:00:00 | Group-15-H03MKD-ME-U | 0 | 2 | 1 | H03MKD | Lower Combine Bearing | U | ME | H03MKD10 | CT | Gen. Bearing Oil Pan (SNR-H03MKD30) | Guide Pad - LCB Temperature (SNR-H03MKD30CT002) | 15 | 2024-09-09 | 16:00:00
PO-00230-H03MKD10CT003-ME-U | BPK0 | RTD TEMPERATURE GUIDE PAD LCB MKD30CT003 | ACTIVE | SNR-H03MKD10CT003 | APAO | AO1 | WSCH | O-BPKT00-67YI | O-BPKT00-67YI-BM | 1 | YEARS | JP-00230-H03MKD10CT003-ME-U |  | 2024-09-03 | SNR0-2E0 | หฟศ-ฟ. | PTW งานทั่วไป | 1 | 7 | 08:00:00 | Group-15-H03MKD-ME-U | 0 | 3 | 1 | H03MKD | Lower Combine Bearing | U | ME | H03MKD10 | CT | Gen. Bearing Oil Pan (SNR-H03MKD30) | Guide Pad - LCB Temperature (SNR-H03MKD30CT003) | 15 | 2024-09-09 | 16:00:00
PO-00230-H03MKD10CT004-ME-U | BPK0 | RTD TEMPERATURE THRUST PAD LCB MKD30CT004 | ACTIVE | SNR-H03MKD10CT004 | APAO | AO1 | WSCH | O-BPKT00-67YI | O-BPKT00-67YI-BM | 1 | YEARS | JP-00230-H03MKD10CT004-ME-U |  | 2024-09-03 | SNR0-2E0 | หฟศ-ฟ. | PTW งานทั่วไป | 1 | 7 | 08:00:00 | Group-15-H03MKD-ME-U | 0 | 4 | 1 | H03MKD | Lower Combine Bearing | U | ME | H03MKD10 | CT | Gen. Bearing Oil Pan (SNR-H03MKD30) | Thrust Pad - LCB Temperature (SNR-H03MKD30CT004) | 15 | 2024-09-09 | 16:00:00
PO-00230-H03MKD10CT005-ME-U | BPK0 | RTD TEMPERATURE THRUST PAD LCB MKD30CT005 | ACTIVE | SNR-H03MKD10CT005 | APAO | AO1 | WSCH | O-BPKT00-67YI | O-BPKT00-67YI-BM | 1 | YEARS | JP-00230-H03MKD10CT005-ME-U |  | 2024-09-03 | SNR0-2E0 | หฟศ-ฟ. | PTW งานทั่วไป | 1 | 7 | 08:00:00 | Group-15-H03MKD-ME-U | 0 | 5 | 1 | H03MKD | Lower Combine Bearing | U | ME | H03MKD10 | CT | Gen. Bearing Oil Pan (SNR-H03MKD30) | Thrust Pad - LCB Temperature (SNR-H03MKD30CT005) | 15 | 2024-09-09 | 16:00:00
PO-00230-H03MKD10CT006-ME-U | BPK0 | RTD TEMPERATURE THRUST PAD LCB MKD30CT006 | ACTIVE | SNR-H03MKD10CT006 | APAO | AO1 | WSCH | O-BPKT00-67YI | O-BPKT00-67YI-BM | 1 | YEARS | JP-00230-H03MKD10CT006-ME-U |  | 2024-09-03 | SNR0-2E0 | หฟศ-ฟ. | PTW งานทั่วไป | 1 | 7 | 08:00:00 | Group-15-H03MKD-ME-U | 0 | 6 | 1 | H03MKD | Lower Combine Bearing | U | ME | H03MKD10 | CT | Gen. Bearing Oil Pan (SNR-H03MKD30) | Thrust Pad - LCB Temperature (SNR-H03MKD30CT006) | 15 | 2024-09-09 | 16:00:00
PO-00230-H03MKD10CT010-ME-U | BPK0 | RTD TEMPERATURE BEARING OIL LCB MKD30CT007 | ACTIVE | SNR-H03MKD10CT010 | APAO | AO1 | WSCH | O-BPKT00-67YI | O-BPKT00-67YI-BM | 1 | YEARS | JP-00230-H03MKD10CT010-ME-U |  | 2024-09-03 | SNR0-2E0 | หฟศ-ฟ. | PTW งานทั่วไป | 1 | 7 | 08:00:00 | Group-15-H03MKD-ME-U | 0 | 7 | 1 | H03MKD | Lower Combine Bearing | U | ME | H03MKD10 | CT | Gen. Bearing Oil Pan (SNR-H03MKD30) | Temperature Bearing oil LCB (SNR-H03MKD30CT007) | 15 | 2024-09-09 | 16:00:00
PO-00240-H03MKD10CT007-ME-U | BPK0 | TEMPERATURE GUIDE PAD LCB PCB30CT001-C01/C02 | ACTIVE | SNR-H03MKD10CT007 | APAO | AO1 | WSCH | O-BPKT00-67YI | O-BPKT00-67YI-BM | 1 | YEARS | JP-00240-H03MKD10CT007-ME-U |  | 2024-09-03 | SNR0-2E0 | หฟศ-ฟ. | PTW งานทั่วไป | 1 | 7 | 08:00:00 | Group-15-H03MKD-ME-U | 0 | 8 | 1 | H03MKD | Lower Combine Bearing | U | ME | H03MKD10 | CT | Gen. Bearing Oil Pan (SNR-H03MKD30) | Temperature Guide Pad-LCB (SNR-H03PCB30CT001-C01/C02) | 15 | 2024-09-09 | 16:00:00
PO-00240-H03MKD10CT008-ME-U | BPK0 | TEMPERATURE THRUST PAD LCB PCB30CT002-C01/C02 | ACTIVE | SNR-H03MKD10CT008 | APAO | AO1 | WSCH | O-BPKT00-67YI | O-BPKT00-67YI-BM | 1 | YEARS | JP-00240-H03MKD10CT008-ME-U |  | 2024-09-03 | SNR0-2E0 | หฟศ-ฟ. | PTW งานทั่วไป | 1 | 7 | 08:00:00 | Group-15-H03MKD-ME-U | 0 | 9 | 1 | H03MKD | Lower Combine Bearing | U | ME | H03MKD10 | CT | Gen. Bearing Oil Pan (SNR-H03MKD30) | Temperature Thrust Pad-LCB (SNR-H03PCB30CT002-C01/C02) | 15 | 2024-09-09 | 16:00:00
PO-00240-H03MKD10CT009-ME-U | BPK0 | TEMPERATURE SUMP OIL LCB PCB30CT003-C01/C02 | ACTIVE | SNR-H03MKD10CT009 | APAO | AO1 | WSCH | O-BPKT00-67YI | O-BPKT00-67YI-BM | 1 | YEARS | JP-00240-H03MKD10CT009-ME-U |  | 2024-09-03 | SNR0-2E0 | หฟศ-ฟ. | PTW งานทั่วไป | 1 | 7 | 08:00:00 | Group-15-H03MKD-ME-U | 0 | 10 | 1 | H03MKD | Lower Combine Bearing | U | ME | H03MKD10 | CT | Gen. Bearing Oil Pan (SNR-H03MKD30) | Temperature Sump Oil-LCB (SNR-H03PCB30CT003-C01/C02) | 15 | 2024-09-09 | 16:00:00
PO-00250-H03MKD10CL001-ME-U | BPK0 | INSTRUMENT (OIL LEVEL LOWER COMBINED BEARING MKD30CL301) | ACTIVE | SNR-H03MKD10CL001 | APAO | AO1 | WSCH | O-BPKT00-67YI | O-BPKT00-67YI-BM | 1 | YEARS | JP-00250-H03MKD10CL001-ME-U |  | 2024-09-03 | SNR0-2E0 | หฟศ-ฟ. | PTW งานทั่วไป | 1 | 7 | 08:00:00 | Group-15-H03MKD-ME-U | 0 | 11 | 1 | H03MKD | Lower Combine Bearing | U | ME | H03MKD10 | CL | Gen. Bearing Oil Pan (SNR-H03MKD30) | Oil Level of Gen-LCB (SNR-H03MKD30CL301) | 15 | 2024-09-09 | 16:00:00
PO-00260-H03MKD30CM001-ME-U | BPK0 | INSTRUMENT (MOISTURE in OIL DETECTORLCB MKV30CP501) | ACTIVE | SNR-H03MKD30CM001 | APAO | AO1 | WSCH | O-BPKT00-67YI | O-BPKT00-67YI-BM | 1 | YEARS | JP-00260-H03MKD30CM001-ME-U |  | 2024-09-03 | SNR0-2E0 | หฟศ-ฟ. | PTW งานทั่วไป | 1 | 7 | 08:00:00 | Group-15-H03MKD-ME-U | 0 | 12 | 1 | H03MKD | Lower Combine Bearing | U | ME | H03MKD30 | CM | Gen Guide Bearing Set | Moisture in Oil Detector-LCB (SNR-H03MKV30CP501) | 15 | 2024-09-09 | 16:00:00
Group-16-H03MKA-ME-U | BPK0 | Generator,SNR0-2M0,PTW งานทั่วไป | ACTIVE | BPK-T00 | APAO | AO1 | WSCH | O-BPKT00-67YI | O-BPKT00-67YI-BM | 1 | YEARS |  |  | 2024-08-26 | SNR0-2M0 | หบศ-ฟ. | PTW งานทั่วไป | 0 | 7 | 08:00:00 |  | 0 | 16 | 0 | H03MKA | Generator | U | ME |  |  |  |  | 16 | 2024-09-10 | 16:00:00
PO-00100-H03MKA20-ME-U | BPK0 | GENERATOR ROTOR | ACTIVE | SNR-H03MKA20 | APAO | AO1 | WSCH | O-BPKT00-67YI | O-BPKT00-67YI-BM | 1 | YEARS | JP-00100-H03MKA20-ME-U |  | 2024-08-26 | SNR0-2M0 | หบศ-ฟ. | PTW งานทั่วไป | 1 | 7 | 08:00:00 | Group-16-H03MKA-ME-U | 0 | 1 | 0 | H03MKA | Generator | U | ME | H03MKA20 |  | Rotor | Rotor | 16 | 2024-09-03 | 16:00:00
PO-00110-H03MKA30HA005-ME-U | BPK0 | GENERATOR FLOOR PLATE | ACTIVE | SNR-H03MKA30HA005 | APAO | AO1 | WSCH | O-BPKT00-67YI | O-BPKT00-67YI-BM | 1 | YEARS | JP-00110-H03MKA30HA005-ME-U |  | 2024-09-03 | SNR0-2M0 | หบศ-ฟ. | PTW งานทั่วไป | 1 | 7 | 08:00:00 | Group-16-H03MKA-ME-U | 0 | 2 | 0 | H03MKA | Generator | U | ME | H03MKA30 | HA | Support Structure & Foundaton | Gen Floor Plate | 16 | 2024-09-09 | 16:00:00
PO-00120-H03MKA41-ME-U | BPK0 | GENERATOR. AIR COOLER NO.1-12 | ACTIVE | SNR-H03MKA41 | APAO | AO1 | WSCH | O-BPKT00-67YI | O-BPKT00-67YI-BM | 1 | YEARS | JP-00120-H03MKA41-ME-U |  | 2024-09-03 | SNR0-2M0 | หบศ-ฟ. | PTW งานทั่วไป | 1 | 7 | 08:00:00 | Group-16-H03MKA-ME-U | 0 | 3 | 0 | H03MKA | Generator | U | ME | H03MKA41 |  | Air Cooler (SNR-H03MKA80) | Air Cooler (SNR-H03MKA80) | 16 | 2024-09-10 | 16:00:00
PO-00170-H03MKA50-ME-U | BPK0 | FRICTION BRAKE (หบศ-ฟ.) | ACTIVE | SNR-H03MKA50 | APAO | AO1 | WSCH | O-BPKT00-67YI | O-BPKT00-67YI-BM | 1 | YEARS | JP-00170-H03MKA50-ME-U |  | 2024-09-04 | SNR0-2M0 | หบศ-ฟ. | PTW งานทั่วไป | 1 | 7 | 08:00:00 | Group-16-H03MKA-ME-U | 0 | 4 | 0 | H03MKA | Generator | U | ME | H03MKA50 |  | Generator Friction Brake (SNR-H03MKA90) | Generator Friction Brake (SNR-H03MKA90) | 16 | 2024-09-04 | 16:00:00
PO-00190-H03MKA80AU001-ME-U | BPK0 | BRAKE DUST EXHAUST PLANT | ACTIVE | SNR-H03MKA80AU001 | APAO | AO1 | WSCH | O-BPKT00-67YI | O-BPKT00-67YI-BM | 1 | YEARS | JP-00190-H03MKA80AU001-ME-U |  | 2024-08-26 | SNR0-2M0 | หบศ-ฟ. | PTW งานทั่วไป | 1 | 7 | 08:00:00 | Group-16-H03MKA-ME-U | 0 | 5 | 0 | H03MKA | Generator | U | ME | H03MKA80 | AU | Brake Dust Exhuast System (SNR-H03MKA93) | Brake Dust Collection Plant | 16 | 2024-08-26 | 16:00:00
PO-00210-H03MKA30HA001-ME-U | BPK0 | LOWER BRACKET | ACTIVE | SNR-H03MKA30HA001 | APAO | AO1 | WSCH | O-BPKT00-67YI | O-BPKT00-67YI-BM | 1 | YEARS | JP-00210-H03MKA30HA001-ME-U |  | 2024-09-04 | SNR0-2M0 | หบศ-ฟ. | PTW งานทั่วไป | 1 | 7 | 08:00:00 | Group-16-H03MKA-ME-U | 0 | 6 | 0 | H03MKA | Generator | U | ME | H03MKA30 | HA | Support Structure & Foundaton | Lower Bracket | 16 | 2024-09-04 | 16:00:00
Group-17-H03MEX-ME-U | BPK0 | Fluid Supply Sys for Control & Protec Eq,SNR0-2M0,PTW งานทั่วไป | ACTIVE | BPK-T00 | APAO | AO1 | WSCH | O-BPKT00-67YI | O-BPKT00-67YI-BM | 1 | YEARS |  |  | 2024-08-28 | SNR0-2M0 | หบศ-ฟ. | PTW งานทั่วไป | 0 | 7 | 08:00:00 |  | 0 | 17 | 1 | H03MEX | Fluid Supply Sys for Control & Protec Eq | U | ME |  |  |  |  | 17 | 2024-09-06 | 16:00:00
PO-00840-H03MEX10AP002-ME-U | BPK0 | GOVERNOR OIL PUMP NO.A | ACTIVE | SNR-H03MEX10AP002 | APAO | AO1 | WSCH | O-BPKT00-67YI | O-BPKT00-67YI-BM | 1 | YEARS | JP-00840-H03MEX10AP002-ME-U |  | 2024-08-28 | SNR0-2M0 | หบศ-ฟ. | PTW งานทั่วไป | 1 | 7 | 08:00:00 | Group-17-H03MEX-ME-U | 0 | 1 | 1 | H03MEX | Fluid Supply Sys for Control & Protec Eq | U | ME | H03MEX10 | AP | Fluid Supply for Governor Control | Governor Oil Pump No.A(401A) | 17 | 2024-09-06 | 16:00:00
PO-00850-H03MEX10AP003-ME-U | BPK0 | GOVERNOR OIL PUMP NO.B | ACTIVE | SNR-H03MEX10AP003 | APAO | AO1 | WSCH | O-BPKT00-67YI | O-BPKT00-67YI-BM | 1 | YEARS | JP-00850-H03MEX10AP003-ME-U |  | 2024-08-28 | SNR0-2M0 | หบศ-ฟ. | PTW งานทั่วไป | 1 | 7 | 08:00:00 | Group-17-H03MEX-ME-U | 0 | 2 | 1 | H03MEX | Fluid Supply Sys for Control & Protec Eq | U | ME | H03MEX10 | AP | Fluid Supply for Governor Control | Governor Oil Pump No.B(401B) | 17 | 2024-09-06 | 16:00:00
PO-00860-H03MEX10BN001-ME-U | BPK0 | JOCKEY OIL PUMP | ACTIVE | SNR-H03MEX10BN001 | APAO | AO1 | WSCH | O-BPKT00-67YI | O-BPKT00-67YI-BM | 1 | YEARS | JP-00860-H03MEX10BN001-ME-U |  | 2024-08-28 | SNR0-2M0 | หบศ-ฟ. | PTW งานทั่วไป | 1 | 7 | 08:00:00 | Group-17-H03MEX-ME-U | 0 | 3 | 1 | H03MEX | Fluid Supply Sys for Control & Protec Eq | U | ME | H03MEX10 | BN | Fluid Supply for Governor Control | Jockey Oil Pump | 17 | 2024-09-06 | 16:00:00
PO-00870-H03MEX10AP001-ME-U | BPK0 | GOV. OIL CIRCULATING PUMP | ACTIVE | SNR-H03MEX10AP001 | APAO | AO1 | WSCH | O-BPKT00-67YI | O-BPKT00-67YI-BM | 1 | YEARS | JP-00870-H03MEX10AP001-ME-U |  | 2024-08-28 | SNR0-2M0 | หบศ-ฟ. | PTW งานทั่วไป | 1 | 7 | 08:00:00 | Group-17-H03MEX-ME-U | 0 | 4 | 1 | H03MEX | Fluid Supply Sys for Control & Protec Eq | U | ME | H03MEX10 | AP | Fluid Supply for Governor Control | Recirculation Pump (SNR-H03MEX30AP001) | 17 | 2024-09-06 | 16:00:00
PO-00880-H03MEX51-ME-U | BPK0 | GOV. ACTUATOR | ACTIVE | SNR-H03MEX51 | APAO | AO1 | WSCH | O-BPKT00-67YI | O-BPKT00-67YI-BM | 1 | YEARS | JP-00880-H03MEX51-ME-U |  | 2024-08-28 | SNR0-2M0 | หบศ-ฟ. | PTW งานทั่วไป | 1 | 7 | 08:00:00 | Group-17-H03MEX-ME-U | 0 | 5 | 1 | H03MEX | Fluid Supply Sys for Control & Protec Eq | U | ME | H03MEX51 |  | Actuator (701) (SNR-H03MEX20) | Actuator (701) (SNR-H03MEX20) | 17 | 2024-09-06 | 16:00:00
PO-00890-H03MEX52-ME-U | BPK0 | DISTRIBUTING VALVE | ACTIVE | SNR-H03MEX52 | APAO | AO1 | WSCH | O-BPKT00-67YI | O-BPKT00-67YI-BM | 1 | YEARS | JP-00890-H03MEX52-ME-U |  | 2024-09-04 | SNR0-2M0 | หบศ-ฟ. | PTW งานทั่วไป | 1 | 7 | 08:00:00 | Group-17-H03MEX-ME-U | 0 | 6 | 1 | H03MEX | Fluid Supply Sys for Control & Protec Eq | U | ME | H03MEX52 |  | Distributing Valve 720 (SNR-H03MEX20) | Distributing Valve 720 (SNR-H03MEX20) | 17 | 2024-09-04 | 16:00:00
PO-00900-H03MEX53-ME-U | BPK0 | GUIDE VANE SERVOMOTOR | ACTIVE | SNR-H03MEX53 | APAO | AO1 | WSCH | O-BPKT00-67YI | O-BPKT00-67YI-BM | 1 | YEARS | JP-00900-H03MEX53-ME-U |  | 2024-09-04 | SNR0-2M0 | หบศ-ฟ. | PTW งานทั่วไป | 1 | 7 | 08:00:00 | Group-17-H03MEX-ME-U | 0 | 7 | 1 | H03MEX | Fluid Supply Sys for Control & Protec Eq | U | ME | H03MEX53 |  | G/V Servomotor | G/V Servomotor | 17 | 2024-09-04 | 16:00:00
PO-01030-H03MEX30AP001-ME-U | BPK0 | LEAKAGE OIL PUMP | ACTIVE | SNR-H03MEX30AP001 | APAO | AO1 | WSCH | O-BPKT00-67YI | O-BPKT00-67YI-BM | 1 | YEARS | JP-01030-H03MEX30AP001-ME-U |  | 2024-08-28 | SNR0-2M0 | หบศ-ฟ. | PTW งานทั่วไป | 1 | 7 | 08:00:00 | Group-17-H03MEX-ME-U | 0 | 8 | 1 | H03MEX | Fluid Supply Sys for Control & Protec Eq | U | ME | H03MEX30 | AP | Leakage Oil Supply (SNR-H03MEX80) | Leaked Oil Pump (481) (SNR-H03MEX80AP001) | 17 | 2024-09-04 | 16:00:00
PO-01070-H03MEX20AP001-ME-U | BPK0 | INLET VALVE MAIN PUMP | ACTIVE | SNR-H03MEX20AP001 | APAO | AO1 | WSCH | O-BPKT00-67YI | O-BPKT00-67YI-BM | 1 | YEARS | JP-01070-H03MEX20AP001-ME-U |  | 2024-08-28 | SNR0-2M0 | หบศ-ฟ. | PTW งานทั่วไป | 1 | 7 | 08:00:00 | Group-17-H03MEX-ME-U | 0 | 9 | 1 | H03MEX | Fluid Supply Sys for Control & Protec Eq | U | ME | H03MEX20 | AP | Fluid Supply for Inlet Valve Control (SNR-H03MEX50) | Inlet Valve Oil Pump (271) (SNR-H03MEX51AP001) | 17 | 2024-09-06 | 16:00:00
PO-01080-H03MEX20AP002-ME-U | BPK0 | CIRCULATION PUMP | ACTIVE | SNR-H03MEX20AP002 | APAO | AO1 | WSCH | O-BPKT00-67YI | O-BPKT00-67YI-BM | 1 | YEARS | JP-01080-H03MEX20AP002-ME-U |  | 2024-08-28 | SNR0-2M0 | หบศ-ฟ. | PTW งานทั่วไป | 1 | 7 | 08:00:00 | Group-17-H03MEX-ME-U | 0 | 10 | 1 | H03MEX | Fluid Supply Sys for Control & Protec Eq | U | ME | H03MEX20 | AP | Fluid Supply for Inlet Valve Control (SNR-H03MEX50) | Recirculation Pump (SNR-H03MEX35AP001) | 17 | 2024-09-06 | 16:00:00
Group-18-H03MEX-ME-U | BPK0 | Fluid Supply Sys for Control & Protec Eq,SNR0-2E0,PTW งานทั่วไป | ACTIVE | BPK-T00 | APAO | AO1 | WSCH | O-BPKT00-67YI | O-BPKT00-67YI-BM | 1 | YEARS |  |  | 2024-09-03 | SNR0-2E0 | หฟศ-ฟ. | PTW งานทั่วไป | 0 | 7 | 08:00:00 |  | 0 | 18 | 0 | H03MEX | Fluid Supply Sys for Control & Protec Eq | U | ME |  |  |  |  | 18 | 2024-09-09 | 16:00:00
PO-00910-H03MEX10CT001-ME-U | BPK0 | TEMP. GAUGE COOLER of TURBINE SUMP TANK MEX30CT501 | ACTIVE | SNR-H03MEX10CT001 | APAO | AO1 | WSCH | O-BPKT00-67YI | O-BPKT00-67YI-BM | 1 | YEARS | JP-00910-H03MEX10CT001-ME-U |  | 2024-09-03 | SNR0-2E0 | หฟศ-ฟ. | PTW งานทั่วไป | 1 | 7 | 08:00:00 | Group-18-H03MEX-ME-U | 0 | 1 | 0 | H03MEX | Fluid Supply Sys for Control & Protec Eq | U | ME | H03MEX10 | CT | Fluid Supply for Governor Control | Temp Guage Cooler of Turbine Sump Tank (SNR-H03MEX30CT501) | 18 | 2024-09-09 | 16:00:00
PO-00910-H03MEX10CT002-ME-U | BPK0 | TEMP. GAUGE of TURBINE SUMP TANK MEX10CT501 | ACTIVE | SNR-H03MEX10CT002 | APAO | AO1 | WSCH | O-BPKT00-67YI | O-BPKT00-67YI-BM | 1 | YEARS | JP-00910-H03MEX10CT002-ME-U |  | 2024-09-03 | SNR0-2E0 | หฟศ-ฟ. | PTW งานทั่วไป | 1 | 7 | 08:00:00 | Group-18-H03MEX-ME-U | 0 | 2 | 0 | H03MEX | Fluid Supply Sys for Control & Protec Eq | U | ME | H03MEX10 | CT | Fluid Supply for Governor Control | Temp Guage of Turbine Sump Tank (SNR-H03MEX10CT501) | 18 | 2024-09-09 | 16:00:00
PO-00920-H03MEX10CT003-ME-U | BPK0 | INSTRUMENT (TURBINE OPU OIL TANK TEMPERATURE RTD MEX10CT001) | ACTIVE | SNR-H03MEX10CT003 | APAO | AO1 | WSCH | O-BPKT00-67YI | O-BPKT00-67YI-BM | 1 | YEARS | JP-00920-H03MEX10CT003-ME-U |  | 2024-09-03 | SNR0-2E0 | หฟศ-ฟ. | PTW งานทั่วไป | 1 | 7 | 08:00:00 | Group-18-H03MEX-ME-U | 0 | 3 | 0 | H03MEX | Fluid Supply Sys for Control & Protec Eq | U | ME | H03MEX10 | CT | Fluid Supply for Governor Control | Turbine OPU Oil Tank Temperature RTD (SNR-H03MEX10CT001) | 18 | 2024-09-09 | 16:00:00
PO-00930-H03MEX10CP002-S01-ME-U | BPK0 | DIFF PRESSURE SWITCH of OFFLINE UNIT FILTER MEX30CP201-S01 | ACTIVE | SNR-H03MEX10CP002-S01 | APAO | AO1 | WSCH | O-BPKT00-67YI | O-BPKT00-67YI-BM | 1 | YEARS | JP-00930-H03MEX10CP002-S01-ME-U |  | 2024-09-03 | SNR0-2E0 | หฟศ-ฟ. | PTW งานทั่วไป | 1 | 7 | 08:00:00 | Group-18-H03MEX-ME-U | 0 | 4 | 0 | H03MEX | Fluid Supply Sys for Control & Protec Eq | U | ME | H03MEX10 | CP | Fluid Supply for Governor Control | Turbine OPU Offline Duplex Filter 1 Clogged (SNR-H03MEX30CP201-S01) | 18 | 2024-09-09 | 16:00:00 | PMNUM มีความยาวมากกว่า 30 ตัวอักษร
PO-00930-H03MEX10CP002-S02-ME-U | BPK0 | DIFF PRESSURE SWITCH of OFFLINE UNIT FILTER MEX30CP202-S01 | ACTIVE | SNR-H03MEX10CP002-S02 | APAO | AO1 | WSCH | O-BPKT00-67YI | O-BPKT00-67YI-BM | 1 | YEARS | JP-00930-H03MEX10CP002-S02-ME-U |  | 2024-09-03 | SNR0-2E0 | หฟศ-ฟ. | PTW งานทั่วไป | 1 | 7 | 08:00:00 | Group-18-H03MEX-ME-U | 0 | 5 | 0 | H03MEX | Fluid Supply Sys for Control & Protec Eq | U | ME | H03MEX10 | CP | Fluid Supply for Governor Control | Turbine OPU Offline Duplex Filter 2 Clogged (SNR-H03MEX30CP202-S01) | 18 | 2024-09-09 | 16:00:00 | PMNUM มีความยาวมากกว่า 30 ตัวอักษร
PO-00930-H03MEX10CP003-S01-ME-U | BPK0 | DIFF PRESSURE SWITCH of PRESSURE FILTER MEX13CP201-S01 | ACTIVE | SNR-H03MEX10CP003-S01 | APAO | AO1 | WSCH | O-BPKT00-67YI | O-BPKT00-67YI-BM | 1 | YEARS | JP-00930-H03MEX10CP003-S01-ME-U |  | 2024-09-03 | SNR0-2E0 | หฟศ-ฟ. | PTW งานทั่วไป | 1 | 7 | 08:00:00 | Group-18-H03MEX-ME-U | 0 | 6 | 0 | H03MEX | Fluid Supply Sys for Control & Protec Eq | U | ME | H03MEX10 | CP | Fluid Supply for Governor Control | Turbine OPU Duplex Filter 1 Clogged (SNR-H03MEX13CP201-S01) | 18 | 2024-09-09 | 16:00:00 | PMNUM มีความยาวมากกว่า 30 ตัวอักษร
PO-00930-H03MEX10CP003-S02-ME-U | BPK0 | DIFF PRESSURE SWITCH of PRESSURE FILTER MEX13CP202-S01 | ACTIVE | SNR-H03MEX10CP003-S02 | APAO | AO1 | WSCH | O-BPKT00-67YI | O-BPKT00-67YI-BM | 1 | YEARS | JP-00930-H03MEX10CP003-S02-ME-U |  | 2024-09-03 | SNR0-2E0 | หฟศ-ฟ. | PTW งานทั่วไป | 1 | 7 | 08:00:00 | Group-18-H03MEX-ME-U | 0 | 7 | 0 | H03MEX | Fluid Supply Sys for Control & Protec Eq | U | ME | H03MEX10 | CP | Fluid Supply for Governor Control | Turbine OPU Duplex Filter 2 Clogged (SNR-H03MEX13CP202-S01) | 18 | 2024-09-09 | 16:00:00 | PMNUM มีความยาวมากกว่า 30 ตัวอักษร
PO-00930-H03MEX10CP004-S01-ME-U | BPK0 | SERVO VALVE OIL PRESSURE TO LOW MEX13CP101-S01 | ACTIVE | SNR-H03MEX10CP004-S01 | APAO | AO1 | WSCH | O-BPKT00-67YI | O-BPKT00-67YI-BM | 1 | YEARS | JP-00930-H03MEX10CP004-S01-ME-U |  | 2024-09-03 | SNR0-2E0 | หฟศ-ฟ. | PTW งานทั่วไป | 1 | 7 | 08:00:00 | Group-18-H03MEX-ME-U | 0 | 8 | 0 | H03MEX | Fluid Supply Sys for Control & Protec Eq | U | ME | H03MEX10 | CP | Fluid Supply for Governor Control | Servo Valve Oil Pressure too Low Pressure Switch (SNR-H03MEX13CP101-S01) | 18 | 2024-09-09 | 16:00:00 | PMNUM มีความยาวมากกว่า 30 ตัวอักษร
PO-00930-H03MEX11CP002-ME-U | BPK0 | TURBINE START CONDITION MEX40CP101-S01 | ACTIVE | SNR-H03MEX11CP002 | APAO | AO1 | WSCH | O-BPKT00-67YI | O-BPKT00-67YI-BM | 1 | YEARS | JP-00930-H03MEX11CP002-ME-U |  | 2024-09-03 | SNR0-2E0 | หฟศ-ฟ. | PTW งานทั่วไป | 1 | 7 | 08:00:00 | Group-18-H03MEX-ME-U | 0 | 9 | 0 | H03MEX | Fluid Supply Sys for Control & Protec Eq | U | ME | H03MEX11 | CP | Governor Oil Pressure Tank (SNR-H03MEX40) | Turbine Start Condition (SNR-H03MEX40CP101-S01) | 18 | 2024-09-09 | 16:00:00
PO-00930-H03MEX11CP003-ME-U | BPK0 | OIL PRESSURE LOW MEX40CP102-S01 | ACTIVE | SNR-H03MEX11CP003 | APAO | AO1 | WSCH | O-BPKT00-67YI | O-BPKT00-67YI-BM | 1 | YEARS | JP-00930-H03MEX11CP003-ME-U |  | 2024-09-03 | SNR0-2E0 | หฟศ-ฟ. | PTW งานทั่วไป | 1 | 7 | 08:00:00 | Group-18-H03MEX-ME-U | 0 | 10 | 0 | H03MEX | Fluid Supply Sys for Control & Protec Eq | U | ME | H03MEX11 | CP | Governor Oil Pressure Tank (SNR-H03MEX40) | Oil Pressure Low (SNR-H03MEX40CP102-S01) | 18 | 2024-09-09 | 16:00:00
PO-00930-H03MEX11CP004-ME-U | BPK0 | OIL PRESSURE HIGH / AIR SUPPLY OFF MEX40CP103-S01 | ACTIVE | SNR-H03MEX11CP004 | APAO | AO1 | WSCH | O-BPKT00-67YI | O-BPKT00-67YI-BM | 1 | YEARS | JP-00930-H03MEX11CP004-ME-U |  | 2024-09-03 | SNR0-2E0 | หฟศ-ฟ. | PTW งานทั่วไป | 1 | 7 | 08:00:00 | Group-18-H03MEX-ME-U | 0 | 11 | 0 | H03MEX | Fluid Supply Sys for Control & Protec Eq | U | ME | H03MEX11 | CP | Governor Oil Pressure Tank (SNR-H03MEX40) | Oil Preesure High / Air Supply Off (SNR-H03MEX40CP103-S01) | 18 | 2024-09-09 | 16:00:00
PO-00930-H03MEX11CP005-ME-U | BPK0 | MAIN PUMP CONTROL MEX40CP104-S01 | ACTIVE | SNR-H03MEX11CP005 | APAO | AO1 | WSCH | O-BPKT00-67YI | O-BPKT00-67YI-BM | 1 | YEARS | JP-00930-H03MEX11CP005-ME-U |  | 2024-09-03 | SNR0-2E0 | หฟศ-ฟ. | PTW งานทั่วไป | 1 | 7 | 08:00:00 | Group-18-H03MEX-ME-U | 0 | 12 | 0 | H03MEX | Fluid Supply Sys for Control & Protec Eq | U | ME | H03MEX11 | CP | Governor Oil Pressure Tank (SNR-H03MEX40) | Main Pump Control (SNR-H03MEX40CP104-S01) | 18 | 2024-09-09 | 16:00:00
PO-00930-H03MEX11CP006-ME-U | BPK0 | STANDBY PUMP CONTROL MEX40CP105-S01 | ACTIVE | SNR-H03MEX11CP006 | APAO | AO1 | WSCH | O-BPKT00-67YI | O-BPKT00-67YI-BM | 1 | YEARS | JP-00930-H03MEX11CP006-ME-U |  | 2024-09-03 | SNR0-2E0 | หฟศ-ฟ. | PTW งานทั่วไป | 1 | 7 | 08:00:00 | Group-18-H03MEX-ME-U | 0 | 13 | 0 | H03MEX | Fluid Supply Sys for Control & Protec Eq | U | ME | H03MEX11 | CP | Governor Oil Pressure Tank (SNR-H03MEX40) | Standby Pump Control (SNR-H03MEX40CP105-S01) | 18 | 2024-09-09 | 16:00:00
PO-00930-H03MEX11CP007-S01-ME-U | BPK0 | JOCKEY PUMP CONTROL MEX40CP106-S01 | ACTIVE | SNR-H03MEX11CP007-S01 | APAO | AO1 | WSCH | O-BPKT00-67YI | O-BPKT00-67YI-BM | 1 | YEARS | JP-00930-H03MEX11CP007-S01-ME-U |  | 2024-09-03 | SNR0-2E0 | หฟศ-ฟ. | PTW งานทั่วไป | 1 | 7 | 08:00:00 | Group-18-H03MEX-ME-U | 0 | 14 | 0 | H03MEX | Fluid Supply Sys for Control & Protec Eq | U | ME | H03MEX11 | CP | Governor Oil Pressure Tank (SNR-H03MEX40) | Joockey Pump Control (SNR-H03MEX40CP106-S01) | 18 | 2024-09-09 | 16:00:00 | PMNUM มีความยาวมากกว่า 30 ตัวอักษร
PO-00930-H03MEX11CP007-S02-ME-U | BPK0 | TURBINE AIR OIL TANK PRESSURE TOO LOW MEX40CP107-S01 | ACTIVE | SNR-H03MEX11CP007-S02 | APAO | AO1 | WSCH | O-BPKT00-67YI | O-BPKT00-67YI-BM | 1 | YEARS | JP-00930-H03MEX11CP007-S02-ME-U |  | 2024-09-03 | SNR0-2E0 | หฟศ-ฟ. | PTW งานทั่วไป | 1 | 7 | 08:00:00 | Group-18-H03MEX-ME-U | 0 | 15 | 0 | H03MEX | Fluid Supply Sys for Control & Protec Eq | U | ME | H03MEX11 | CP | Governor Oil Pressure Tank (SNR-H03MEX40) | Turbine Air-Oil Tank (SNR-H03MEX40CP107-S01) | 18 | 2024-09-09 | 16:00:00 | PMNUM มีความยาวมากกว่า 30 ตัวอักษร
PO-00940-H03MEX10AP002QP01-ME-U | BPK0 | PRESSURE of MAIN PUMP1 MEX11CP501 | ACTIVE | SNR-H03MEX10AP002QP01 | APAO | AO1 | WSCH | O-BPKT00-67YI | O-BPKT00-67YI-BM | 1 | YEARS | JP-00940-H03MEX10AP002QP01-ME-U |  | 2024-09-03 | SNR0-2E0 | หฟศ-ฟ. | PTW งานทั่วไป | 1 | 7 | 08:00:00 | Group-18-H03MEX-ME-U | 0 | 16 | 0 | H03MEX | Fluid Supply Sys for Control & Protec Eq | U | ME | H03MEX10 | AP | Fluid Supply for Governor Control | Pressure of Main pump 1 (SNR-H03MEX11CP501) | 18 | 2024-09-09 | 16:00:00 | PMNUM มีความยาวมากกว่า 30 ตัวอักษร
PO-00940-H03MEX10AP003QP01-ME-U | BPK0 | PRESSURE of MAIN PUMP2 MEX11CP502 | ACTIVE | SNR-H03MEX10AP003QP01 | APAO | AO1 | WSCH | O-BPKT00-67YI | O-BPKT00-67YI-BM | 1 | YEARS | JP-00940-H03MEX10AP003QP01-ME-U |  | 2024-09-03 | SNR0-2E0 | หฟศ-ฟ. | PTW งานทั่วไป | 1 | 7 | 08:00:00 | Group-18-H03MEX-ME-U | 0 | 17 | 0 | H03MEX | Fluid Supply Sys for Control & Protec Eq | U | ME | H03MEX10 | AP | Fluid Supply for Governor Control | Pressure of Main pump 2 (SNR-H03MEX11CP502) | 18 | 2024-09-09 | 16:00:00 | PMNUM มีความยาวมากกว่า 30 ตัวอักษร
PO-00940-H03MEX10BN001QP01-ME-U | BPK0 | PRESSURE of JOCKEY PUMP MEX11CP503 | ACTIVE | SNR-H03MEX10BN001QP01 | APAO | AO1 | WSCH | O-BPKT00-67YI | O-BPKT00-67YI-BM | 1 | YEARS | JP-00940-H03MEX10BN001QP01-ME-U |  | 2024-09-03 | SNR0-2E0 | หฟศ-ฟ. | PTW งานทั่วไป | 1 | 7 | 08:00:00 | Group-18-H03MEX-ME-U | 0 | 18 | 0 | H03MEX | Fluid Supply Sys for Control & Protec Eq | U | ME | H03MEX10 | BN | Fluid Supply for Governor Control | Pressure of Jockey pump (SNR-H03MEX11CP503) | 18 | 2024-09-09 | 16:00:00 | PMNUM มีความยาวมากกว่า 30 ตัวอักษร
PO-00940-H03MEX10CP001-ME-U | BPK0 | PRESSURE of CIRCULATING PUMP MEX30CP501 | ACTIVE | SNR-H03MEX10CP001 | APAO | AO1 | WSCH | O-BPKT00-67YI | O-BPKT00-67YI-BM | 1 | YEARS | JP-00940-H03MEX10CP001-ME-U |  | 2024-09-03 | SNR0-2E0 | หฟศ-ฟ. | PTW งานทั่วไป | 1 | 7 | 08:00:00 | Group-18-H03MEX-ME-U | 0 | 19 | 0 | H03MEX | Fluid Supply Sys for Control & Protec Eq | U | ME | H03MEX10 | CP | Fluid Supply for Governor Control | Pressure of Circulating Pump (SNR-H03MEX30CP501) | 18 | 2024-09-09 | 16:00:00
PO-00940-H03MEX10CP005-ME-U | BPK0 | TURBINE AIR OIL TANK PRESSURE GAUGE MEX13CP501 | ACTIVE | SNR-H03MEX10CP005 | APAO | AO1 | WSCH | O-BPKT00-67YI | O-BPKT00-67YI-BM | 1 | YEARS | JP-00940-H03MEX10CP005-ME-U |  | 2024-09-03 | SNR0-2E0 | หฟศ-ฟ. | PTW งานทั่วไป | 1 | 7 | 08:00:00 | Group-18-H03MEX-ME-U | 0 | 20 | 0 | H03MEX | Fluid Supply Sys for Control & Protec Eq | U | ME | H03MEX10 | CP | Fluid Supply for Governor Control | Turbine Air-Oil Tank Pressure Guage (SNR-H03MEX13CP501) | 18 | 2024-09-09 | 16:00:00
PO-00940-H03MEX11CP001-ME-U | BPK0 | TURBINE AIR OIL TANK PRESSURE GAUGE MEX40CP501 | ACTIVE | SNR-H03MEX11CP001 | APAO | AO1 | WSCH | O-BPKT00-67YI | O-BPKT00-67YI-BM | 1 | YEARS | JP-00940-H03MEX11CP001-ME-U |  | 2024-09-03 | SNR0-2E0 | หฟศ-ฟ. | PTW งานทั่วไป | 1 | 7 | 08:00:00 | Group-18-H03MEX-ME-U | 0 | 21 | 0 | H03MEX | Fluid Supply Sys for Control & Protec Eq | U | ME | H03MEX11 | CP | Governor Oil Pressure Tank (SNR-H03MEX40) | Turbine Air-Oil Tank Pressure Guage (SNR-H03MEX40CP501) | 18 | 2024-09-09 | 16:00:00
PO-00950-H03MEX10CL002-ME-U | BPK0 | TURBINE OPU OIL TANK LEVEL MEX10CL101-S01 (Transmitter) | ACTIVE | SNR-H03MEX10CL002 | APAO | AO1 | WSCH | O-BPKT00-67YI | O-BPKT00-67YI-BM | 1 | YEARS | JP-00950-H03MEX10CL002-ME-U |  | 2024-09-03 | SNR0-2E0 | หฟศ-ฟ. | PTW งานทั่วไป | 1 | 7 | 08:00:00 | Group-18-H03MEX-ME-U | 0 | 22 | 0 | H03MEX | Fluid Supply Sys for Control & Protec Eq | U | ME | H03MEX10 | CL | Fluid Supply for Governor Control | Turbine OPU Oil Tank Level (SNR-H03MEX10CL101-S01) | 18 | 2024-09-09 | 16:00:00
PO-00950-H03MEX11CL002-S01-ME-U | BPK0 | TURBINE AIR+OIL TANK LEVEL HIGH ALARM MEX40CL101-S01 (Switch) | ACTIVE | SNR-H03MEX11CL002-S01 | APAO | AO1 | WSCH | O-BPKT00-67YI | O-BPKT00-67YI-BM | 1 | YEARS | JP-00950-H03MEX11CL002-S01-ME-U |  | 2024-09-03 | SNR0-2E0 | หฟศ-ฟ. | PTW งานทั่วไป | 1 | 7 | 08:00:00 | Group-18-H03MEX-ME-U | 0 | 23 | 0 | H03MEX | Fluid Supply Sys for Control & Protec Eq | U | ME | H03MEX11 | CL | Governor Oil Pressure Tank (SNR-H03MEX40) | Turbine Air+Oil Tank Level High Alarm (SNR-H03MEX40CL101-S01) | 18 | 2024-09-09 | 16:00:00 | PMNUM มีความยาวมากกว่า 30 ตัวอักษร
PO-00950-H03MEX11CL002-S02-ME-U | BPK0 | TURBINE AIR+OIL TANK LEVEL for AIR SUPPLY ON MEX40CL102-S01 (Switch) | ACTIVE | SNR-H03MEX11CL002-S02 | APAO | AO1 | WSCH | O-BPKT00-67YI | O-BPKT00-67YI-BM | 1 | YEARS | JP-00950-H03MEX11CL002-S02-ME-U |  | 2024-09-03 | SNR0-2E0 | หฟศ-ฟ. | PTW งานทั่วไป | 1 | 7 | 08:00:00 | Group-18-H03MEX-ME-U | 0 | 24 | 0 | H03MEX | Fluid Supply Sys for Control & Protec Eq | U | ME | H03MEX11 | CL | Governor Oil Pressure Tank (SNR-H03MEX40) | Turbine Air+Oil Tank Level For Air Supply On (SNR-H03MEX40CL102-S01) | 18 | 2024-09-09 | 16:00:00 | PMNUM มีความยาวมากกว่า 30 ตัวอักษร
PO-00950-H03MEX11CL002-S03-ME-U | BPK0 | TURBINE AIR+OIL TANK LEVEL for AIR SUPPLY OFF MEX40CL103-S01 (Switch) | ACTIVE | SNR-H03MEX11CL002-S03 | APAO | AO1 | WSCH | O-BPKT00-67YI | O-BPKT00-67YI-BM | 1 | YEARS | JP-00950-H03MEX11CL002-S03-ME-U |  | 2024-09-03 | SNR0-2E0 | หฟศ-ฟ. | PTW งานทั่วไป | 1 | 7 | 08:00:00 | Group-18-H03MEX-ME-U | 0 | 25 | 0 | H03MEX | Fluid Supply Sys for Control & Protec Eq | U | ME | H03MEX11 | CL | Governor Oil Pressure Tank (SNR-H03MEX40) | Turbine Air+Oil Tank Level For Air Supply Off (SNR-H03MEX40CL103-S01) | 18 | 2024-09-09 | 16:00:00 | PMNUM มีความยาวมากกว่า 30 ตัวอักษร
PO-00950-H03MEX11CL002-S04-ME-U | BPK0 | TURBINE AIR+OIL TANK LEVEL LOW ALARM MEX40CL104-S01 (Switch) | ACTIVE | SNR-H03MEX11CL002-S04 | APAO | AO1 | WSCH | O-BPKT00-67YI | O-BPKT00-67YI-BM | 1 | YEARS | JP-00950-H03MEX11CL002-S04-ME-U |  | 2024-09-03 | SNR0-2E0 | หฟศ-ฟ. | PTW งานทั่วไป | 1 | 7 | 08:00:00 | Group-18-H03MEX-ME-U | 0 | 26 | 0 | H03MEX | Fluid Supply Sys for Control & Protec Eq | U | ME | H03MEX11 | CL | Governor Oil Pressure Tank (SNR-H03MEX40) | Turbine Air+Oil Tank Level Low Alarm (SNR-H03MEX40CL104-S01) | 18 | 2024-09-09 | 16:00:00 | PMNUM มีความยาวมากกว่า 30 ตัวอักษร
PO-00950-H03MEX11CL002-S05-ME-U | BPK0 | TURBINE AIR+OIL TANK LEVEL TOO LOW (ESD) MEX40CL105-S01 (Switch) | ACTIVE | SNR-H03MEX11CL002-S05 | APAO | AO1 | WSCH | O-BPKT00-67YI | O-BPKT00-67YI-BM | 1 | YEARS | JP-00950-H03MEX11CL002-S05-ME-U |  | 2024-09-03 | SNR0-2E0 | หฟศ-ฟ. | PTW งานทั่วไป | 1 | 7 | 08:00:00 | Group-18-H03MEX-ME-U | 0 | 27 | 0 | H03MEX | Fluid Supply Sys for Control & Protec Eq | U | ME | H03MEX11 | CL | Governor Oil Pressure Tank (SNR-H03MEX40) | Turbine Air+Oil Tank Level too Low (ESD) (SNR-H03MEX40CL105-S01) | 18 | 2024-09-09 | 16:00:00 | PMNUM มีความยาวมากกว่า 30 ตัวอักษร
PO-00950-H03MEX11CL003-B01-ME-U | BPK0 | TURBINE AIR+OIL TANK LEVEL MEX40CL001 (Transmitter) | ACTIVE | SNR-H03MEX11CL003-B01 | APAO | AO1 | WSCH | O-BPKT00-67YI | O-BPKT00-67YI-BM | 1 | YEARS | JP-00950-H03MEX11CL003-B01-ME-U |  | 2024-09-03 | SNR0-2E0 | หฟศ-ฟ. | PTW งานทั่วไป | 1 | 7 | 08:00:00 | Group-18-H03MEX-ME-U | 0 | 28 | 0 | H03MEX | Fluid Supply Sys for Control & Protec Eq | U | ME | H03MEX11 | CL | Governor Oil Pressure Tank (SNR-H03MEX40) | Turbine Air+Oil Tank Level (SNR-H03MEX40CL001-B01) | 18 | 2024-09-09 | 16:00:00 | PMNUM มีความยาวมากกว่า 30 ตัวอักษร
PO-00950-H03MEX30CL001-ME-U | BPK0 | LEAKAGE OIL TANK LEVEL MEX80CL101-S01 (Switch) | ACTIVE | SNR-H03MEX30CL001 | APAO | AO1 | WSCH | O-BPKT00-67YI | O-BPKT00-67YI-BM | 1 | YEARS | JP-00950-H03MEX30CL001-ME-U |  | 2024-09-03 | SNR0-2E0 | หฟศ-ฟ. | PTW งานทั่วไป | 1 | 7 | 08:00:00 | Group-18-H03MEX-ME-U | 0 | 29 | 0 | H03MEX | Fluid Supply Sys for Control & Protec Eq | U | ME | H03MEX30 | CL | Leakage Oil Supply (SNR-H03MEX80) | Leakage Oil Tank Level (SNR-H03MEX80CL101-S01) | 18 | 2024-09-09 | 16:00:00
PO-00960-H03MEX10CL001-ME-U | BPK0 | INSTRUMENT (TURBINE OPU WATER in OIL DETECTOR MEX10CL151-S01) | ACTIVE | SNR-H03MEX10CL001 | APAO | AO1 | WSCH | O-BPKT00-67YI | O-BPKT00-67YI-BM | 1 | YEARS | JP-00960-H03MEX10CL001-ME-U |  | 2024-09-03 | SNR0-2E0 | หฟศ-ฟ. | PTW งานทั่วไป | 1 | 7 | 08:00:00 | Group-18-H03MEX-ME-U | 0 | 30 | 0 | H03MEX | Fluid Supply Sys for Control & Protec Eq | U | ME | H03MEX10 | CL | Fluid Supply for Governor Control | Turbine OPU Water in Oil Detector (SNR-H03MEX10CL151) | 18 | 2024-09-09 | 16:00:00
PO-00970-H03MEX10CT004-ME-U | BPK0 | INSTRUMENT (TURBINE SUMP TANK TEMPERATURE TRANSMITTER MEX10CT001-B01) | ACTIVE | SNR-H03MEX10CT004 | APAO | AO1 | WSCH | O-BPKT00-67YI | O-BPKT00-67YI-BM | 1 | YEARS | JP-00970-H03MEX10CT004-ME-U |  | 2024-09-03 | SNR0-2E0 | หฟศ-ฟ. | PTW งานทั่วไป | 1 | 7 | 08:00:00 | Group-18-H03MEX-ME-U | 0 | 31 | 0 | H03MEX | Fluid Supply Sys for Control & Protec Eq | U | ME | H03MEX10 | CT | Fluid Supply for Governor Control | Turbine Sump Tank Temperature Transmitter (SNR-H03MEX10CT001-B01) | 18 | 2024-09-09 | 16:00:00
PO-01090-H03MEX20CT001-ME-U | BPK0 | TEMP. GAUGE COOLER OF MIV SUMP MEX35CT501 | ACTIVE | SNR-H03MEX20CT001 | APAO | AO1 | WSCH | O-BPKT00-67YI | O-BPKT00-67YI-BM | 1 | YEARS | JP-01090-H03MEX20CT001-ME-U |  | 2024-09-03 | SNR0-2E0 | หฟศ-ฟ. | PTW งานทั่วไป | 1 | 7 | 08:00:00 | Group-18-H03MEX-ME-U | 0 | 32 | 0 | H03MEX | Fluid Supply Sys for Control & Protec Eq | U | ME | H03MEX20 | CT | Fluid Supply for Inlet Valve Control (SNR-H03MEX50) | Temp Guage Cooler of MIV Sump Tank (SNR-H03MEX35CT501) | 18 | 2024-09-09 | 16:00:00
PO-01090-H03MEX20CT002-ME-U | BPK0 | TEMP. GAUGE OF MIV SUMP TANK MEX50CT501 | ACTIVE | SNR-H03MEX20CT002 | APAO | AO1 | WSCH | O-BPKT00-67YI | O-BPKT00-67YI-BM | 1 | YEARS | JP-01090-H03MEX20CT002-ME-U |  | 2024-09-03 | SNR0-2E0 | หฟศ-ฟ. | PTW งานทั่วไป | 1 | 7 | 08:00:00 | Group-18-H03MEX-ME-U | 0 | 33 | 0 | H03MEX | Fluid Supply Sys for Control & Protec Eq | U | ME | H03MEX20 | CT | Fluid Supply for Inlet Valve Control (SNR-H03MEX50) | Temp Guage of MIV Sump Tank (SNR-H03MEX50CT501) | 18 | 2024-09-09 | 16:00:00
PO-01100-H03MEX20CT003-ME-U | BPK0 | INSTRUMENT (MIV OPU OIL TANK TEMPERATURE RTD MEX50CT001) | ACTIVE | SNR-H03MEX20CT003 | APAO | AO1 | WSCH | O-BPKT00-67YI | O-BPKT00-67YI-BM | 1 | YEARS | JP-01100-H03MEX20CT003-ME-U |  | 2024-09-03 | SNR0-2E0 | หฟศ-ฟ. | PTW งานทั่วไป | 1 | 7 | 08:00:00 | Group-18-H03MEX-ME-U | 0 | 34 | 0 | H03MEX | Fluid Supply Sys for Control & Protec Eq | U | ME | H03MEX20 | CT | Fluid Supply for Inlet Valve Control (SNR-H03MEX50) | MIV OPU Oil Tank Temperature RTD (SNR-H03MEX50CT001) | 18 | 2024-09-09 | 16:00:00
PO-01110-H03MEX20CP002-S01-ME-U | BPK0 | DIFF. PRESSURE SWITCH OF OFFLINE UNIT FILTER MEX35CP201-S01 | ACTIVE | SNR-H03MEX20CP002-S01 | APAO | AO1 | WSCH | O-BPKT00-67YI | O-BPKT00-67YI-BM | 1 | YEARS | JP-01110-H03MEX20CP002-S01-ME-U |  | 2024-09-03 | SNR0-2E0 | หฟศ-ฟ. | PTW งานทั่วไป | 1 | 7 | 08:00:00 | Group-18-H03MEX-ME-U | 0 | 35 | 0 | H03MEX | Fluid Supply Sys for Control & Protec Eq | U | ME | H03MEX20 | CP | Fluid Supply for Inlet Valve Control (SNR-H03MEX50) | MIV OPU Offline Duplex Filter 1 Clogged (SNR-H03MEX35CP201-S01) | 18 | 2024-09-09 | 16:00:00 | PMNUM มีความยาวมากกว่า 30 ตัวอักษร
PO-01110-H03MEX20CP002-S02-ME-U | BPK0 | DIFF. PRESSURE SWITCH OF OFFLINE UNIT FILTER MEX35CP202-S01 | ACTIVE | SNR-H03MEX20CP002-S02 | APAO | AO1 | WSCH | O-BPKT00-67YI | O-BPKT00-67YI-BM | 1 | YEARS | JP-01110-H03MEX20CP002-S02-ME-U |  | 2024-09-03 | SNR0-2E0 | หฟศ-ฟ. | PTW งานทั่วไป | 1 | 7 | 08:00:00 | Group-18-H03MEX-ME-U | 0 | 36 | 0 | H03MEX | Fluid Supply Sys for Control & Protec Eq | U | ME | H03MEX20 | CP | Fluid Supply for Inlet Valve Control (SNR-H03MEX50) | MIV OPU Offline Duplex Filter 2 Clogged (SNR-H03MEX35CP202-S01) | 18 | 2024-09-09 | 16:00:00 | PMNUM มีความยาวมากกว่า 30 ตัวอักษร
PO-01110-H03MEX20CP003-S01-ME-U | BPK0 | DIFF. PRESSURE SWITCH OF PRESSURE FILTER MEX53CP201-S01 | ACTIVE | SNR-H03MEX20CP003-S01 | APAO | AO1 | WSCH | O-BPKT00-67YI | O-BPKT00-67YI-BM | 1 | YEARS | JP-01110-H03MEX20CP003-S01-ME-U |  | 2024-09-03 | SNR0-2E0 | หฟศ-ฟ. | PTW งานทั่วไป | 1 | 7 | 08:00:00 | Group-18-H03MEX-ME-U | 0 | 37 | 0 | H03MEX | Fluid Supply Sys for Control & Protec Eq | U | ME | H03MEX20 | CP | Fluid Supply for Inlet Valve Control (SNR-H03MEX50) | MIV OPU Duplex Filter 1 Clogged (SNR-H03MEX53CP201-S01) | 18 | 2024-09-09 | 16:00:00 | PMNUM มีความยาวมากกว่า 30 ตัวอักษร
PO-01110-H03MEX20CP003-S02-ME-U | BPK0 | DIFF. PRESSURE SWITCH OF PRESSURE FILTER MEX53CP202-S01 | ACTIVE | SNR-H03MEX20CP003-S02 | APAO | AO1 | WSCH | O-BPKT00-67YI | O-BPKT00-67YI-BM | 1 | YEARS | JP-01110-H03MEX20CP003-S02-ME-U |  | 2024-09-03 | SNR0-2E0 | หฟศ-ฟ. | PTW งานทั่วไป | 1 | 7 | 08:00:00 | Group-18-H03MEX-ME-U | 0 | 38 | 0 | H03MEX | Fluid Supply Sys for Control & Protec Eq | U | ME | H03MEX20 | CP | Fluid Supply for Inlet Valve Control (SNR-H03MEX50) | MIV OPU Duplex Filter 2 Clogged (SNR-H03MEX53CP202-S01) | 18 | 2024-09-09 | 16:00:00 | PMNUM มีความยาวมากกว่า 30 ตัวอักษร
PO-01110-H03MEX20CP004-S01-ME-U | BPK0 | INLET VALVE DIFF. PRESSURE BALANCE | ACTIVE | SNR-H03MEX20CP004-S01 | APAO | AO1 | WSCH | O-BPKT00-67YI | O-BPKT00-67YI-BM | 1 | YEARS | JP-01110-H03MEX20CP004-S01-ME-U |  | 2024-09-03 | SNR0-2E0 | หฟศ-ฟ. | PTW งานทั่วไป | 1 | 7 | 08:00:00 | Group-18-H03MEX-ME-U | 0 | 39 | 0 | H03MEX | Fluid Supply Sys for Control & Protec Eq | U | ME | H03MEX20 | CP | Fluid Supply for Inlet Valve Control (SNR-H03MEX50) | Inlet Valve Diff. Pressure Balanced Switch (SNR-H03MEX10CP301-S01) | 18 | 2024-09-09 | 16:00:00 | PMNUM มีความยาวมากกว่า 30 ตัวอักษร
PO-01110-H03MEX21CP002-ME-U | BPK0 | INV. OIL PRESSURE TANK OK MEX60CP101-S01 | ACTIVE | SNR-H03MEX21CP002 | APAO | AO1 | WSCH | O-BPKT00-67YI | O-BPKT00-67YI-BM | 1 | YEARS | JP-01110-H03MEX21CP002-ME-U |  | 2024-09-03 | SNR0-2E0 | หฟศ-ฟ. | PTW งานทั่วไป | 1 | 7 | 08:00:00 | Group-18-H03MEX-ME-U | 0 | 40 | 0 | H03MEX | Fluid Supply Sys for Control & Protec Eq | U | ME | H03MEX21 | CP | Inlet Valve Oil Pressure Tank (SNR-H03MEX60) | INV. Oil Pressure Tank Ok (SNR-H03MEX60CP101-S01) | 18 | 2024-09-09 | 16:00:00
PO-01110-H03MEX21CP003-ME-U | BPK0 | INV. OIL PRESSURE LOW ALARM MEX60CP102-S01 | ACTIVE | SNR-H03MEX21CP003 | APAO | AO1 | WSCH | O-BPKT00-67YI | O-BPKT00-67YI-BM | 1 | YEARS | JP-01110-H03MEX21CP003-ME-U |  | 2024-09-03 | SNR0-2E0 | หฟศ-ฟ. | PTW งานทั่วไป | 1 | 7 | 08:00:00 | Group-18-H03MEX-ME-U | 0 | 41 | 0 | H03MEX | Fluid Supply Sys for Control & Protec Eq | U | ME | H03MEX21 | CP | Inlet Valve Oil Pressure Tank (SNR-H03MEX60) | INV. Oil Pressure Low Alarm (SNR-H03MEX60CP102-S01) | 18 | 2024-09-09 | 16:00:00
PO-01110-H03MEX21CP004-ME-U | BPK0 | OIL. PRESSURE HIGH/AIR SUPPLY OFF MEX60CP103-S01 | ACTIVE | SNR-H03MEX21CP004 | APAO | AO1 | WSCH | O-BPKT00-67YI | O-BPKT00-67YI-BM | 1 | YEARS | JP-01110-H03MEX21CP004-ME-U |  | 2024-09-03 | SNR0-2E0 | หฟศ-ฟ. | PTW งานทั่วไป | 1 | 7 | 08:00:00 | Group-18-H03MEX-ME-U | 0 | 42 | 0 | H03MEX | Fluid Supply Sys for Control & Protec Eq | U | ME | H03MEX21 | CP | Inlet Valve Oil Pressure Tank (SNR-H03MEX60) | Oil Preesure High / Air Supply Off (SNR-H03MEX60CP103-S01) | 18 | 2024-09-09 | 16:00:00
PO-01110-H03MEX21CP005-ME-U | BPK0 | OIL PUMP CONTROL MEX60CP104-S01 | ACTIVE | SNR-H03MEX21CP005 | APAO | AO1 | WSCH | O-BPKT00-67YI | O-BPKT00-67YI-BM | 1 | YEARS | JP-01110-H03MEX21CP005-ME-U |  | 2024-09-03 | SNR0-2E0 | หฟศ-ฟ. | PTW งานทั่วไป | 1 | 7 | 08:00:00 | Group-18-H03MEX-ME-U | 0 | 43 | 0 | H03MEX | Fluid Supply Sys for Control & Protec Eq | U | ME | H03MEX21 | CP | Inlet Valve Oil Pressure Tank (SNR-H03MEX60) | Oil Pump Control (SNR-H03MEX60CP104-S01) | 18 | 2024-09-09 | 16:00:00
PO-01110-H03MEX21CP006-S01-ME-U | BPK0 | OIL PRESSURE TOO LOW EMERGENCY SHUTDOWN (ESD) MEX60CP105-S01 | ACTIVE | SNR-H03MEX21CP006-S01 | APAO | AO1 | WSCH | O-BPKT00-67YI | O-BPKT00-67YI-BM | 1 | YEARS | JP-01110-H03MEX21CP006-S01-ME-U |  | 2024-09-03 | SNR0-2E0 | หฟศ-ฟ. | PTW งานทั่วไป | 1 | 7 | 08:00:00 | Group-18-H03MEX-ME-U | 0 | 44 | 0 | H03MEX | Fluid Supply Sys for Control & Protec Eq | U | ME | H03MEX21 | CP | Inlet Valve Oil Pressure Tank (SNR-H03MEX60) | Oil Pressure too Low Emergency Shutdown (ESD) (SNR-H03MEX60CP105-S01) | 18 | 2024-09-09 | 16:00:00 | PMNUM มีความยาวมากกว่า 30 ตัวอักษร
PO-01110-H03MEX21CP006-S02-ME-U | BPK0 | OIL PRESSURE TOO LOW EMERGENCY SHUTDOWN (ESD) MEX53CP101-S01 | ACTIVE | SNR-H03MEX21CP006-S02 | APAO | AO1 | WSCH | O-BPKT00-67YI | O-BPKT00-67YI-BM | 1 | YEARS | JP-01110-H03MEX21CP006-S02-ME-U |  | 2024-09-03 | SNR0-2E0 | หฟศ-ฟ. | PTW งานทั่วไป | 1 | 7 | 08:00:00 | Group-18-H03MEX-ME-U | 0 | 45 | 0 | H03MEX | Fluid Supply Sys for Control & Protec Eq | U | ME | H03MEX21 | CP | Inlet Valve Oil Pressure Tank (SNR-H03MEX60) | Oil Pressure too Low Emergency Shutdown (ESD) (SNR-H03MEX53CP101-S01) | 18 | 2024-09-09 | 16:00:00 | PMNUM มีความยาวมากกว่า 30 ตัวอักษร
PO-01110-H03MEX21CP007-ME-U | BPK0 | MIV AIR-OIL TANK PRESSURE MEX60CP001-B01 | ACTIVE | SNR-H03MEX21CP007 | APAO | AO1 | WSCH | O-BPKT00-67YI | O-BPKT00-67YI-BM | 1 | YEARS | JP-01110-H03MEX21CP007-ME-U |  | 2024-09-03 | SNR0-2E0 | หฟศ-ฟ. | PTW งานทั่วไป | 1 | 7 | 08:00:00 | Group-18-H03MEX-ME-U | 0 | 46 | 0 | H03MEX | Fluid Supply Sys for Control & Protec Eq | U | ME | H03MEX21 | CP | Inlet Valve Oil Pressure Tank (SNR-H03MEX60) | MIV Air-Oil Tank Pressure (SNR-H03MEX60CP001-B01) | 18 | 2024-09-09 | 16:00:00
PO-01110-H03MEX30CP002-S01-ME-U | BPK0 | DIFF. PRESSURE SWITCH OF LEAKAGE UNIT FILTER MEX80CP201-S01 | ACTIVE | SNR-H03MEX30CP002-S01 | APAO | AO1 | WSCH | O-BPKT00-67YI | O-BPKT00-67YI-BM | 1 | YEARS | JP-01110-H03MEX30CP002-S01-ME-U |  | 2024-09-03 | SNR0-2E0 | หฟศ-ฟ. | PTW งานทั่วไป | 1 | 7 | 08:00:00 | Group-18-H03MEX-ME-U | 0 | 47 | 0 | H03MEX | Fluid Supply Sys for Control & Protec Eq | U | ME | H03MEX30 | CP | Leakage Oil Supply (SNR-H03MEX80) | OPU Leakage Unit Offline Duplex Filter 1 Clogged (SNR-H03MEX80CP201-S01) | 18 | 2024-09-09 | 16:00:00 | PMNUM มีความยาวมากกว่า 30 ตัวอักษร
PO-01110-H03MEX30CP002-S02-ME-U | BPK0 | DIFF. PRESSURE SWITCH OF LEAKAGE UNIT FILTER MEX80CP202-S01 | ACTIVE | SNR-H03MEX30CP002-S02 | APAO | AO1 | WSCH | O-BPKT00-67YI | O-BPKT00-67YI-BM | 1 | YEARS | JP-01110-H03MEX30CP002-S02-ME-U |  | 2024-09-03 | SNR0-2E0 | หฟศ-ฟ. | PTW งานทั่วไป | 1 | 7 | 08:00:00 | Group-18-H03MEX-ME-U | 0 | 48 | 0 | H03MEX | Fluid Supply Sys for Control & Protec Eq | U | ME | H03MEX30 | CP | Leakage Oil Supply (SNR-H03MEX80) | OPU Leakage Unit Offline Duplex Filter 2 Clogged (SNR-H03MEX80CP202-S01) | 18 | 2024-09-09 | 16:00:00 | PMNUM มีความยาวมากกว่า 30 ตัวอักษร
PO-01120-H03MEX20AP001QP01-ME-U | BPK0 | PRESSURE OF MAIN PUMP MEX51CP501 | ACTIVE | SNR-H03MEX20AP001QP01 | APAO | AO1 | WSCH | O-BPKT00-67YI | O-BPKT00-67YI-BM | 1 | YEARS | JP-01120-H03MEX20AP001QP01-ME-U |  | 2024-09-03 | SNR0-2E0 | หฟศ-ฟ. | PTW งานทั่วไป | 1 | 7 | 08:00:00 | Group-18-H03MEX-ME-U | 0 | 49 | 0 | H03MEX | Fluid Supply Sys for Control & Protec Eq | U | ME | H03MEX20 | AP | Fluid Supply for Inlet Valve Control (SNR-H03MEX50) | Pressure of Main pump (SNR-H03MEX51CP501) | 18 | 2024-09-09 | 16:00:00 | PMNUM มีความยาวมากกว่า 30 ตัวอักษร
PO-01120-H03MEX20CP001-ME-U | BPK0 | PRESSURE OF CIRCULATING PUMP MEX35CP501 | ACTIVE | SNR-H03MEX20CP001 | APAO | AO1 | WSCH | O-BPKT00-67YI | O-BPKT00-67YI-BM | 1 | YEARS | JP-01120-H03MEX20CP001-ME-U |  | 2024-09-03 | SNR0-2E0 | หฟศ-ฟ. | PTW งานทั่วไป | 1 | 7 | 08:00:00 | Group-18-H03MEX-ME-U | 0 | 50 | 0 | H03MEX | Fluid Supply Sys for Control & Protec Eq | U | ME | H03MEX20 | CP | Fluid Supply for Inlet Valve Control (SNR-H03MEX50) | Pressure of Circulating Pump (SNR-H03MEX35CP501) | 18 | 2024-09-09 | 16:00:00
PO-01120-H03MEX21CP001-ME-U | BPK0 | MIV AIR-OIL TANK PRESSURE GAUGE MEX60CP501 | ACTIVE | SNR-H03MEX21CP001 | APAO | AO1 | WSCH | O-BPKT00-67YI | O-BPKT00-67YI-BM | 1 | YEARS | JP-01120-H03MEX21CP001-ME-U |  | 2024-09-03 | SNR0-2E0 | หฟศ-ฟ. | PTW งานทั่วไป | 1 | 7 | 08:00:00 | Group-18-H03MEX-ME-U | 0 | 51 | 0 | H03MEX | Fluid Supply Sys for Control & Protec Eq | U | ME | H03MEX21 | CP | Inlet Valve Oil Pressure Tank (SNR-H03MEX60) | MIV Air+Oil Tank Pressure Gauge (SNR-H03MEX60CP501) | 18 | 2024-09-09 | 16:00:00
PO-01120-H03MEX21CP008-ME-U | BPK0 | MIV AIR-OIL TANK PRESSURE GAUGE MEX53CP501 | ACTIVE | SNR-H03MEX21CP008 | APAO | AO1 | WSCH | O-BPKT00-67YI | O-BPKT00-67YI-BM | 1 | YEARS | JP-01120-H03MEX21CP008-ME-U |  | 2024-09-03 | SNR0-2E0 | หฟศ-ฟ. | PTW งานทั่วไป | 1 | 7 | 08:00:00 | Group-18-H03MEX-ME-U | 0 | 52 | 0 | H03MEX | Fluid Supply Sys for Control & Protec Eq | U | ME | H03MEX21 | CP | Inlet Valve Oil Pressure Tank (SNR-H03MEX60) | MIV Air-Oil Tank Pressure Guage (SNR-H03MEX53CP501) | 18 | 2024-09-09 | 16:00:00
PO-01130-H03MEX20CL002-ME-U | BPK0 | MIV OPU OIL TANK LEVEL MEX50CL101-S01 (Transmitter) | ACTIVE | SNR-H03MEX20CL002 | APAO | AO1 | WSCH | O-BPKT00-67YI | O-BPKT00-67YI-BM | 1 | YEARS | JP-01130-H03MEX20CL002-ME-U |  | 2024-09-03 | SNR0-2E0 | หฟศ-ฟ. | PTW งานทั่วไป | 1 | 7 | 08:00:00 | Group-18-H03MEX-ME-U | 0 | 53 | 0 | H03MEX | Fluid Supply Sys for Control & Protec Eq | U | ME | H03MEX20 | CL | Fluid Supply for Inlet Valve Control (SNR-H03MEX50) | MIV OPU Oil Tank Level (SNR-H03MEX50CL101-S01) | 18 | 2024-09-09 | 16:00:00
PO-01130-H03MEX21CL002-S01-ME-U | BPK0 | MIV AIR+OIL TANK LEVEL HIGH ALARM MEX60CL101-S01 (Switch) | ACTIVE | SNR-H03MEX21CL002-S01 | APAO | AO1 | WSCH | O-BPKT00-67YI | O-BPKT00-67YI-BM | 1 | YEARS | JP-01130-H03MEX21CL002-S01-ME-U |  | 2024-09-03 | SNR0-2E0 | หฟศ-ฟ. | PTW งานทั่วไป | 1 | 7 | 08:00:00 | Group-18-H03MEX-ME-U | 0 | 54 | 0 | H03MEX | Fluid Supply Sys for Control & Protec Eq | U | ME | H03MEX21 | CL | Inlet Valve Oil Pressure Tank (SNR-H03MEX60) | MIV Air+Oil Tank Level High Alarm (SNR-H03MEX60CL101-S01) | 18 | 2024-09-09 | 16:00:00 | PMNUM มีความยาวมากกว่า 30 ตัวอักษร
PO-01130-H03MEX21CL002-S02-ME-U | BPK0 | MIV AIR+OIL TANK LEVEL FOR AIR SUPPLY ON MEX60CL102-S01 (Switch) | ACTIVE | SNR-H03MEX21CL002-S02 | APAO | AO1 | WSCH | O-BPKT00-67YI | O-BPKT00-67YI-BM | 1 | YEARS | JP-01130-H03MEX21CL002-S02-ME-U |  | 2024-09-03 | SNR0-2E0 | หฟศ-ฟ. | PTW งานทั่วไป | 1 | 7 | 08:00:00 | Group-18-H03MEX-ME-U | 0 | 55 | 0 | H03MEX | Fluid Supply Sys for Control & Protec Eq | U | ME | H03MEX21 | CL | Inlet Valve Oil Pressure Tank (SNR-H03MEX60) | MIV Air+Oil Tank Level for Air Supply On (SNR-H03MEX60CL102-S01) | 18 | 2024-09-09 | 16:00:00 | PMNUM มีความยาวมากกว่า 30 ตัวอักษร
PO-01130-H03MEX21CL002-S03-ME-U | BPK0 | MIV AIR+OIL TANK LEVEL FOR AIR SUPPLY OFF MEX60CL103-S01 (Switch) | ACTIVE | SNR-H03MEX21CL002-S03 | APAO | AO1 | WSCH | O-BPKT00-67YI | O-BPKT00-67YI-BM | 1 | YEARS | JP-01130-H03MEX21CL002-S03-ME-U |  | 2024-09-03 | SNR0-2E0 | หฟศ-ฟ. | PTW งานทั่วไป | 1 | 7 | 08:00:00 | Group-18-H03MEX-ME-U | 0 | 56 | 0 | H03MEX | Fluid Supply Sys for Control & Protec Eq | U | ME | H03MEX21 | CL | Inlet Valve Oil Pressure Tank (SNR-H03MEX60) | MIV Air+Oil Tank Level for Air Supply Off (SNR-H03MEX60CL103-S01) | 18 | 2024-09-09 | 16:00:00 | PMNUM มีความยาวมากกว่า 30 ตัวอักษร
PO-01130-H03MEX21CL002-S04-ME-U | BPK0 | MIV AIR+OIL TANK LEVEL LOW ALARM MEX60CL104-S01 (Switch) | ACTIVE | SNR-H03MEX21CL002-S04 | APAO | AO1 | WSCH | O-BPKT00-67YI | O-BPKT00-67YI-BM | 1 | YEARS | JP-01130-H03MEX21CL002-S04-ME-U |  | 2024-09-03 | SNR0-2E0 | หฟศ-ฟ. | PTW งานทั่วไป | 1 | 7 | 08:00:00 | Group-18-H03MEX-ME-U | 0 | 57 | 0 | H03MEX | Fluid Supply Sys for Control & Protec Eq | U | ME | H03MEX21 | CL | Inlet Valve Oil Pressure Tank (SNR-H03MEX60) | MIV Air+Oil Tank Level Low Alarm (SNR-H03MEX60CL104-S01) | 18 | 2024-09-09 | 16:00:00 | PMNUM มีความยาวมากกว่า 30 ตัวอักษร
PO-01130-H03MEX21CL002-S05-ME-U | BPK0 | MIV AIR+OIL TANK LEVEL TOO LOW (ESD) MEX60CL105-S01 (Switch) | ACTIVE | SNR-H03MEX21CL002-S05 | APAO | AO1 | WSCH | O-BPKT00-67YI | O-BPKT00-67YI-BM | 1 | YEARS | JP-01130-H03MEX21CL002-S05-ME-U |  | 2024-09-03 | SNR0-2E0 | หฟศ-ฟ. | PTW งานทั่วไป | 1 | 7 | 08:00:00 | Group-18-H03MEX-ME-U | 0 | 58 | 0 | H03MEX | Fluid Supply Sys for Control & Protec Eq | U | ME | H03MEX21 | CL | Inlet Valve Oil Pressure Tank (SNR-H03MEX60) | MIV Air+Oil Tank Level too Low Alarm (ESD) (SNR-H03MEX60CL105-S01) | 18 | 2024-09-09 | 16:00:00 | PMNUM มีความยาวมากกว่า 30 ตัวอักษร
PO-01130-H03MEX21CL003-B01-ME-U | BPK0 | MIV AIR+OIL TANK LEVEL MEX60CL001 | ACTIVE | SNR-H03MEX21CL003-B01 | APAO | AO1 | WSCH | O-BPKT00-67YI | O-BPKT00-67YI-BM | 1 | YEARS | JP-01130-H03MEX21CL003-B01-ME-U |  | 2024-09-03 | SNR0-2E0 | หฟศ-ฟ. | PTW งานทั่วไป | 1 | 7 | 08:00:00 | Group-18-H03MEX-ME-U | 0 | 59 | 0 | H03MEX | Fluid Supply Sys for Control & Protec Eq | U | ME | H03MEX21 | CL | Inlet Valve Oil Pressure Tank (SNR-H03MEX60) | MIV Air+Oil Tank Level (SNR-H03MEX60CL001-B01) | 18 | 2024-09-09 | 16:00:00 | PMNUM มีความยาวมากกว่า 30 ตัวอักษร
PO-01140-H03MEX20CL001-ME-U | BPK0 | INSTRUMENT (MIV OPU WATER in OIL DETECTOR MEX50CL151-S01) | ACTIVE | SNR-H03MEX20CL001 | APAO | AO1 | WSCH | O-BPKT00-67YI | O-BPKT00-67YI-BM | 1 | YEARS | JP-01140-H03MEX20CL001-ME-U |  | 2024-09-03 | SNR0-2E0 | หฟศ-ฟ. | PTW งานทั่วไป | 1 | 7 | 08:00:00 | Group-18-H03MEX-ME-U | 0 | 60 | 0 | H03MEX | Fluid Supply Sys for Control & Protec Eq | U | ME | H03MEX20 | CL | Fluid Supply for Inlet Valve Control (SNR-H03MEX50) | MIV OPU Water in Oil Detector (SNR-H03MEX50CL151-S01) | 18 | 2024-09-09 | 16:00:00
PO-01150-H03MEX20CT004-ME-U | BPK0 | INSTRUMENT (MIV SUMP TANK TEMPERATURE TRANSMITTER MEX50CT001-B01) | ACTIVE | SNR-H03MEX20CT004 | APAO | AO1 | WSCH | O-BPKT00-67YI | O-BPKT00-67YI-BM | 1 | YEARS | JP-01150-H03MEX20CT004-ME-U |  | 2024-09-03 | SNR0-2E0 | หฟศ-ฟ. | PTW งานทั่วไป | 1 | 7 | 08:00:00 | Group-18-H03MEX-ME-U | 0 | 61 | 0 | H03MEX | Fluid Supply Sys for Control & Protec Eq | U | ME | H03MEX20 | CT | Fluid Supply for Inlet Valve Control (SNR-H03MEX50) | MIV Sump Tank Temperature Transmitter (SNR-H03MEX50CT001-B01) | 18 | 2024-09-09 | 16:00:00
Group-19-H03MEX-ME-U | BPK0 | Fluid Supply Sys for Control & Protec Eq,MWD0-SM10,PTW งานทั่วไป | ACTIVE | BPK-T00 | APAO | AO1 | WSCH | O-BPKT00-67YI | O-BPKT00-67YI-BM | 1 | YEARS |  |  | 2024-09-03 | MWD0-SM10 | หวผอ-ธ. | PTW งานทั่วไป | 0 | 7 | 08:00:00 |  | 0 | 19 | 1 | H03MEX | Fluid Supply Sys for Control & Protec Eq | U | ME |  |  |  |  | 19 | 2024-09-05 | 16:00:00
PO-00810-H03MEX11-ME-U | BPK0 | GOVERNOR OIL PRESSURE TANK AND ACCESSORIES (หวผอ-ธ.) | ACTIVE | SNR-H03MEX11 | APAO | AO1 | WSCH | O-BPKT00-67YI | O-BPKT00-67YI-BM | 1 | YEARS | JP-00810-H03MEX11-ME-U |  | 2024-09-03 | MWD0-SM10 | หวผอ-ธ. | PTW งานทั่วไป | 1 | 7 | 08:00:00 | Group-19-H03MEX-ME-U | 0 | 1 | 1 | H03MEX | Fluid Supply Sys for Control & Protec Eq | U | ME | H03MEX11 |  | Governor Oil Pressure Tank (SNR-H03MEX40) | Governor Oil Pressure Tank (SNR-H03MEX40) | 19 | 2024-09-05 | 16:00:00
PO-01050-H03MEX21-ME-U | BPK0 | INLET VALVE PRESSURE TANK AND AUX. EQUIPMENT (หวผอ-ธ.) | ACTIVE | SNR-H03MEX21 | APAO | AO1 | WSCH | O-BPKT00-67YI | O-BPKT00-67YI-BM | 1 | YEARS | JP-01050-H03MEX21-ME-U |  | 2024-09-03 | MWD0-SM10 | หวผอ-ธ. | PTW งานทั่วไป | 1 | 7 | 08:00:00 | Group-19-H03MEX-ME-U | 0 | 2 | 1 | H03MEX | Fluid Supply Sys for Control & Protec Eq | U | ME | H03MEX21 |  | Inlet Valve Oil Pressure Tank (SNR-H03MEX60) | Inlet Valve Oil Pressure Tank (SNR-H03MEX60) | 19 | 2024-09-05 | 16:00:00
Group-20-H03MEW-ME-U | BPK0 | Sealing Water Supply System,SNR0-2M0,PTW งานทั่วไป | ACTIVE | BPK-T00 | APAO | AO1 | WSCH | O-BPKT00-67YI | O-BPKT00-67YI-BM | 1 | YEARS |  |  | 2024-08-27 | SNR0-2M0 | หบศ-ฟ. | PTW งานทั่วไป | 0 | 7 | 08:00:00 |  | 0 | 20 | 0 | H03MEW | Sealing Water Supply System | U | ME |  |  |  |  | 20 | 2024-08-27 | 16:00:00
PO-00630-H03MEW10AA002-ME-U | BPK0 | VALVE 20RM | ACTIVE | SNR-H03MEW10AA002 | APAO | AO1 | WSCH | O-BPKT00-67YI | O-BPKT00-67YI-BM | 1 | YEARS | JP-00630-H03MEW10AA002-ME-U |  | 2024-08-27 | SNR0-2M0 | หบศ-ฟ. | PTW งานทั่วไป | 1 | 7 | 08:00:00 | Group-20-H03MEW-ME-U | 0 | 1 | 0 | H03MEW | Sealing Water Supply System | U | ME | H03MEW10 | AA | Water Supply for Runner Seal | Valve 20 RM (SNR-H03MEA30AA101) | 20 | 2024-08-27 | 16:00:00
PO-00640-H03MEW10AT001-ME-U | BPK0 | RUNNER SEAL STRAINER | ACTIVE | SNR-H03MEW10AT001 | APAO | AO1 | WSCH | O-BPKT00-67YI | O-BPKT00-67YI-BM | 1 | YEARS | JP-00640-H03MEW10AT001-ME-U |  | 2024-08-27 | SNR0-2M0 | หบศ-ฟ. | PTW งานทั่วไป | 1 | 7 | 08:00:00 | Group-20-H03MEW-ME-U | 0 | 2 | 0 | H03MEW | Sealing Water Supply System | U | ME | H03MEW10 | AT | Water Supply for Runner Seal | Runner Seal Strainer 814 (SNR-H03MEA30AT001) | 20 | 2024-08-27 | 16:00:00
PO-00650-H03MEW10BR001-ME-U | BPK0 | PIPE LINE | ACTIVE | SNR-H03MEW10BR001 | APAO | AO1 | WSCH | O-BPKT00-67YI | O-BPKT00-67YI-BM | 1 | YEARS | JP-00650-H03MEW10BR001-ME-U |  | 2024-08-27 | SNR0-2M0 | หบศ-ฟ. | PTW งานทั่วไป | 1 | 7 | 08:00:00 | Group-20-H03MEW-ME-U | 0 | 3 | 0 | H03MEW | Sealing Water Supply System | U | ME | H03MEW10 | BR | Water Supply for Runner Seal | Pipe Line | 20 | 2024-08-27 | 16:00:00
Group-21-H03MEW-ME-U | BPK0 | Sealing Water Supply System,SNR0-2E0,PTW งานทั่วไป | ACTIVE | BPK-T00 | APAO | AO1 | WSCH | O-BPKT00-67YI | O-BPKT00-67YI-BM | 1 | YEARS |  |  | 2024-09-03 | SNR0-2E0 | หฟศ-ฟ. | PTW งานทั่วไป | 0 | 7 | 08:00:00 |  | 0 | 21 | 1 | H03MEW | Sealing Water Supply System | U | ME |  |  |  |  | 21 | 2024-09-09 | 16:00:00
PO-00770-H03MEW10CF001-ME-U | BPK0 | UPPER RUNNER SEAL FLOW MEA20CF301 | ACTIVE | SNR-H03MEW10CF001 | APAO | AO1 | WSCH | O-BPKT00-67YI | O-BPKT00-67YI-BM | 1 | YEARS | JP-00770-H03MEW10CF001-ME-U |  | 2024-09-03 | SNR0-2E0 | หฟศ-ฟ. | PTW งานทั่วไป | 1 | 7 | 08:00:00 | Group-21-H03MEW-ME-U | 0 | 1 | 1 | H03MEW | Sealing Water Supply System | U | ME | H03MEW10 | CF | Water Supply for Runner Seal | Upper Runner Seal Flow (SNR-H03MEA30CF301) | 21 | 2024-09-09 | 16:00:00
PO-00770-H03MEW10CF002-ME-U | BPK0 | LOWER RUNNER SEAL FLOW MEA20CF311 | ACTIVE | SNR-H03MEW10CF002 | APAO | AO1 | WSCH | O-BPKT00-67YI | O-BPKT00-67YI-BM | 1 | YEARS | JP-00770-H03MEW10CF002-ME-U |  | 2024-09-03 | SNR0-2E0 | หฟศ-ฟ. | PTW งานทั่วไป | 1 | 7 | 08:00:00 | Group-21-H03MEW-ME-U | 0 | 2 | 1 | H03MEW | Sealing Water Supply System | U | ME | H03MEW10 | CF | Water Supply for Runner Seal | Lower Runner Seal Flow (SNR-H03MEA30CF311) | 21 | 2024-09-09 | 16:00:00
PO-00780-H03MEW20CL001QP01-ME-U | BPK0 | DRAFT TUBE LEVEL TOO HIGH MEA15CL305-S01 (Switch) | ACTIVE | SNR-H03MEW20CL001QP01 | APAO | AO1 | WSCH | O-BPKT00-67YI | O-BPKT00-67YI-BM | 1 | YEARS | JP-00780-H03MEW20CL001QP01-ME-U |  | 2024-09-03 | SNR0-2E0 | หฟศ-ฟ. | PTW งานทั่วไป | 1 | 7 | 08:00:00 | Group-21-H03MEW-ME-U | 0 | 3 | 1 | H03MEW | Sealing Water Supply System | U | ME | H03MEW20 | CL | Water Supply for Synchronous Mode | Draft Tube Level too High (SNR-H03MEA15CL305-S01) | 21 | 2024-09-09 | 16:00:00 | PMNUM มีความยาวมากกว่า 30 ตัวอักษร
PO-00780-H03MEW20CL001QP02-ME-U | BPK0 | DRAFT TUBE LEVEL HIGH2 MEA15CL304-S01 (Switch) | ACTIVE | SNR-H03MEW20CL001QP02 | APAO | AO1 | WSCH | O-BPKT00-67YI | O-BPKT00-67YI-BM | 1 | YEARS | JP-00780-H03MEW20CL001QP02-ME-U |  | 2024-09-03 | SNR0-2E0 | หฟศ-ฟ. | PTW งานทั่วไป | 1 | 7 | 08:00:00 | Group-21-H03MEW-ME-U | 0 | 4 | 1 | H03MEW | Sealing Water Supply System | U | ME | H03MEW20 | CL | Water Supply for Synchronous Mode | Draft Tube Level High-2 (SNR-H03MEA15CL304-S01) | 21 | 2024-09-09 | 16:00:00 | PMNUM มีความยาวมากกว่า 30 ตัวอักษร
PO-00780-H03MEW20CL001QP03-ME-U | BPK0 | DRAFT TUBE LEVEL HIGH1 MEA15CL303-S01 (Switch) | ACTIVE | SNR-H03MEW20CL001QP03 | APAO | AO1 | WSCH | O-BPKT00-67YI | O-BPKT00-67YI-BM | 1 | YEARS | JP-00780-H03MEW20CL001QP03-ME-U |  | 2024-09-03 | SNR0-2E0 | หฟศ-ฟ. | PTW งานทั่วไป | 1 | 7 | 08:00:00 | Group-21-H03MEW-ME-U | 0 | 5 | 1 | H03MEW | Sealing Water Supply System | U | ME | H03MEW20 | CL | Water Supply for Synchronous Mode | Draft Tube Level High-1 (SNR-H03MEA15CL303-S01) | 21 | 2024-09-09 | 16:00:00 | PMNUM มีความยาวมากกว่า 30 ตัวอักษร
PO-00780-H03MEW20CL001QP04-ME-U | BPK0 | DRAFT TUBE LEVEL LOW1 MEA15CL302-S01 (Switch) | ACTIVE | SNR-H03MEW20CL001QP04 | APAO | AO1 | WSCH | O-BPKT00-67YI | O-BPKT00-67YI-BM | 1 | YEARS | JP-00780-H03MEW20CL001QP04-ME-U |  | 2024-09-03 | SNR0-2E0 | หฟศ-ฟ. | PTW งานทั่วไป | 1 | 7 | 08:00:00 | Group-21-H03MEW-ME-U | 0 | 6 | 1 | H03MEW | Sealing Water Supply System | U | ME | H03MEW20 | CL | Water Supply for Synchronous Mode | Draft Tube Level Low-1 (SNR-H03MEA15CL302-S01) | 21 | 2024-09-09 | 16:00:00 | PMNUM มีความยาวมากกว่า 30 ตัวอักษร
PO-00780-H03MEW20CL001QP05-ME-U | BPK0 | DRAFT TUBE LEVEL LOW2 MEA15CL301-S01 (Switch) | ACTIVE | SNR-H03MEW20CL001QP05 | APAO | AO1 | WSCH | O-BPKT00-67YI | O-BPKT00-67YI-BM | 1 | YEARS | JP-00780-H03MEW20CL001QP05-ME-U |  | 2024-09-03 | SNR0-2E0 | หฟศ-ฟ. | PTW งานทั่วไป | 1 | 7 | 08:00:00 | Group-21-H03MEW-ME-U | 0 | 7 | 1 | H03MEW | Sealing Water Supply System | U | ME | H03MEW20 | CL | Water Supply for Synchronous Mode | Draft Tube Level Low-2 (SNR-H03MEA15CL301-S01) | 21 | 2024-09-09 | 16:00:00 | PMNUM มีความยาวมากกว่า 30 ตัวอักษร
PO-00790-H03MEW10CP001-ME-U | BPK0 | INSTRUMENT (TUR. RUNNER SEAL CW. PRESSURE MEA20CP521) | ACTIVE | SNR-H03MEW10CP001 | APAO | AO1 | WSCH | O-BPKT00-67YI | O-BPKT00-67YI-BM | 1 | YEARS | JP-00790-H03MEW10CP001-ME-U |  | 2024-09-03 | SNR0-2E0 | หฟศ-ฟ. | PTW งานทั่วไป | 1 | 7 | 08:00:00 | Group-21-H03MEW-ME-U | 0 | 8 | 1 | H03MEW | Sealing Water Supply System | U | ME | H03MEW10 | CP | Water Supply for Runner Seal | Runner Seal CW. Pressure (SNR-H03MEA30CP521) | 21 | 2024-09-09 | 16:00:00
Group-22-H03MEV-ME-U | BPK0 | Lubricant Supply System,SNR0-2M0,PTW งานทั่วไป | ACTIVE | BPK-T00 | APAO | AO1 | WSCH | O-BPKT00-67YI | O-BPKT00-67YI-BM | 1 | YEARS |  |  | 2024-08-27 | SNR0-2M0 | หบศ-ฟ. | PTW งานทั่วไป | 0 | 7 | 08:00:00 |  | 0 | 22 | 0 | H03MEV | Lubricant Supply System | U | ME |  |  |  |  | 22 | 2024-09-05 | 16:00:00
PO-00540-H03MEV10AC001-ME-U | BPK0 | TURBINE OIL COOLER NO.1 | ACTIVE | SNR-H03MEV10AC001 | APAO | AO1 | WSCH | O-BPKT00-67YI | O-BPKT00-67YI-BM | 1 | YEARS | JP-00540-H03MEV10AC001-ME-U |  | 2024-09-05 | SNR0-2M0 | หบศ-ฟ. | PTW งานทั่วไป | 1 | 7 | 08:00:00 | Group-22-H03MEV-ME-U | 0 | 1 | 0 | H03MEV | Lubricant Supply System | U | ME | H03MEV10 | AC | Turbine Lub Oil Supply | Turbine Guide Brg. Oil Cooler No.1 (SNR-H03MED20AC001) | 22 | 2024-09-05 | 16:00:00
PO-00550-H03MEV10AC002-ME-U | BPK0 | TURBINE OIL COOLER NO.2 | ACTIVE | SNR-H03MEV10AC002 | APAO | AO1 | WSCH | O-BPKT00-67YI | O-BPKT00-67YI-BM | 1 | YEARS | JP-00550-H03MEV10AC002-ME-U |  | 2024-09-05 | SNR0-2M0 | หบศ-ฟ. | PTW งานทั่วไป | 1 | 7 | 08:00:00 | Group-22-H03MEV-ME-U | 0 | 2 | 0 | H03MEV | Lubricant Supply System | U | ME | H03MEV10 | AC | Turbine Lub Oil Supply | Turbine Guide Brg. Oil Cooler No.2 (SNR-H03MED20AC002) | 22 | 2024-09-05 | 16:00:00
PO-00560-H03MEV10AP001-ME-U | BPK0 | TURBINE OIL PUMP NO.1 | ACTIVE | SNR-H03MEV10AP001 | APAO | AO1 | WSCH | O-BPKT00-67YI | O-BPKT00-67YI-BM | 1 | YEARS | JP-00560-H03MEV10AP001-ME-U |  | 2024-08-27 | SNR0-2M0 | หบศ-ฟ. | PTW งานทั่วไป | 1 | 7 | 08:00:00 | Group-22-H03MEV-ME-U | 0 | 3 | 0 | H03MEV | Lubricant Supply System | U | ME | H03MEV10 | AP | Turbine Lub Oil Supply | Turbine Guide Brg. Oil Pump No.1 (SNR-H03MED21AP001) | 22 | 2024-08-27 | 16:00:00
PO-00570-H03MEV10AP002-ME-U | BPK0 | TURBINE OIL PUMP NO.2 | ACTIVE | SNR-H03MEV10AP002 | APAO | AO1 | WSCH | O-BPKT00-67YI | O-BPKT00-67YI-BM | 1 | YEARS | JP-00570-H03MEV10AP002-ME-U |  | 2024-08-27 | SNR0-2M0 | หบศ-ฟ. | PTW งานทั่วไป | 1 | 7 | 08:00:00 | Group-22-H03MEV-ME-U | 0 | 4 | 0 | H03MEV | Lubricant Supply System | U | ME | H03MEV10 | AP | Turbine Lub Oil Supply | Turbine Guide Brg. Oil Pump No.2 (SNR-H03MED22AP001) | 22 | 2024-08-27 | 16:00:00
Group-23-H03MES-ME-U | BPK0 | Water Supply to Tur. Shaft Sealing Box,SNR0-2M0,PTW งานทั่วไป | ACTIVE | BPK-T00 | APAO | AO1 | WSCH | O-BPKT00-67YI | O-BPKT00-67YI-BM | 1 | YEARS |  |  | 2024-08-27 | SNR0-2M0 | หบศ-ฟ. | PTW งานทั่วไป | 0 | 7 | 08:00:00 |  | 0 | 23 | 1 | H03MES | Water Supply to Tur. Shaft Sealing Box | U | ME |  |  |  |  | 23 | 2024-08-27 | 16:00:00
PO-00580-H03MES10AT001-ME-U | BPK0 | SHAFT SEAL STATIONARY WASHING STRAINER NO.1 | ACTIVE | SNR-H03MES10AT001 | APAO | AO1 | WSCH | O-BPKT00-67YI | O-BPKT00-67YI-BM | 1 | YEARS | JP-00580-H03MES10AT001-ME-U |  | 2024-08-27 | SNR0-2M0 | หบศ-ฟ. | PTW งานทั่วไป | 1 | 7 | 08:00:00 | Group-23-H03MES-ME-U | 0 | 1 | 1 | H03MES | Water Supply to Tur. Shaft Sealing Box | U | ME | H03MES10 | AT | Water Supply for Sealing Box | Stationary Washing Strainer (813A) (SNR-H03MES21AT001) | 23 | 2024-08-27 | 16:00:00
PO-00590-H03MES10AT002-ME-U | BPK0 | SHAFT SEAL STATIONARY WASHING STRAINER NO.2 | ACTIVE | SNR-H03MES10AT002 | APAO | AO1 | WSCH | O-BPKT00-67YI | O-BPKT00-67YI-BM | 1 | YEARS | JP-00590-H03MES10AT002-ME-U |  | 2024-08-27 | SNR0-2M0 | หบศ-ฟ. | PTW งานทั่วไป | 1 | 7 | 08:00:00 | Group-23-H03MES-ME-U | 0 | 2 | 1 | H03MES | Water Supply to Tur. Shaft Sealing Box | U | ME | H03MES10 | AT | Water Supply for Sealing Box | Stationary Washing Strainer (813B) (SNR-H03MES22AT001) | 23 | 2024-08-27 | 16:00:00
PO-00600-H03MES10AT003-ME-U | BPK0 | SHAFT SEAL AUTO SAND SEPERATOR NO.1 | ACTIVE | SNR-H03MES10AT003 | APAO | AO1 | WSCH | O-BPKT00-67YI | O-BPKT00-67YI-BM | 1 | YEARS | JP-00600-H03MES10AT003-ME-U |  | 2024-08-27 | SNR0-2M0 | หบศ-ฟ. | PTW งานทั่วไป | 1 | 7 | 08:00:00 | Group-23-H03MES-ME-U | 0 | 3 | 1 | H03MES | Water Supply to Tur. Shaft Sealing Box | U | ME | H03MES10 | AT | Water Supply for Sealing Box | Auto Sand Separator(840) (SNR-H03MES11AT001) | 23 | 2024-08-27 | 16:00:00
PO-00610-H03MES10AT004-ME-U | BPK0 | SHAFT SEAL AUTO SAND SEPERATOR NO.2 | ACTIVE | SNR-H03MES10AT004 | APAO | AO1 | WSCH | O-BPKT00-67YI | O-BPKT00-67YI-BM | 1 | YEARS | JP-00610-H03MES10AT004-ME-U |  | 2024-08-27 | SNR0-2M0 | หบศ-ฟ. | PTW งานทั่วไป | 1 | 7 | 08:00:00 | Group-23-H03MES-ME-U | 0 | 4 | 1 | H03MES | Water Supply to Tur. Shaft Sealing Box | U | ME | H03MES10 | AT | Water Supply for Sealing Box | Auto Sand Separator 2 (SNR-H03MES12AT001) | 23 | 2024-08-27 | 16:00:00
PO-00620-H03MES10BR001-ME-U | BPK0 | PIPE LINE | ACTIVE | SNR-H03MES10BR001 | APAO | AO1 | WSCH | O-BPKT00-67YI | O-BPKT00-67YI-BM | 1 | YEARS | JP-00620-H03MES10BR001-ME-U |  | 2024-08-27 | SNR0-2M0 | หบศ-ฟ. | PTW งานทั่วไป | 1 | 7 | 08:00:00 | Group-23-H03MES-ME-U | 0 | 5 | 1 | H03MES | Water Supply to Tur. Shaft Sealing Box | U | ME | H03MES10 | BR | Water Supply for Sealing Box | Pipe Line | 23 | 2024-08-27 | 16:00:00
Group-24-H03MES-ME-U | BPK0 | Water Supply to Tur. Shaft Sealing Box,SNR0-2E0,PTW งานทั่วไป | ACTIVE | BPK-T00 | APAO | AO1 | WSCH | O-BPKT00-67YI | O-BPKT00-67YI-BM | 1 | YEARS |  |  | 2024-09-03 | SNR0-2E0 | หฟศ-ฟ. | PTW งานทั่วไป | 0 | 7 | 08:00:00 |  | 0 | 24 | 0 | H03MES | Water Supply to Tur. Shaft Sealing Box | U | ME |  |  |  |  | 24 | 2024-09-09 | 16:00:00
PO-00730-H03MES10CP002-ME-U | BPK0 | SHAFT SEAL WATER PRESSURE MES10CP301-S01 | ACTIVE | SNR-H03MES10CP002 | APAO | AO1 | WSCH | O-BPKT00-67YI | O-BPKT00-67YI-BM | 1 | YEARS | JP-00730-H03MES10CP002-ME-U |  | 2024-09-03 | SNR0-2E0 | หฟศ-ฟ. | PTW งานทั่วไป | 1 | 7 | 08:00:00 | Group-24-H03MES-ME-U | 0 | 1 | 0 | H03MES | Water Supply to Tur. Shaft Sealing Box | U | ME | H03MES10 | CP | Water Supply for Sealing Box | Shaft Seal Water Pressure (SNR-H03MES10CP301) | 24 | 2024-09-09 | 16:00:00
PO-00730-H03MES10CP004-ME-U | BPK0 | SS.WATER CENTRIFUGAL SEPERATOR1 CLOGGED MES12AT001-S01 | ACTIVE | SNR-H03MES10CP004 | APAO | AO1 | WSCH | O-BPKT00-67YI | O-BPKT00-67YI-BM | 1 | YEARS | JP-00730-H03MES10CP004-ME-U |  | 2024-09-03 | SNR0-2E0 | หฟศ-ฟ. | PTW งานทั่วไป | 1 | 7 | 08:00:00 | Group-24-H03MES-ME-U | 0 | 2 | 0 | H03MES | Water Supply to Tur. Shaft Sealing Box | U | ME | H03MES10 | CP | Water Supply for Sealing Box | SS. Water Centrifugal Seperator-1 Clogged Diff. Press. Sw. (SNR-H03MES12AT001-S01) | 24 | 2024-09-09 | 16:00:00
PO-00730-H03MES10CP005-ME-U | BPK0 | SS.WATER CENTRIFUGAL SEPERATOR2 CLOGGED MES11AT001-S01 | ACTIVE | SNR-H03MES10CP005 | APAO | AO1 | WSCH | O-BPKT00-67YI | O-BPKT00-67YI-BM | 1 | YEARS | JP-00730-H03MES10CP005-ME-U |  | 2024-09-03 | SNR0-2E0 | หฟศ-ฟ. | PTW งานทั่วไป | 1 | 7 | 08:00:00 | Group-24-H03MES-ME-U | 0 | 3 | 0 | H03MES | Water Supply to Tur. Shaft Sealing Box | U | ME | H03MES10 | CP | Water Supply for Sealing Box | SS. Water Centrifugal Seperator-2 Clogged Diff. Press. Sw. (SNR-H03MES11AT001-S01) | 24 | 2024-09-09 | 16:00:00
PO-00740-H03MES10CP003-ME-U | BPK0 | INSTRUMENT (SHAFT SEAL CW. PRESSURE MES10CP502) | ACTIVE | SNR-H03MES10CP003 | APAO | AO1 | WSCH | O-BPKT00-67YI | O-BPKT00-67YI-BM | 1 | YEARS | JP-00740-H03MES10CP003-ME-U |  | 2024-09-03 | SNR0-2E0 | หฟศ-ฟ. | PTW งานทั่วไป | 1 | 7 | 08:00:00 | Group-24-H03MES-ME-U | 0 | 4 | 0 | H03MES | Water Supply to Tur. Shaft Sealing Box | U | ME | H03MES10 | CP | Water Supply for Sealing Box | Shaft Seal CW. Pressure Gauge (SNR-H03MES10CP502) | 24 | 2024-09-09 | 16:00:00
PO-00750-H03MES10CP001-ME-U | BPK0 | INSTRUMENT (SHAFT SEAL WATER FLOW MES10CF311) | ACTIVE | SNR-H03MES10CP001 | APAO | AO1 | WSCH | O-BPKT00-67YI | O-BPKT00-67YI-BM | 1 | YEARS | JP-00750-H03MES10CP001-ME-U |  | 2024-09-03 | SNR0-2E0 | หฟศ-ฟ. | PTW งานทั่วไป | 1 | 7 | 08:00:00 | Group-24-H03MES-ME-U | 0 | 5 | 0 | H03MES | Water Supply to Tur. Shaft Sealing Box | U | ME | H03MES10 | CP | Water Supply for Sealing Box | Shaft Seal Water Flow (SNR-H03MES10CF311) | 24 | 2024-09-09 | 16:00:00
Group-25-H03MED-ME-U | BPK0 | Turbine Stationary Part,SNR0-2M0,PTW งานทั่วไป | ACTIVE | BPK-T00 | APAO | AO1 | WSCH | O-BPKT00-67YI | O-BPKT00-67YI-BM | 1 | YEARS |  |  | 2024-09-04 | SNR0-2M0 | หบศ-ฟ. | PTW งานทั่วไป | 0 | 7 | 08:00:00 |  | 0 | 25 | 1 | H03MED | Turbine Stationary Part | U | ME |  |  |  |  | 25 | 2024-09-07 | 16:00:00
PO-00520-H03MED20HD101-ME-U | BPK0 | TURBINE GUIDE BEARING (หบศ-ฟ.) | ACTIVE | SNR-H03MED20HD101 | APAO | AO1 | WSCH | O-BPKT00-67YI | O-BPKT00-67YI-BM | 1 | YEARS | JP-00520-H03MED20HD101-ME-U |  | 2024-09-07 | SNR0-2M0 | หบศ-ฟ. | PTW งานทั่วไป | 1 | 7 | 08:00:00 | Group-25-H03MED-ME-U | 0 | 1 | 1 | H03MED | Turbine Stationary Part | U | ME | H03MED20 | HD | Bearing | Turbine Guide Bearing No.1 | 25 | 2024-09-07 | 16:00:00
PO-00520-H03MED20HD102-ME-U | BPK0 | TURBINE GUIDE BEARING (หบศ-ฟ.) | ACTIVE | SNR-H03MED20HD102 | APAO | AO1 | WSCH | O-BPKT00-67YI | O-BPKT00-67YI-BM | 1 | YEARS | JP-00520-H03MED20HD102-ME-U |  | 2024-09-07 | SNR0-2M0 | หบศ-ฟ. | PTW งานทั่วไป | 1 | 7 | 08:00:00 | Group-25-H03MED-ME-U | 0 | 2 | 1 | H03MED | Turbine Stationary Part | U | ME | H03MED20 | HD | Bearing | Turbine Guide Bearing No.2 | 25 | 2024-09-07 | 16:00:00
PO-00520-H03MED20HD103-ME-U | BPK0 | TURBINE GUIDE BEARING (หบศ-ฟ.) | ACTIVE | SNR-H03MED20HD103 | APAO | AO1 | WSCH | O-BPKT00-67YI | O-BPKT00-67YI-BM | 1 | YEARS | JP-00520-H03MED20HD103-ME-U |  | 2024-09-07 | SNR0-2M0 | หบศ-ฟ. | PTW งานทั่วไป | 1 | 7 | 08:00:00 | Group-25-H03MED-ME-U | 0 | 3 | 1 | H03MED | Turbine Stationary Part | U | ME | H03MED20 | HD | Bearing | Turbine Guide Bearing No.3 | 25 | 2024-09-07 | 16:00:00
PO-00520-H03MED20HD104-ME-U | BPK0 | TURBINE GUIDE BEARING (หบศ-ฟ.) | ACTIVE | SNR-H03MED20HD104 | APAO | AO1 | WSCH | O-BPKT00-67YI | O-BPKT00-67YI-BM | 1 | YEARS | JP-00520-H03MED20HD104-ME-U |  | 2024-09-07 | SNR0-2M0 | หบศ-ฟ. | PTW งานทั่วไป | 1 | 7 | 08:00:00 | Group-25-H03MED-ME-U | 0 | 4 | 1 | H03MED | Turbine Stationary Part | U | ME | H03MED20 | HD | Bearing | Turbine Guide Bearing No.4 | 25 | 2024-09-07 | 16:00:00
PO-00520-H03MED20HD105-ME-U | BPK0 | TURBINE GUIDE BEARING (หบศ-ฟ.) | ACTIVE | SNR-H03MED20HD105 | APAO | AO1 | WSCH | O-BPKT00-67YI | O-BPKT00-67YI-BM | 1 | YEARS | JP-00520-H03MED20HD105-ME-U |  | 2024-09-07 | SNR0-2M0 | หบศ-ฟ. | PTW งานทั่วไป | 1 | 7 | 08:00:00 | Group-25-H03MED-ME-U | 0 | 5 | 1 | H03MED | Turbine Stationary Part | U | ME | H03MED20 | HD | Bearing | Turbine Guide Bearing No.5 | 25 | 2024-09-07 | 16:00:00
PO-00520-H03MED20HD106-ME-U | BPK0 | TURBINE GUIDE BEARING (หบศ-ฟ.) | ACTIVE | SNR-H03MED20HD106 | APAO | AO1 | WSCH | O-BPKT00-67YI | O-BPKT00-67YI-BM | 1 | YEARS | JP-00520-H03MED20HD106-ME-U |  | 2024-09-07 | SNR0-2M0 | หบศ-ฟ. | PTW งานทั่วไป | 1 | 7 | 08:00:00 | Group-25-H03MED-ME-U | 0 | 6 | 1 | H03MED | Turbine Stationary Part | U | ME | H03MED20 | HD | Bearing | Turbine Guide Bearing No.6 | 25 | 2024-09-07 | 16:00:00
PO-00520-H03MED20HD107-ME-U | BPK0 | TURBINE GUIDE BEARING (หบศ-ฟ.) | ACTIVE | SNR-H03MED20HD107 | APAO | AO1 | WSCH | O-BPKT00-67YI | O-BPKT00-67YI-BM | 1 | YEARS | JP-00520-H03MED20HD107-ME-U |  | 2024-09-07 | SNR0-2M0 | หบศ-ฟ. | PTW งานทั่วไป | 1 | 7 | 08:00:00 | Group-25-H03MED-ME-U | 0 | 7 | 1 | H03MED | Turbine Stationary Part | U | ME | H03MED20 | HD | Bearing | Turbine Guide Bearing No.7 | 25 | 2024-09-07 | 16:00:00
PO-00520-H03MED20HD108-ME-U | BPK0 | TURBINE GUIDE BEARING (หบศ-ฟ.) | ACTIVE | SNR-H03MED20HD108 | APAO | AO1 | WSCH | O-BPKT00-67YI | O-BPKT00-67YI-BM | 1 | YEARS | JP-00520-H03MED20HD108-ME-U |  | 2024-09-07 | SNR0-2M0 | หบศ-ฟ. | PTW งานทั่วไป | 1 | 7 | 08:00:00 | Group-25-H03MED-ME-U | 0 | 8 | 1 | H03MED | Turbine Stationary Part | U | ME | H03MED20 | HD | Bearing | Turbine Guide Bearing No.8 | 25 | 2024-09-07 | 16:00:00
PO-00520-H03MED20HD109-ME-U | BPK0 | TURBINE GUIDE BEARING (หบศ-ฟ.) | ACTIVE | SNR-H03MED20HD109 | APAO | AO1 | WSCH | O-BPKT00-67YI | O-BPKT00-67YI-BM | 1 | YEARS | JP-00520-H03MED20HD109-ME-U |  | 2024-09-07 | SNR0-2M0 | หบศ-ฟ. | PTW งานทั่วไป | 1 | 7 | 08:00:00 | Group-25-H03MED-ME-U | 0 | 9 | 1 | H03MED | Turbine Stationary Part | U | ME | H03MED20 | HD | Bearing | Turbine Guide Bearing No.9 | 25 | 2024-09-07 | 16:00:00
PO-00520-H03MED20HD110-ME-U | BPK0 | TURBINE GUIDE BEARING (หบศ-ฟ.) | ACTIVE | SNR-H03MED20HD110 | APAO | AO1 | WSCH | O-BPKT00-67YI | O-BPKT00-67YI-BM | 1 | YEARS | JP-00520-H03MED20HD110-ME-U |  | 2024-09-07 | SNR0-2M0 | หบศ-ฟ. | PTW งานทั่วไป | 1 | 7 | 08:00:00 | Group-25-H03MED-ME-U | 0 | 10 | 1 | H03MED | Turbine Stationary Part | U | ME | H03MED20 | HD | Bearing | Turbine Guide Bearing No.10 | 25 | 2024-09-07 | 16:00:00
PO-00520-H03MED20HD111-ME-U | BPK0 | TURBINE GUIDE BEARING (หบศ-ฟ.) | ACTIVE | SNR-H03MED20HD111 | APAO | AO1 | WSCH | O-BPKT00-67YI | O-BPKT00-67YI-BM | 1 | YEARS | JP-00520-H03MED20HD111-ME-U |  | 2024-09-07 | SNR0-2M0 | หบศ-ฟ. | PTW งานทั่วไป | 1 | 7 | 08:00:00 | Group-25-H03MED-ME-U | 0 | 11 | 1 | H03MED | Turbine Stationary Part | U | ME | H03MED20 | HD | Bearing | Turbine Guide Bearing No.11 | 25 | 2024-09-07 | 16:00:00
PO-00520-H03MED20HD112-ME-U | BPK0 | TURBINE GUIDE BEARING (หบศ-ฟ.) | ACTIVE | SNR-H03MED20HD112 | APAO | AO1 | WSCH | O-BPKT00-67YI | O-BPKT00-67YI-BM | 1 | YEARS | JP-00520-H03MED20HD112-ME-U |  | 2024-09-07 | SNR0-2M0 | หบศ-ฟ. | PTW งานทั่วไป | 1 | 7 | 08:00:00 | Group-25-H03MED-ME-U | 0 | 12 | 1 | H03MED | Turbine Stationary Part | U | ME | H03MED20 | HD | Bearing | Turbine Guide Bearing No.12 | 25 | 2024-09-07 | 16:00:00
PO-00530-H03MED10BB001-ME-U | BPK0 | TURBINE OIL PAN | ACTIVE | SNR-H03MED10BB001 | APAO | AO1 | WSCH | O-BPKT00-67YI | O-BPKT00-67YI-BM | 1 | YEARS | JP-00530-H03MED10BB001-ME-U |  | 2024-09-04 | SNR0-2M0 | หบศ-ฟ. | PTW งานทั่วไป | 1 | 7 | 08:00:00 | Group-25-H03MED-ME-U | 0 | 13 | 1 | H03MED | Turbine Stationary Part | U | ME | H03MED10 | BB | Turbine Guide Bearing Oil Pan | Turbine Oil Pan | 25 | 2024-09-07 | 16:00:00
Group-26-H03MED-ME-U | BPK0 | Turbine Stationary Part,SNR0-2E0,PTW งานทั่วไป | ACTIVE | BPK-T00 | APAO | AO1 | WSCH | O-BPKT00-67YI | O-BPKT00-67YI-BM | 1 | YEARS |  |  | 2024-09-03 | SNR0-2E0 | หฟศ-ฟ. | PTW งานทั่วไป | 0 | 7 | 08:00:00 |  | 0 | 26 | 0 | H03MED | Turbine Stationary Part | U | ME |  |  |  |  | 26 | 2024-09-09 | 16:00:00
PO-00690-H03MED10CT004-ME-U | BPK0 | INSTRUMENT (SUMP OIL TURBINE BEARING DIAL TEMP. MED20CT501) | ACTIVE | SNR-H03MED10CT004 | APAO | AO1 | WSCH | O-BPKT00-67YI | O-BPKT00-67YI-BM | 1 | YEARS | JP-00690-H03MED10CT004-ME-U |  | 2024-09-03 | SNR0-2E0 | หฟศ-ฟ. | PTW งานทั่วไป | 1 | 7 | 08:00:00 | Group-26-H03MED-ME-U | 0 | 1 | 0 | H03MED | Turbine Stationary Part | U | ME | H03MED10 | CT | Turbine Guide Bearing Oil Pan | Dial Temp. Gauge of Sump Oil Turbine Bearing (SNR-H03MED20CT501) | 26 | 2024-09-09 | 16:00:00
PO-00700-H03MED10CT001-ME-U | BPK0 | TGB METAL TEMP.1 MED20CT001 | ACTIVE | SNR-H03MED10CT001 | APAO | AO1 | WSCH | O-BPKT00-67YI | O-BPKT00-67YI-BM | 1 | YEARS | JP-00700-H03MED10CT001-ME-U |  | 2024-09-03 | SNR0-2E0 | หฟศ-ฟ. | PTW งานทั่วไป | 1 | 7 | 08:00:00 | Group-26-H03MED-ME-U | 0 | 2 | 0 | H03MED | Turbine Stationary Part | U | ME | H03MED10 | CT | Turbine Guide Bearing Oil Pan | TGB Metal Temp 1 (SNR-H03MED20CT001) | 26 | 2024-09-09 | 16:00:00
PO-00700-H03MED10CT002-ME-U | BPK0 | TGB METAL TEMP.2 MED20CT002 | ACTIVE | SNR-H03MED10CT002 | APAO | AO1 | WSCH | O-BPKT00-67YI | O-BPKT00-67YI-BM | 1 | YEARS | JP-00700-H03MED10CT002-ME-U |  | 2024-09-03 | SNR0-2E0 | หฟศ-ฟ. | PTW งานทั่วไป | 1 | 7 | 08:00:00 | Group-26-H03MED-ME-U | 0 | 3 | 0 | H03MED | Turbine Stationary Part | U | ME | H03MED10 | CT | Turbine Guide Bearing Oil Pan | TGB Metal Temp 2 (SNR-H03MED20CT002) | 26 | 2024-09-09 | 16:00:00
PO-00710-H03MED10CL002-S01-ME-U | BPK0 | TGB OIL LEVEL TOO HIGH MED20CL301-S01 (Switch) | ACTIVE | SNR-H03MED10CL002-S01 | APAO | AO1 | WSCH | O-BPKT00-67YI | O-BPKT00-67YI-BM | 1 | YEARS | JP-00710-H03MED10CL002-S01-ME-U |  | 2024-09-03 | SNR0-2E0 | หฟศ-ฟ. | PTW งานทั่วไป | 1 | 7 | 08:00:00 | Group-26-H03MED-ME-U | 0 | 4 | 0 | H03MED | Turbine Stationary Part | U | ME | H03MED10 | CL | Turbine Guide Bearing Oil Pan | TGB Oil Level too High (SNR-H03MED20CL301-S01) | 26 | 2024-09-09 | 16:00:00 | PMNUM มีความยาวมากกว่า 30 ตัวอักษร
PO-00710-H03MED10CL002-S02-ME-U | BPK0 | TGB OIL LEVEL HIGH MED20CL302-S01 (Switch) | ACTIVE | SNR-H03MED10CL002-S02 | APAO | AO1 | WSCH | O-BPKT00-67YI | O-BPKT00-67YI-BM | 1 | YEARS | JP-00710-H03MED10CL002-S02-ME-U |  | 2024-09-03 | SNR0-2E0 | หฟศ-ฟ. | PTW งานทั่วไป | 1 | 7 | 08:00:00 | Group-26-H03MED-ME-U | 0 | 5 | 0 | H03MED | Turbine Stationary Part | U | ME | H03MED10 | CL | Turbine Guide Bearing Oil Pan | TGB Oil Level High (SNR-H03MED20CL302-S01) | 26 | 2024-09-09 | 16:00:00 | PMNUM มีความยาวมากกว่า 30 ตัวอักษร
PO-00710-H03MED10CL002-S03-ME-U | BPK0 | TGB OIL LEVEL LOW MED20CL303-S01 (Switch) | ACTIVE | SNR-H03MED10CL002-S03 | APAO | AO1 | WSCH | O-BPKT00-67YI | O-BPKT00-67YI-BM | 1 | YEARS | JP-00710-H03MED10CL002-S03-ME-U |  | 2024-09-03 | SNR0-2E0 | หฟศ-ฟ. | PTW งานทั่วไป | 1 | 7 | 08:00:00 | Group-26-H03MED-ME-U | 0 | 6 | 0 | H03MED | Turbine Stationary Part | U | ME | H03MED10 | CL | Turbine Guide Bearing Oil Pan | TGB Oil Level Low (SNR-H03MED20CL303-S01) | 26 | 2024-09-09 | 16:00:00 | PMNUM มีความยาวมากกว่า 30 ตัวอักษร
PO-00710-H03MED10CL002-S04-ME-U | BPK0 | TGB OIL LEVEL TOO LOW MED20CL304-S01 (Switch) | ACTIVE | SNR-H03MED10CL002-S04 | APAO | AO1 | WSCH | O-BPKT00-67YI | O-BPKT00-67YI-BM | 1 | YEARS | JP-00710-H03MED10CL002-S04-ME-U |  | 2024-09-03 | SNR0-2E0 | หฟศ-ฟ. | PTW งานทั่วไป | 1 | 7 | 08:00:00 | Group-26-H03MED-ME-U | 0 | 7 | 0 | H03MED | Turbine Stationary Part | U | ME | H03MED10 | CL | Turbine Guide Bearing Oil Pan | TGB Oil Level too Low (SNR-H03MED20CL304-S01) | 26 | 2024-09-09 | 16:00:00 | PMNUM มีความยาวมากกว่า 30 ตัวอักษร
PO-00720-H03MED10CM001-ME-U | BPK0 | INSTRUMENT (TGB WATER DETECTOR TGB LUB OIL MED20CL311) | ACTIVE | SNR-H03MED10CM001 | APAO | AO1 | WSCH | O-BPKT00-67YI | O-BPKT00-67YI-BM | 1 | YEARS | JP-00720-H03MED10CM001-ME-U |  | 2024-09-03 | SNR0-2E0 | หฟศ-ฟ. | PTW งานทั่วไป | 1 | 7 | 08:00:00 | Group-26-H03MED-ME-U | 0 | 8 | 0 | H03MED | Turbine Stationary Part | U | ME | H03MED10 | CM | Turbine Guide Bearing Oil Pan | TGB Water Detector - TGB Lub. Oil (SNR-H03MED20CL311) | 26 | 2024-09-09 | 16:00:00
Group-27-H03MEB-ME-U | BPK0 | Inlet Valve,SNR0-2M0,PTW งานทั่วไป | ACTIVE | BPK-T00 | APAO | AO1 | WSCH | O-BPKT00-67YI | O-BPKT00-67YI-BM | 1 | YEARS |  |  | 2024-09-04 | SNR0-2M0 | หบศ-ฟ. | PTW งานทั่วไป | 0 | 7 | 08:00:00 |  | 0 | 27 | 1 | H03MEB | Inlet Valve | U | ME |  |  |  |  | 27 | 2024-09-07 | 16:00:00
PO-01000-H03MEB20AA002MU01-ME-U | BPK0 | INLET VALVE SERVOMOTOR & HYDRAULIC EQUIPMENT | ACTIVE | SNR-H03MEB20AA002MU01 | APAO | AO1 | WSCH | O-BPKT00-67YI | O-BPKT00-67YI-BM | 1 | YEARS | JP-01000-H03MEB20AA002MU01-ME-U |  | 2024-09-04 | SNR0-2M0 | หบศ-ฟ. | PTW งานทั่วไป | 1 | 7 | 08:00:00 | Group-27-H03MEB-ME-U | 0 | 1 | 1 | H03MEB | Inlet Valve | U | ME | H03MEB20 | AA | By - Pass Valve Set | Servomotor | 27 | 2024-09-07 | 16:00:00 | PMNUM มีความยาวมากกว่า 30 ตัวอักษร
PO-01010-H03MEB20AA002KA01-ME-U | BPK0 | BY PASS VALVE | ACTIVE | SNR-H03MEB20AA002KA01 | APAO | AO1 | WSCH | O-BPKT00-67YI | O-BPKT00-67YI-BM | 1 | YEARS | JP-01010-H03MEB20AA002KA01-ME-U |  | 2024-09-05 | SNR0-2M0 | หบศ-ฟ. | PTW งานทั่วไป | 1 | 7 | 08:00:00 | Group-27-H03MEB-ME-U | 0 | 2 | 1 | H03MEB | Inlet Valve | U | ME | H03MEB20 | AA | By - Pass Valve Set | Valve | 27 | 2024-09-05 | 16:00:00 | PMNUM มีความยาวมากกว่า 30 ตัวอักษร
Group-28-H03MEA-ME-U | BPK0 | Hydraulic Turbine,SNR0-2S0,PTW งานทั่วไป | ACTIVE | BPK-T00 | APAO | AO1 | WSCH | O-BPKT00-67YI | O-BPKT00-67YI-BM | 1 | YEARS |  |  | 2024-09-04 | SNR0-2S0 | หงศ-ฟ. | PTW งานทั่วไป | 0 | 7 | 08:00:00 |  | 0 | 28 | 0 | H03MEA | Hydraulic Turbine | U | ME |  |  |  |  | 28 | 2024-09-04 | 16:00:00
PO-00410-H03MEA20-ME-U | BPK0 | PIN NO.1-24 (หงศ-ฟ.) | ACTIVE | SNR-H03MEA20 | APAO | AO1 | WSCH | O-BPKT00-67YI | O-BPKT00-67YI-BM | 1 | YEARS | JP-00410-H03MEA20-ME-U |  | 2024-09-04 | SNR0-2S0 | หงศ-ฟ. | PTW งานทั่วไป | 1 | 7 | 08:00:00 | Group-28-H03MEA-ME-U | 0 | 1 | 0 | H03MEA | Hydraulic Turbine | U | ME | H03MEA20 |  | Guide Vane Mechanism & Servomotor | Guide Vane Mechanism & Servomotor | 28 | 2024-09-04 | 16:00:00
PO-00430-H03MEA20-ME-U | BPK0 | ECCENTRIC PIN NO.1-24 (หงศ-ฟ.) | ACTIVE | SNR-H03MEA20 | APAO | AO1 | WSCH | O-BPKT00-67YI | O-BPKT00-67YI-BM | 1 | YEARS | JP-00430-H03MEA20-ME-U |  | 2024-09-04 | SNR0-2S0 | หงศ-ฟ. | PTW งานทั่วไป | 1 | 7 | 08:00:00 | Group-28-H03MEA-ME-U | 0 | 2 | 0 | H03MEA | Hydraulic Turbine | U | ME | H03MEA20 |  | Guide Vane Mechanism & Servomotor | Guide Vane Mechanism & Servomotor | 28 | 2024-09-04 | 16:00:00
Group-29-H03MEA-ME-U | BPK0 | Hydraulic Turbine,SNR0-2M0,PTW งานทั่วไป | ACTIVE | BPK-T00 | APAO | AO1 | WSCH | O-BPKT00-67YI | O-BPKT00-67YI-BM | 1 | YEARS |  |  | 2024-09-04 | SNR0-2M0 | หบศ-ฟ. | PTW งานทั่วไป | 0 | 7 | 08:00:00 |  | 0 | 29 | 1 | H03MEA | Hydraulic Turbine | U | ME |  |  |  |  | 29 | 2024-09-05 | 16:00:00
PO-00400-H03MEA20HA101KE02-ME-U | BPK0 | PIN NO.1-24 (หบศ-ฟ.) | ACTIVE | SNR-H03MEA20HA101KE02 | APAO | AO1 | WSCH | O-BPKT00-67YI | O-BPKT00-67YI-BM | 1 | YEARS | JP-00400-H03MEA20HA101KE02-ME-U |  | 2024-09-04 | SNR0-2M0 | หบศ-ฟ. | PTW งานทั่วไป | 1 | 7 | 08:00:00 | Group-29-H03MEA-ME-U | 0 | 1 | 1 | H03MEA | Hydraulic Turbine | U | ME | H03MEA20 | HA | Guide Vane Mechanism & Servomotor | Pin No.01 | 29 | 2024-09-04 | 16:00:00 | PMNUM มีความยาวมากกว่า 30 ตัวอักษร
PO-00400-H03MEA20HA102KE02-ME-U | BPK0 | PIN NO.1-24 (หบศ-ฟ.) | ACTIVE | SNR-H03MEA20HA102KE02 | APAO | AO1 | WSCH | O-BPKT00-67YI | O-BPKT00-67YI-BM | 1 | YEARS | JP-00400-H03MEA20HA102KE02-ME-U |  | 2024-09-04 | SNR0-2M0 | หบศ-ฟ. | PTW งานทั่วไป | 1 | 7 | 08:00:00 | Group-29-H03MEA-ME-U | 0 | 2 | 1 | H03MEA | Hydraulic Turbine | U | ME | H03MEA20 | HA | Guide Vane Mechanism & Servomotor | Pin No.02 | 29 | 2024-09-04 | 16:00:00 | PMNUM มีความยาวมากกว่า 30 ตัวอักษร
PO-00400-H03MEA20HA103KE02-ME-U | BPK0 | PIN NO.1-24 (หบศ-ฟ.) | ACTIVE | SNR-H03MEA20HA103KE02 | APAO | AO1 | WSCH | O-BPKT00-67YI | O-BPKT00-67YI-BM | 1 | YEARS | JP-00400-H03MEA20HA103KE02-ME-U |  | 2024-09-04 | SNR0-2M0 | หบศ-ฟ. | PTW งานทั่วไป | 1 | 7 | 08:00:00 | Group-29-H03MEA-ME-U | 0 | 3 | 1 | H03MEA | Hydraulic Turbine | U | ME | H03MEA20 | HA | Guide Vane Mechanism & Servomotor | Pin No.03 | 29 | 2024-09-04 | 16:00:00 | PMNUM มีความยาวมากกว่า 30 ตัวอักษร
PO-00400-H03MEA20HA104KE02-ME-U | BPK0 | PIN NO.1-24 (หบศ-ฟ.) | ACTIVE | SNR-H03MEA20HA104KE02 | APAO | AO1 | WSCH | O-BPKT00-67YI | O-BPKT00-67YI-BM | 1 | YEARS | JP-00400-H03MEA20HA104KE02-ME-U |  | 2024-09-04 | SNR0-2M0 | หบศ-ฟ. | PTW งานทั่วไป | 1 | 7 | 08:00:00 | Group-29-H03MEA-ME-U | 0 | 4 | 1 | H03MEA | Hydraulic Turbine | U | ME | H03MEA20 | HA | Guide Vane Mechanism & Servomotor | Pin No.04 | 29 | 2024-09-04 | 16:00:00 | PMNUM มีความยาวมากกว่า 30 ตัวอักษร
PO-00400-H03MEA20HA105KE02-ME-U | BPK0 | PIN NO.1-24 (หบศ-ฟ.) | ACTIVE | SNR-H03MEA20HA105KE02 | APAO | AO1 | WSCH | O-BPKT00-67YI | O-BPKT00-67YI-BM | 1 | YEARS | JP-00400-H03MEA20HA105KE02-ME-U |  | 2024-09-04 | SNR0-2M0 | หบศ-ฟ. | PTW งานทั่วไป | 1 | 7 | 08:00:00 | Group-29-H03MEA-ME-U | 0 | 5 | 1 | H03MEA | Hydraulic Turbine | U | ME | H03MEA20 | HA | Guide Vane Mechanism & Servomotor | Pin No.05 | 29 | 2024-09-04 | 16:00:00 | PMNUM มีความยาวมากกว่า 30 ตัวอักษร
PO-00400-H03MEA20HA106KE02-ME-U | BPK0 | PIN NO.1-24 (หบศ-ฟ.) | ACTIVE | SNR-H03MEA20HA106KE02 | APAO | AO1 | WSCH | O-BPKT00-67YI | O-BPKT00-67YI-BM | 1 | YEARS | JP-00400-H03MEA20HA106KE02-ME-U |  | 2024-09-04 | SNR0-2M0 | หบศ-ฟ. | PTW งานทั่วไป | 1 | 7 | 08:00:00 | Group-29-H03MEA-ME-U | 0 | 6 | 1 | H03MEA | Hydraulic Turbine | U | ME | H03MEA20 | HA | Guide Vane Mechanism & Servomotor | Pin No.06 | 29 | 2024-09-04 | 16:00:00 | PMNUM มีความยาวมากกว่า 30 ตัวอักษร
PO-00400-H03MEA20HA107KE02-ME-U | BPK0 | PIN NO.1-24 (หบศ-ฟ.) | ACTIVE | SNR-H03MEA20HA107KE02 | APAO | AO1 | WSCH | O-BPKT00-67YI | O-BPKT00-67YI-BM | 1 | YEARS | JP-00400-H03MEA20HA107KE02-ME-U |  | 2024-09-04 | SNR0-2M0 | หบศ-ฟ. | PTW งานทั่วไป | 1 | 7 | 08:00:00 | Group-29-H03MEA-ME-U | 0 | 7 | 1 | H03MEA | Hydraulic Turbine | U | ME | H03MEA20 | HA | Guide Vane Mechanism & Servomotor | Pin No.07 | 29 | 2024-09-04 | 16:00:00 | PMNUM มีความยาวมากกว่า 30 ตัวอักษร
PO-00400-H03MEA20HA108KE02-ME-U | BPK0 | PIN NO.1-24 (หบศ-ฟ.) | ACTIVE | SNR-H03MEA20HA108KE02 | APAO | AO1 | WSCH | O-BPKT00-67YI | O-BPKT00-67YI-BM | 1 | YEARS | JP-00400-H03MEA20HA108KE02-ME-U |  | 2024-09-04 | SNR0-2M0 | หบศ-ฟ. | PTW งานทั่วไป | 1 | 7 | 08:00:00 | Group-29-H03MEA-ME-U | 0 | 8 | 1 | H03MEA | Hydraulic Turbine | U | ME | H03MEA20 | HA | Guide Vane Mechanism & Servomotor | Pin No.08 | 29 | 2024-09-04 | 16:00:00 | PMNUM มีความยาวมากกว่า 30 ตัวอักษร
PO-00400-H03MEA20HA109KE02-ME-U | BPK0 | PIN NO.1-24 (หบศ-ฟ.) | ACTIVE | SNR-H03MEA20HA109KE02 | APAO | AO1 | WSCH | O-BPKT00-67YI | O-BPKT00-67YI-BM | 1 | YEARS | JP-00400-H03MEA20HA109KE02-ME-U |  | 2024-09-04 | SNR0-2M0 | หบศ-ฟ. | PTW งานทั่วไป | 1 | 7 | 08:00:00 | Group-29-H03MEA-ME-U | 0 | 9 | 1 | H03MEA | Hydraulic Turbine | U | ME | H03MEA20 | HA | Guide Vane Mechanism & Servomotor | Pin No.09 | 29 | 2024-09-04 | 16:00:00 | PMNUM มีความยาวมากกว่า 30 ตัวอักษร
PO-00400-H03MEA20HA110KE02-ME-U | BPK0 | PIN NO.1-24 (หบศ-ฟ.) | ACTIVE | SNR-H03MEA20HA110KE02 | APAO | AO1 | WSCH | O-BPKT00-67YI | O-BPKT00-67YI-BM | 1 | YEARS | JP-00400-H03MEA20HA110KE02-ME-U |  | 2024-09-04 | SNR0-2M0 | หบศ-ฟ. | PTW งานทั่วไป | 1 | 7 | 08:00:00 | Group-29-H03MEA-ME-U | 0 | 10 | 1 | H03MEA | Hydraulic Turbine | U | ME | H03MEA20 | HA | Guide Vane Mechanism & Servomotor | Pin No.10 | 29 | 2024-09-04 | 16:00:00 | PMNUM มีความยาวมากกว่า 30 ตัวอักษร
PO-00400-H03MEA20HA111KE02-ME-U | BPK0 | PIN NO.1-24 (หบศ-ฟ.) | ACTIVE | SNR-H03MEA20HA111KE02 | APAO | AO1 | WSCH | O-BPKT00-67YI | O-BPKT00-67YI-BM | 1 | YEARS | JP-00400-H03MEA20HA111KE02-ME-U |  | 2024-09-04 | SNR0-2M0 | หบศ-ฟ. | PTW งานทั่วไป | 1 | 7 | 08:00:00 | Group-29-H03MEA-ME-U | 0 | 11 | 1 | H03MEA | Hydraulic Turbine | U | ME | H03MEA20 | HA | Guide Vane Mechanism & Servomotor | Pin No.11 | 29 | 2024-09-04 | 16:00:00 | PMNUM มีความยาวมากกว่า 30 ตัวอักษร
PO-00400-H03MEA20HA112KE02-ME-U | BPK0 | PIN NO.1-24 (หบศ-ฟ.) | ACTIVE | SNR-H03MEA20HA112KE02 | APAO | AO1 | WSCH | O-BPKT00-67YI | O-BPKT00-67YI-BM | 1 | YEARS | JP-00400-H03MEA20HA112KE02-ME-U |  | 2024-09-04 | SNR0-2M0 | หบศ-ฟ. | PTW งานทั่วไป | 1 | 7 | 08:00:00 | Group-29-H03MEA-ME-U | 0 | 12 | 1 | H03MEA | Hydraulic Turbine | U | ME | H03MEA20 | HA | Guide Vane Mechanism & Servomotor | Pin No.12 | 29 | 2024-09-04 | 16:00:00 | PMNUM มีความยาวมากกว่า 30 ตัวอักษร
PO-00400-H03MEA20HA113KE02-ME-U | BPK0 | PIN NO.1-24 (หบศ-ฟ.) | ACTIVE | SNR-H03MEA20HA113KE02 | APAO | AO1 | WSCH | O-BPKT00-67YI | O-BPKT00-67YI-BM | 1 | YEARS | JP-00400-H03MEA20HA113KE02-ME-U |  | 2024-09-04 | SNR0-2M0 | หบศ-ฟ. | PTW งานทั่วไป | 1 | 7 | 08:00:00 | Group-29-H03MEA-ME-U | 0 | 13 | 1 | H03MEA | Hydraulic Turbine | U | ME | H03MEA20 | HA | Guide Vane Mechanism & Servomotor | Pin No.13 | 29 | 2024-09-04 | 16:00:00 | PMNUM มีความยาวมากกว่า 30 ตัวอักษร
PO-00400-H03MEA20HA114KE02-ME-U | BPK0 | PIN NO.1-24 (หบศ-ฟ.) | ACTIVE | SNR-H03MEA20HA114KE02 | APAO | AO1 | WSCH | O-BPKT00-67YI | O-BPKT00-67YI-BM | 1 | YEARS | JP-00400-H03MEA20HA114KE02-ME-U |  | 2024-09-04 | SNR0-2M0 | หบศ-ฟ. | PTW งานทั่วไป | 1 | 7 | 08:00:00 | Group-29-H03MEA-ME-U | 0 | 14 | 1 | H03MEA | Hydraulic Turbine | U | ME | H03MEA20 | HA | Guide Vane Mechanism & Servomotor | Pin No.14 | 29 | 2024-09-04 | 16:00:00 | PMNUM มีความยาวมากกว่า 30 ตัวอักษร
PO-00400-H03MEA20HA115KE02-ME-U | BPK0 | PIN NO.1-24 (หบศ-ฟ.) | ACTIVE | SNR-H03MEA20HA115KE02 | APAO | AO1 | WSCH | O-BPKT00-67YI | O-BPKT00-67YI-BM | 1 | YEARS | JP-00400-H03MEA20HA115KE02-ME-U |  | 2024-09-04 | SNR0-2M0 | หบศ-ฟ. | PTW งานทั่วไป | 1 | 7 | 08:00:00 | Group-29-H03MEA-ME-U | 0 | 15 | 1 | H03MEA | Hydraulic Turbine | U | ME | H03MEA20 | HA | Guide Vane Mechanism & Servomotor | Pin No.15 | 29 | 2024-09-04 | 16:00:00 | PMNUM มีความยาวมากกว่า 30 ตัวอักษร
PO-00400-H03MEA20HA116KE02-ME-U | BPK0 | PIN NO.1-24 (หบศ-ฟ.) | ACTIVE | SNR-H03MEA20HA116KE02 | APAO | AO1 | WSCH | O-BPKT00-67YI | O-BPKT00-67YI-BM | 1 | YEARS | JP-00400-H03MEA20HA116KE02-ME-U |  | 2024-09-04 | SNR0-2M0 | หบศ-ฟ. | PTW งานทั่วไป | 1 | 7 | 08:00:00 | Group-29-H03MEA-ME-U | 0 | 16 | 1 | H03MEA | Hydraulic Turbine | U | ME | H03MEA20 | HA | Guide Vane Mechanism & Servomotor | Pin No.16 | 29 | 2024-09-04 | 16:00:00 | PMNUM มีความยาวมากกว่า 30 ตัวอักษร
PO-00400-H03MEA20HA117KE02-ME-U | BPK0 | PIN NO.1-24 (หบศ-ฟ.) | ACTIVE | SNR-H03MEA20HA117KE02 | APAO | AO1 | WSCH | O-BPKT00-67YI | O-BPKT00-67YI-BM | 1 | YEARS | JP-00400-H03MEA20HA117KE02-ME-U |  | 2024-09-04 | SNR0-2M0 | หบศ-ฟ. | PTW งานทั่วไป | 1 | 7 | 08:00:00 | Group-29-H03MEA-ME-U | 0 | 17 | 1 | H03MEA | Hydraulic Turbine | U | ME | H03MEA20 | HA | Guide Vane Mechanism & Servomotor | Pin No.17 | 29 | 2024-09-04 | 16:00:00 | PMNUM มีความยาวมากกว่า 30 ตัวอักษร
PO-00400-H03MEA20HA118KE02-ME-U | BPK0 | PIN NO.1-24 (หบศ-ฟ.) | ACTIVE | SNR-H03MEA20HA118KE02 | APAO | AO1 | WSCH | O-BPKT00-67YI | O-BPKT00-67YI-BM | 1 | YEARS | JP-00400-H03MEA20HA118KE02-ME-U |  | 2024-09-04 | SNR0-2M0 | หบศ-ฟ. | PTW งานทั่วไป | 1 | 7 | 08:00:00 | Group-29-H03MEA-ME-U | 0 | 18 | 1 | H03MEA | Hydraulic Turbine | U | ME | H03MEA20 | HA | Guide Vane Mechanism & Servomotor | Pin No.18 | 29 | 2024-09-04 | 16:00:00 | PMNUM มีความยาวมากกว่า 30 ตัวอักษร
PO-00400-H03MEA20HA119KE02-ME-U | BPK0 | PIN NO.1-24 (หบศ-ฟ.) | ACTIVE | SNR-H03MEA20HA119KE02 | APAO | AO1 | WSCH | O-BPKT00-67YI | O-BPKT00-67YI-BM | 1 | YEARS | JP-00400-H03MEA20HA119KE02-ME-U |  | 2024-09-04 | SNR0-2M0 | หบศ-ฟ. | PTW งานทั่วไป | 1 | 7 | 08:00:00 | Group-29-H03MEA-ME-U | 0 | 19 | 1 | H03MEA | Hydraulic Turbine | U | ME | H03MEA20 | HA | Guide Vane Mechanism & Servomotor | Pin No.19 | 29 | 2024-09-04 | 16:00:00 | PMNUM มีความยาวมากกว่า 30 ตัวอักษร
PO-00400-H03MEA20HA120KE02-ME-U | BPK0 | PIN NO.1-24 (หบศ-ฟ.) | ACTIVE | SNR-H03MEA20HA120KE02 | APAO | AO1 | WSCH | O-BPKT00-67YI | O-BPKT00-67YI-BM | 1 | YEARS | JP-00400-H03MEA20HA120KE02-ME-U |  | 2024-09-04 | SNR0-2M0 | หบศ-ฟ. | PTW งานทั่วไป | 1 | 7 | 08:00:00 | Group-29-H03MEA-ME-U | 0 | 20 | 1 | H03MEA | Hydraulic Turbine | U | ME | H03MEA20 | HA | Guide Vane Mechanism & Servomotor | Pin No.20 | 29 | 2024-09-04 | 16:00:00 | PMNUM มีความยาวมากกว่า 30 ตัวอักษร
PO-00400-H03MEA20HA121KE02-ME-U | BPK0 | PIN NO.1-24 (หบศ-ฟ.) | ACTIVE | SNR-H03MEA20HA121KE02 | APAO | AO1 | WSCH | O-BPKT00-67YI | O-BPKT00-67YI-BM | 1 | YEARS | JP-00400-H03MEA20HA121KE02-ME-U |  | 2024-09-04 | SNR0-2M0 | หบศ-ฟ. | PTW งานทั่วไป | 1 | 7 | 08:00:00 | Group-29-H03MEA-ME-U | 0 | 21 | 1 | H03MEA | Hydraulic Turbine | U | ME | H03MEA20 | HA | Guide Vane Mechanism & Servomotor | Pin No.21 | 29 | 2024-09-04 | 16:00:00 | PMNUM มีความยาวมากกว่า 30 ตัวอักษร
PO-00400-H03MEA20HA122KE02-ME-U | BPK0 | PIN NO.1-24 (หบศ-ฟ.) | ACTIVE | SNR-H03MEA20HA122KE02 | APAO | AO1 | WSCH | O-BPKT00-67YI | O-BPKT00-67YI-BM | 1 | YEARS | JP-00400-H03MEA20HA122KE02-ME-U |  | 2024-09-04 | SNR0-2M0 | หบศ-ฟ. | PTW งานทั่วไป | 1 | 7 | 08:00:00 | Group-29-H03MEA-ME-U | 0 | 22 | 1 | H03MEA | Hydraulic Turbine | U | ME | H03MEA20 | HA | Guide Vane Mechanism & Servomotor | Pin No.22 | 29 | 2024-09-04 | 16:00:00 | PMNUM มีความยาวมากกว่า 30 ตัวอักษร
PO-00400-H03MEA20HA123KE02-ME-U | BPK0 | PIN NO.1-24 (หบศ-ฟ.) | ACTIVE | SNR-H03MEA20HA123KE02 | APAO | AO1 | WSCH | O-BPKT00-67YI | O-BPKT00-67YI-BM | 1 | YEARS | JP-00400-H03MEA20HA123KE02-ME-U |  | 2024-09-04 | SNR0-2M0 | หบศ-ฟ. | PTW งานทั่วไป | 1 | 7 | 08:00:00 | Group-29-H03MEA-ME-U | 0 | 23 | 1 | H03MEA | Hydraulic Turbine | U | ME | H03MEA20 | HA | Guide Vane Mechanism & Servomotor | Pin No.23 | 29 | 2024-09-04 | 16:00:00 | PMNUM มีความยาวมากกว่า 30 ตัวอักษร
PO-00400-H03MEA20HA124KE02-ME-U | BPK0 | PIN NO.1-24 (หบศ-ฟ.) | ACTIVE | SNR-H03MEA20HA124KE02 | APAO | AO1 | WSCH | O-BPKT00-67YI | O-BPKT00-67YI-BM | 1 | YEARS | JP-00400-H03MEA20HA124KE02-ME-U |  | 2024-09-04 | SNR0-2M0 | หบศ-ฟ. | PTW งานทั่วไป | 1 | 7 | 08:00:00 | Group-29-H03MEA-ME-U | 0 | 24 | 1 | H03MEA | Hydraulic Turbine | U | ME | H03MEA20 | HA | Guide Vane Mechanism & Servomotor | Pin No.24 | 29 | 2024-09-04 | 16:00:00 | PMNUM มีความยาวมากกว่า 30 ตัวอักษร
PO-00420-H03MEA20HA101KE03-ME-U | BPK0 | ECCENTRIC PIN NO.1-24 (หบศ-ฟ.) | ACTIVE | SNR-H03MEA20HA101KE03 | APAO | AO1 | WSCH | O-BPKT00-67YI | O-BPKT00-67YI-BM | 1 | YEARS | JP-00420-H03MEA20HA101KE03-ME-U |  | 2024-09-04 | SNR0-2M0 | หบศ-ฟ. | PTW งานทั่วไป | 1 | 7 | 08:00:00 | Group-29-H03MEA-ME-U | 0 | 25 | 1 | H03MEA | Hydraulic Turbine | U | ME | H03MEA20 | HA | Guide Vane Mechanism & Servomotor | Eccentric Pin No.01 | 29 | 2024-09-04 | 16:00:00 | PMNUM มีความยาวมากกว่า 30 ตัวอักษร
PO-00420-H03MEA20HA102KE03-ME-U | BPK0 | ECCENTRIC PIN NO.1-24 (หบศ-ฟ.) | ACTIVE | SNR-H03MEA20HA102KE03 | APAO | AO1 | WSCH | O-BPKT00-67YI | O-BPKT00-67YI-BM | 1 | YEARS | JP-00420-H03MEA20HA102KE03-ME-U |  | 2024-09-04 | SNR0-2M0 | หบศ-ฟ. | PTW งานทั่วไป | 1 | 7 | 08:00:00 | Group-29-H03MEA-ME-U | 0 | 26 | 1 | H03MEA | Hydraulic Turbine | U | ME | H03MEA20 | HA | Guide Vane Mechanism & Servomotor | Eccentric Pin No.02 | 29 | 2024-09-04 | 16:00:00 | PMNUM มีความยาวมากกว่า 30 ตัวอักษร
PO-00420-H03MEA20HA103KE03-ME-U | BPK0 | ECCENTRIC PIN NO.1-24 (หบศ-ฟ.) | ACTIVE | SNR-H03MEA20HA103KE03 | APAO | AO1 | WSCH | O-BPKT00-67YI | O-BPKT00-67YI-BM | 1 | YEARS | JP-00420-H03MEA20HA103KE03-ME-U |  | 2024-09-04 | SNR0-2M0 | หบศ-ฟ. | PTW งานทั่วไป | 1 | 7 | 08:00:00 | Group-29-H03MEA-ME-U | 0 | 27 | 1 | H03MEA | Hydraulic Turbine | U | ME | H03MEA20 | HA | Guide Vane Mechanism & Servomotor | Eccentric Pin No.03 | 29 | 2024-09-04 | 16:00:00 | PMNUM มีความยาวมากกว่า 30 ตัวอักษร
PO-00420-H03MEA20HA104KE03-ME-U | BPK0 | ECCENTRIC PIN NO.1-24 (หบศ-ฟ.) | ACTIVE | SNR-H03MEA20HA104KE03 | APAO | AO1 | WSCH | O-BPKT00-67YI | O-BPKT00-67YI-BM | 1 | YEARS | JP-00420-H03MEA20HA104KE03-ME-U |  | 2024-09-04 | SNR0-2M0 | หบศ-ฟ. | PTW งานทั่วไป | 1 | 7 | 08:00:00 | Group-29-H03MEA-ME-U | 0 | 28 | 1 | H03MEA | Hydraulic Turbine | U | ME | H03MEA20 | HA | Guide Vane Mechanism & Servomotor | Eccentric Pin No.04 | 29 | 2024-09-04 | 16:00:00 | PMNUM มีความยาวมากกว่า 30 ตัวอักษร
PO-00420-H03MEA20HA105KE03-ME-U | BPK0 | ECCENTRIC PIN NO.1-24 (หบศ-ฟ.) | ACTIVE | SNR-H03MEA20HA105KE03 | APAO | AO1 | WSCH | O-BPKT00-67YI | O-BPKT00-67YI-BM | 1 | YEARS | JP-00420-H03MEA20HA105KE03-ME-U |  | 2024-09-04 | SNR0-2M0 | หบศ-ฟ. | PTW งานทั่วไป | 1 | 7 | 08:00:00 | Group-29-H03MEA-ME-U | 0 | 29 | 1 | H03MEA | Hydraulic Turbine | U | ME | H03MEA20 | HA | Guide Vane Mechanism & Servomotor | Eccentric Pin No.05 | 29 | 2024-09-04 | 16:00:00 | PMNUM มีความยาวมากกว่า 30 ตัวอักษร
PO-00420-H03MEA20HA106KE03-ME-U | BPK0 | ECCENTRIC PIN NO.1-24 (หบศ-ฟ.) | ACTIVE | SNR-H03MEA20HA106KE03 | APAO | AO1 | WSCH | O-BPKT00-67YI | O-BPKT00-67YI-BM | 1 | YEARS | JP-00420-H03MEA20HA106KE03-ME-U |  | 2024-09-04 | SNR0-2M0 | หบศ-ฟ. | PTW งานทั่วไป | 1 | 7 | 08:00:00 | Group-29-H03MEA-ME-U | 0 | 30 | 1 | H03MEA | Hydraulic Turbine | U | ME | H03MEA20 | HA | Guide Vane Mechanism & Servomotor | Eccentric Pin No.06 | 29 | 2024-09-04 | 16:00:00 | PMNUM มีความยาวมากกว่า 30 ตัวอักษร
PO-00420-H03MEA20HA107KE03-ME-U | BPK0 | ECCENTRIC PIN NO.1-24 (หบศ-ฟ.) | ACTIVE | SNR-H03MEA20HA107KE03 | APAO | AO1 | WSCH | O-BPKT00-67YI | O-BPKT00-67YI-BM | 1 | YEARS | JP-00420-H03MEA20HA107KE03-ME-U |  | 2024-09-04 | SNR0-2M0 | หบศ-ฟ. | PTW งานทั่วไป | 1 | 7 | 08:00:00 | Group-29-H03MEA-ME-U | 0 | 31 | 1 | H03MEA | Hydraulic Turbine | U | ME | H03MEA20 | HA | Guide Vane Mechanism & Servomotor | Eccentric Pin No.07 | 29 | 2024-09-04 | 16:00:00 | PMNUM มีความยาวมากกว่า 30 ตัวอักษร
PO-00420-H03MEA20HA108KE03-ME-U | BPK0 | ECCENTRIC PIN NO.1-24 (หบศ-ฟ.) | ACTIVE | SNR-H03MEA20HA108KE03 | APAO | AO1 | WSCH | O-BPKT00-67YI | O-BPKT00-67YI-BM | 1 | YEARS | JP-00420-H03MEA20HA108KE03-ME-U |  | 2024-09-04 | SNR0-2M0 | หบศ-ฟ. | PTW งานทั่วไป | 1 | 7 | 08:00:00 | Group-29-H03MEA-ME-U | 0 | 32 | 1 | H03MEA | Hydraulic Turbine | U | ME | H03MEA20 | HA | Guide Vane Mechanism & Servomotor | Eccentric Pin No.08 | 29 | 2024-09-04 | 16:00:00 | PMNUM มีความยาวมากกว่า 30 ตัวอักษร
PO-00420-H03MEA20HA109KE03-ME-U | BPK0 | ECCENTRIC PIN NO.1-24 (หบศ-ฟ.) | ACTIVE | SNR-H03MEA20HA109KE03 | APAO | AO1 | WSCH | O-BPKT00-67YI | O-BPKT00-67YI-BM | 1 | YEARS | JP-00420-H03MEA20HA109KE03-ME-U |  | 2024-09-04 | SNR0-2M0 | หบศ-ฟ. | PTW งานทั่วไป | 1 | 7 | 08:00:00 | Group-29-H03MEA-ME-U | 0 | 33 | 1 | H03MEA | Hydraulic Turbine | U | ME | H03MEA20 | HA | Guide Vane Mechanism & Servomotor | Eccentric Pin No.09 | 29 | 2024-09-04 | 16:00:00 | PMNUM มีความยาวมากกว่า 30 ตัวอักษร
PO-00420-H03MEA20HA110KE03-ME-U | BPK0 | ECCENTRIC PIN NO.1-24 (หบศ-ฟ.) | ACTIVE | SNR-H03MEA20HA110KE03 | APAO | AO1 | WSCH | O-BPKT00-67YI | O-BPKT00-67YI-BM | 1 | YEARS | JP-00420-H03MEA20HA110KE03-ME-U |  | 2024-09-04 | SNR0-2M0 | หบศ-ฟ. | PTW งานทั่วไป | 1 | 7 | 08:00:00 | Group-29-H03MEA-ME-U | 0 | 34 | 1 | H03MEA | Hydraulic Turbine | U | ME | H03MEA20 | HA | Guide Vane Mechanism & Servomotor | Eccentric Pin No.10 | 29 | 2024-09-04 | 16:00:00 | PMNUM มีความยาวมากกว่า 30 ตัวอักษร
PO-00420-H03MEA20HA111KE03-ME-U | BPK0 | ECCENTRIC PIN NO.1-24 (หบศ-ฟ.) | ACTIVE | SNR-H03MEA20HA111KE03 | APAO | AO1 | WSCH | O-BPKT00-67YI | O-BPKT00-67YI-BM | 1 | YEARS | JP-00420-H03MEA20HA111KE03-ME-U |  | 2024-09-04 | SNR0-2M0 | หบศ-ฟ. | PTW งานทั่วไป | 1 | 7 | 08:00:00 | Group-29-H03MEA-ME-U | 0 | 35 | 1 | H03MEA | Hydraulic Turbine | U | ME | H03MEA20 | HA | Guide Vane Mechanism & Servomotor | Eccentric Pin No.11 | 29 | 2024-09-04 | 16:00:00 | PMNUM มีความยาวมากกว่า 30 ตัวอักษร
PO-00420-H03MEA20HA112KE03-ME-U | BPK0 | ECCENTRIC PIN NO.1-24 (หบศ-ฟ.) | ACTIVE | SNR-H03MEA20HA112KE03 | APAO | AO1 | WSCH | O-BPKT00-67YI | O-BPKT00-67YI-BM | 1 | YEARS | JP-00420-H03MEA20HA112KE03-ME-U |  | 2024-09-04 | SNR0-2M0 | หบศ-ฟ. | PTW งานทั่วไป | 1 | 7 | 08:00:00 | Group-29-H03MEA-ME-U | 0 | 36 | 1 | H03MEA | Hydraulic Turbine | U | ME | H03MEA20 | HA | Guide Vane Mechanism & Servomotor | Eccentric Pin No.12 | 29 | 2024-09-04 | 16:00:00 | PMNUM มีความยาวมากกว่า 30 ตัวอักษร
PO-00420-H03MEA20HA113KE03-ME-U | BPK0 | ECCENTRIC PIN NO.1-24 (หบศ-ฟ.) | ACTIVE | SNR-H03MEA20HA113KE03 | APAO | AO1 | WSCH | O-BPKT00-67YI | O-BPKT00-67YI-BM | 1 | YEARS | JP-00420-H03MEA20HA113KE03-ME-U |  | 2024-09-04 | SNR0-2M0 | หบศ-ฟ. | PTW งานทั่วไป | 1 | 7 | 08:00:00 | Group-29-H03MEA-ME-U | 0 | 37 | 1 | H03MEA | Hydraulic Turbine | U | ME | H03MEA20 | HA | Guide Vane Mechanism & Servomotor | Eccentric Pin No.13 | 29 | 2024-09-04 | 16:00:00 | PMNUM มีความยาวมากกว่า 30 ตัวอักษร
PO-00420-H03MEA20HA114KE03-ME-U | BPK0 | ECCENTRIC PIN NO.1-24 (หบศ-ฟ.) | ACTIVE | SNR-H03MEA20HA114KE03 | APAO | AO1 | WSCH | O-BPKT00-67YI | O-BPKT00-67YI-BM | 1 | YEARS | JP-00420-H03MEA20HA114KE03-ME-U |  | 2024-09-04 | SNR0-2M0 | หบศ-ฟ. | PTW งานทั่วไป | 1 | 7 | 08:00:00 | Group-29-H03MEA-ME-U | 0 | 38 | 1 | H03MEA | Hydraulic Turbine | U | ME | H03MEA20 | HA | Guide Vane Mechanism & Servomotor | Eccentric Pin No.14 | 29 | 2024-09-04 | 16:00:00 | PMNUM มีความยาวมากกว่า 30 ตัวอักษร
PO-00420-H03MEA20HA115KE03-ME-U | BPK0 | ECCENTRIC PIN NO.1-24 (หบศ-ฟ.) | ACTIVE | SNR-H03MEA20HA115KE03 | APAO | AO1 | WSCH | O-BPKT00-67YI | O-BPKT00-67YI-BM | 1 | YEARS | JP-00420-H03MEA20HA115KE03-ME-U |  | 2024-09-04 | SNR0-2M0 | หบศ-ฟ. | PTW งานทั่วไป | 1 | 7 | 08:00:00 | Group-29-H03MEA-ME-U | 0 | 39 | 1 | H03MEA | Hydraulic Turbine | U | ME | H03MEA20 | HA | Guide Vane Mechanism & Servomotor | Eccentric Pin No.15 | 29 | 2024-09-04 | 16:00:00 | PMNUM มีความยาวมากกว่า 30 ตัวอักษร
PO-00420-H03MEA20HA116KE03-ME-U | BPK0 | ECCENTRIC PIN NO.1-24 (หบศ-ฟ.) | ACTIVE | SNR-H03MEA20HA116KE03 | APAO | AO1 | WSCH | O-BPKT00-67YI | O-BPKT00-67YI-BM | 1 | YEARS | JP-00420-H03MEA20HA116KE03-ME-U |  | 2024-09-04 | SNR0-2M0 | หบศ-ฟ. | PTW งานทั่วไป | 1 | 7 | 08:00:00 | Group-29-H03MEA-ME-U | 0 | 40 | 1 | H03MEA | Hydraulic Turbine | U | ME | H03MEA20 | HA | Guide Vane Mechanism & Servomotor | Eccentric Pin No.16 | 29 | 2024-09-04 | 16:00:00 | PMNUM มีความยาวมากกว่า 30 ตัวอักษร
PO-00420-H03MEA20HA117KE03-ME-U | BPK0 | ECCENTRIC PIN NO.1-24 (หบศ-ฟ.) | ACTIVE | SNR-H03MEA20HA117KE03 | APAO | AO1 | WSCH | O-BPKT00-67YI | O-BPKT00-67YI-BM | 1 | YEARS | JP-00420-H03MEA20HA117KE03-ME-U |  | 2024-09-04 | SNR0-2M0 | หบศ-ฟ. | PTW งานทั่วไป | 1 | 7 | 08:00:00 | Group-29-H03MEA-ME-U | 0 | 41 | 1 | H03MEA | Hydraulic Turbine | U | ME | H03MEA20 | HA | Guide Vane Mechanism & Servomotor | Eccentric Pin No.17 | 29 | 2024-09-04 | 16:00:00 | PMNUM มีความยาวมากกว่า 30 ตัวอักษร
PO-00420-H03MEA20HA118KE03-ME-U | BPK0 | ECCENTRIC PIN NO.1-24 (หบศ-ฟ.) | ACTIVE | SNR-H03MEA20HA118KE03 | APAO | AO1 | WSCH | O-BPKT00-67YI | O-BPKT00-67YI-BM | 1 | YEARS | JP-00420-H03MEA20HA118KE03-ME-U |  | 2024-09-04 | SNR0-2M0 | หบศ-ฟ. | PTW งานทั่วไป | 1 | 7 | 08:00:00 | Group-29-H03MEA-ME-U | 0 | 42 | 1 | H03MEA | Hydraulic Turbine | U | ME | H03MEA20 | HA | Guide Vane Mechanism & Servomotor | Eccentric Pin No.18 | 29 | 2024-09-04 | 16:00:00 | PMNUM มีความยาวมากกว่า 30 ตัวอักษร
PO-00420-H03MEA20HA119KE03-ME-U | BPK0 | ECCENTRIC PIN NO.1-24 (หบศ-ฟ.) | ACTIVE | SNR-H03MEA20HA119KE03 | APAO | AO1 | WSCH | O-BPKT00-67YI | O-BPKT00-67YI-BM | 1 | YEARS | JP-00420-H03MEA20HA119KE03-ME-U |  | 2024-09-04 | SNR0-2M0 | หบศ-ฟ. | PTW งานทั่วไป | 1 | 7 | 08:00:00 | Group-29-H03MEA-ME-U | 0 | 43 | 1 | H03MEA | Hydraulic Turbine | U | ME | H03MEA20 | HA | Guide Vane Mechanism & Servomotor | Eccentric Pin No.19 | 29 | 2024-09-04 | 16:00:00 | PMNUM มีความยาวมากกว่า 30 ตัวอักษร
PO-00420-H03MEA20HA120KE03-ME-U | BPK0 | ECCENTRIC PIN NO.1-24 (หบศ-ฟ.) | ACTIVE | SNR-H03MEA20HA120KE03 | APAO | AO1 | WSCH | O-BPKT00-67YI | O-BPKT00-67YI-BM | 1 | YEARS | JP-00420-H03MEA20HA120KE03-ME-U |  | 2024-09-04 | SNR0-2M0 | หบศ-ฟ. | PTW งานทั่วไป | 1 | 7 | 08:00:00 | Group-29-H03MEA-ME-U | 0 | 44 | 1 | H03MEA | Hydraulic Turbine | U | ME | H03MEA20 | HA | Guide Vane Mechanism & Servomotor | Eccentric Pin No.20 | 29 | 2024-09-04 | 16:00:00 | PMNUM มีความยาวมากกว่า 30 ตัวอักษร
PO-00420-H03MEA20HA121KE03-ME-U | BPK0 | ECCENTRIC PIN NO.1-24 (หบศ-ฟ.) | ACTIVE | SNR-H03MEA20HA121KE03 | APAO | AO1 | WSCH | O-BPKT00-67YI | O-BPKT00-67YI-BM | 1 | YEARS | JP-00420-H03MEA20HA121KE03-ME-U |  | 2024-09-04 | SNR0-2M0 | หบศ-ฟ. | PTW งานทั่วไป | 1 | 7 | 08:00:00 | Group-29-H03MEA-ME-U | 0 | 45 | 1 | H03MEA | Hydraulic Turbine | U | ME | H03MEA20 | HA | Guide Vane Mechanism & Servomotor | Eccentric Pin No.21 | 29 | 2024-09-04 | 16:00:00 | PMNUM มีความยาวมากกว่า 30 ตัวอักษร
PO-00420-H03MEA20HA122KE03-ME-U | BPK0 | ECCENTRIC PIN NO.1-24 (หบศ-ฟ.) | ACTIVE | SNR-H03MEA20HA122KE03 | APAO | AO1 | WSCH | O-BPKT00-67YI | O-BPKT00-67YI-BM | 1 | YEARS | JP-00420-H03MEA20HA122KE03-ME-U |  | 2024-09-04 | SNR0-2M0 | หบศ-ฟ. | PTW งานทั่วไป | 1 | 7 | 08:00:00 | Group-29-H03MEA-ME-U | 0 | 46 | 1 | H03MEA | Hydraulic Turbine | U | ME | H03MEA20 | HA | Guide Vane Mechanism & Servomotor | Eccentric Pin No.22 | 29 | 2024-09-04 | 16:00:00 | PMNUM มีความยาวมากกว่า 30 ตัวอักษร
PO-00420-H03MEA20HA123KE03-ME-U | BPK0 | ECCENTRIC PIN NO.1-24 (หบศ-ฟ.) | ACTIVE | SNR-H03MEA20HA123KE03 | APAO | AO1 | WSCH | O-BPKT00-67YI | O-BPKT00-67YI-BM | 1 | YEARS | JP-00420-H03MEA20HA123KE03-ME-U |  | 2024-09-04 | SNR0-2M0 | หบศ-ฟ. | PTW งานทั่วไป | 1 | 7 | 08:00:00 | Group-29-H03MEA-ME-U | 0 | 47 | 1 | H03MEA | Hydraulic Turbine | U | ME | H03MEA20 | HA | Guide Vane Mechanism & Servomotor | Eccentric Pin No.23 | 29 | 2024-09-04 | 16:00:00 | PMNUM มีความยาวมากกว่า 30 ตัวอักษร
PO-00420-H03MEA20HA124KE03-ME-U | BPK0 | ECCENTRIC PIN NO.1-24 (หบศ-ฟ.) | ACTIVE | SNR-H03MEA20HA124KE03 | APAO | AO1 | WSCH | O-BPKT00-67YI | O-BPKT00-67YI-BM | 1 | YEARS | JP-00420-H03MEA20HA124KE03-ME-U |  | 2024-09-04 | SNR0-2M0 | หบศ-ฟ. | PTW งานทั่วไป | 1 | 7 | 08:00:00 | Group-29-H03MEA-ME-U | 0 | 48 | 1 | H03MEA | Hydraulic Turbine | U | ME | H03MEA20 | HA | Guide Vane Mechanism & Servomotor | Eccentric Pin No.24 | 29 | 2024-09-04 | 16:00:00 | PMNUM มีความยาวมากกว่า 30 ตัวอักษร
PO-00440-H03MEA20HA102MU01-ME-U | BPK0 | BENDING LINK No.2, 4, 6, 8, 10,12, 14, 16, 18, 20, 22, 24 | ACTIVE | SNR-H03MEA20HA102MU01 | APAO | AO1 | WSCH | O-BPKT00-67YI | O-BPKT00-67YI-BM | 1 | YEARS | JP-00440-H03MEA20HA102MU01-ME-U |  | 2024-09-05 | SNR0-2M0 | หบศ-ฟ. | PTW งานทั่วไป | 1 | 7 | 08:00:00 | Group-29-H03MEA-ME-U | 0 | 49 | 1 | H03MEA | Hydraulic Turbine | U | ME | H03MEA20 | HA | Guide Vane Mechanism & Servomotor | Guide Vane Link No.02 Bending Link | 29 | 2024-09-05 | 16:00:00 | PMNUM มีความยาวมากกว่า 30 ตัวอักษร
PO-00440-H03MEA20HA104MU01-ME-U | BPK0 | BENDING LINK No.2, 4, 6, 8, 10,12, 14, 16, 18, 20, 22, 24 | ACTIVE | SNR-H03MEA20HA104MU01 | APAO | AO1 | WSCH | O-BPKT00-67YI | O-BPKT00-67YI-BM | 1 | YEARS | JP-00440-H03MEA20HA104MU01-ME-U |  | 2024-09-05 | SNR0-2M0 | หบศ-ฟ. | PTW งานทั่วไป | 1 | 7 | 08:00:00 | Group-29-H03MEA-ME-U | 0 | 50 | 1 | H03MEA | Hydraulic Turbine | U | ME | H03MEA20 | HA | Guide Vane Mechanism & Servomotor | Guide Vane Link No.04 Bending Link | 29 | 2024-09-05 | 16:00:00 | PMNUM มีความยาวมากกว่า 30 ตัวอักษร
PO-00440-H03MEA20HA106MU01-ME-U | BPK0 | BENDING LINK No.2, 4, 6, 8, 10,12, 14, 16, 18, 20, 22, 24 | ACTIVE | SNR-H03MEA20HA106MU01 | APAO | AO1 | WSCH | O-BPKT00-67YI | O-BPKT00-67YI-BM | 1 | YEARS | JP-00440-H03MEA20HA106MU01-ME-U |  | 2024-09-05 | SNR0-2M0 | หบศ-ฟ. | PTW งานทั่วไป | 1 | 7 | 08:00:00 | Group-29-H03MEA-ME-U | 0 | 51 | 1 | H03MEA | Hydraulic Turbine | U | ME | H03MEA20 | HA | Guide Vane Mechanism & Servomotor | Guide Vane Link No.06 Bending Link | 29 | 2024-09-05 | 16:00:00 | PMNUM มีความยาวมากกว่า 30 ตัวอักษร
PO-00440-H03MEA20HA108MU01-ME-U | BPK0 | BENDING LINK No.2, 4, 6, 8, 10,12, 14, 16, 18, 20, 22, 24 | ACTIVE | SNR-H03MEA20HA108MU01 | APAO | AO1 | WSCH | O-BPKT00-67YI | O-BPKT00-67YI-BM | 1 | YEARS | JP-00440-H03MEA20HA108MU01-ME-U |  | 2024-09-05 | SNR0-2M0 | หบศ-ฟ. | PTW งานทั่วไป | 1 | 7 | 08:00:00 | Group-29-H03MEA-ME-U | 0 | 52 | 1 | H03MEA | Hydraulic Turbine | U | ME | H03MEA20 | HA | Guide Vane Mechanism & Servomotor | Guide Vane Link No.08 Bending Link | 29 | 2024-09-05 | 16:00:00 | PMNUM มีความยาวมากกว่า 30 ตัวอักษร
PO-00440-H03MEA20HA110MU01-ME-U | BPK0 | BENDING LINK No.2, 4, 6, 8, 10,12, 14, 16, 18, 20, 22, 24 | ACTIVE | SNR-H03MEA20HA110MU01 | APAO | AO1 | WSCH | O-BPKT00-67YI | O-BPKT00-67YI-BM | 1 | YEARS | JP-00440-H03MEA20HA110MU01-ME-U |  | 2024-09-05 | SNR0-2M0 | หบศ-ฟ. | PTW งานทั่วไป | 1 | 7 | 08:00:00 | Group-29-H03MEA-ME-U | 0 | 53 | 1 | H03MEA | Hydraulic Turbine | U | ME | H03MEA20 | HA | Guide Vane Mechanism & Servomotor | Guide Vane Link No.10 Bending Link | 29 | 2024-09-05 | 16:00:00 | PMNUM มีความยาวมากกว่า 30 ตัวอักษร
PO-00440-H03MEA20HA112MU01-ME-U | BPK0 | BENDING LINK No.2, 4, 6, 8, 10,12, 14, 16, 18, 20, 22, 24 | ACTIVE | SNR-H03MEA20HA112MU01 | APAO | AO1 | WSCH | O-BPKT00-67YI | O-BPKT00-67YI-BM | 1 | YEARS | JP-00440-H03MEA20HA112MU01-ME-U |  | 2024-09-05 | SNR0-2M0 | หบศ-ฟ. | PTW งานทั่วไป | 1 | 7 | 08:00:00 | Group-29-H03MEA-ME-U | 0 | 54 | 1 | H03MEA | Hydraulic Turbine | U | ME | H03MEA20 | HA | Guide Vane Mechanism & Servomotor | Guide Vane Link No.12 Bending Link | 29 | 2024-09-05 | 16:00:00 | PMNUM มีความยาวมากกว่า 30 ตัวอักษร
PO-00440-H03MEA20HA114MU01-ME-U | BPK0 | BENDING LINK No.2, 4, 6, 8, 10,12, 14, 16, 18, 20, 22, 24 | ACTIVE | SNR-H03MEA20HA114MU01 | APAO | AO1 | WSCH | O-BPKT00-67YI | O-BPKT00-67YI-BM | 1 | YEARS | JP-00440-H03MEA20HA114MU01-ME-U |  | 2024-09-05 | SNR0-2M0 | หบศ-ฟ. | PTW งานทั่วไป | 1 | 7 | 08:00:00 | Group-29-H03MEA-ME-U | 0 | 55 | 1 | H03MEA | Hydraulic Turbine | U | ME | H03MEA20 | HA | Guide Vane Mechanism & Servomotor | Guide Vane Link No.14 Bending Link | 29 | 2024-09-05 | 16:00:00 | PMNUM มีความยาวมากกว่า 30 ตัวอักษร
PO-00440-H03MEA20HA116MU01-ME-U | BPK0 | BENDING LINK No.2, 4, 6, 8, 10,12, 14, 16, 18, 20, 22, 24 | ACTIVE | SNR-H03MEA20HA116MU01 | APAO | AO1 | WSCH | O-BPKT00-67YI | O-BPKT00-67YI-BM | 1 | YEARS | JP-00440-H03MEA20HA116MU01-ME-U |  | 2024-09-05 | SNR0-2M0 | หบศ-ฟ. | PTW งานทั่วไป | 1 | 7 | 08:00:00 | Group-29-H03MEA-ME-U | 0 | 56 | 1 | H03MEA | Hydraulic Turbine | U | ME | H03MEA20 | HA | Guide Vane Mechanism & Servomotor | Guide Vane Link No.16 Bending Link | 29 | 2024-09-05 | 16:00:00 | PMNUM มีความยาวมากกว่า 30 ตัวอักษร
PO-00440-H03MEA20HA118MU01-ME-U | BPK0 | BENDING LINK No.2, 4, 6, 8, 10,12, 14, 16, 18, 20, 22, 24 | ACTIVE | SNR-H03MEA20HA118MU01 | APAO | AO1 | WSCH | O-BPKT00-67YI | O-BPKT00-67YI-BM | 1 | YEARS | JP-00440-H03MEA20HA118MU01-ME-U |  | 2024-09-05 | SNR0-2M0 | หบศ-ฟ. | PTW งานทั่วไป | 1 | 7 | 08:00:00 | Group-29-H03MEA-ME-U | 0 | 57 | 1 | H03MEA | Hydraulic Turbine | U | ME | H03MEA20 | HA | Guide Vane Mechanism & Servomotor | Guide Vane Link No.18 Bending Link | 29 | 2024-09-05 | 16:00:00 | PMNUM มีความยาวมากกว่า 30 ตัวอักษร
PO-00440-H03MEA20HA120MU01-ME-U | BPK0 | BENDING LINK No.2, 4, 6, 8, 10,12, 14, 16, 18, 20, 22, 24 | ACTIVE | SNR-H03MEA20HA120MU01 | APAO | AO1 | WSCH | O-BPKT00-67YI | O-BPKT00-67YI-BM | 1 | YEARS | JP-00440-H03MEA20HA120MU01-ME-U |  | 2024-09-05 | SNR0-2M0 | หบศ-ฟ. | PTW งานทั่วไป | 1 | 7 | 08:00:00 | Group-29-H03MEA-ME-U | 0 | 58 | 1 | H03MEA | Hydraulic Turbine | U | ME | H03MEA20 | HA | Guide Vane Mechanism & Servomotor | Guide Vane Link No.20 Bending Link | 29 | 2024-09-05 | 16:00:00 | PMNUM มีความยาวมากกว่า 30 ตัวอักษร
PO-00440-H03MEA20HA122MU01-ME-U | BPK0 | BENDING LINK No.2, 4, 6, 8, 10,12, 14, 16, 18, 20, 22, 24 | ACTIVE | SNR-H03MEA20HA122MU01 | APAO | AO1 | WSCH | O-BPKT00-67YI | O-BPKT00-67YI-BM | 1 | YEARS | JP-00440-H03MEA20HA122MU01-ME-U |  | 2024-09-05 | SNR0-2M0 | หบศ-ฟ. | PTW งานทั่วไป | 1 | 7 | 08:00:00 | Group-29-H03MEA-ME-U | 0 | 59 | 1 | H03MEA | Hydraulic Turbine | U | ME | H03MEA20 | HA | Guide Vane Mechanism & Servomotor | Guide Vane Link No.22 Bending Link | 29 | 2024-09-05 | 16:00:00 | PMNUM มีความยาวมากกว่า 30 ตัวอักษร
PO-00440-H03MEA20HA124MU01-ME-U | BPK0 | BENDING LINK No.2, 4, 6, 8, 10,12, 14, 16, 18, 20, 22, 24 | ACTIVE | SNR-H03MEA20HA124MU01 | APAO | AO1 | WSCH | O-BPKT00-67YI | O-BPKT00-67YI-BM | 1 | YEARS | JP-00440-H03MEA20HA124MU01-ME-U |  | 2024-09-05 | SNR0-2M0 | หบศ-ฟ. | PTW งานทั่วไป | 1 | 7 | 08:00:00 | Group-29-H03MEA-ME-U | 0 | 60 | 1 | H03MEA | Hydraulic Turbine | U | ME | H03MEA20 | HA | Guide Vane Mechanism & Servomotor | Guide Vane Link No.24 Bending Link | 29 | 2024-09-05 | 16:00:00 | PMNUM มีความยาวมากกว่า 30 ตัวอักษร
Group-30-H03MEA-ME-U | BPK0 | Hydraulic Turbine,SNR0-2E0,PTW งานทั่วไป | ACTIVE | BPK-T00 | APAO | AO1 | WSCH | O-BPKT00-67YI | O-BPKT00-67YI-BM | 1 | YEARS |  |  | 2024-09-03 | SNR0-2E0 | หฟศ-ฟ. | PTW งานทั่วไป | 0 | 7 | 08:00:00 |  | 0 | 30 | 0 | H03MEA | Hydraulic Turbine | U | ME |  |  |  |  | 30 | 2024-09-09 | 16:00:00
PO-00660-H03MEA10CP001-ME-U | BPK0 | TURBINE CORE PRESSURE (SPIRALCASE) MEA11CP001 | ACTIVE | SNR-H03MEA10CP001 | APAO | AO1 | WSCH | O-BPKT00-67YI | O-BPKT00-67YI-BM | 1 | YEARS | JP-00660-H03MEA10CP001-ME-U |  | 2024-09-03 | SNR0-2E0 | หฟศ-ฟ. | PTW งานทั่วไป | 1 | 7 | 08:00:00 | Group-30-H03MEA-ME-U | 0 | 1 | 0 | H03MEA | Hydraulic Turbine | U | ME | H03MEA10 | CP | Spiral Case | Turbine Core Pressure Transmitter (Spiral Case) (SNR-H03MEA11CP001) | 30 | 2024-09-09 | 16:00:00
PO-00660-H03MEA40CP001-ME-U | BPK0 | DRAFT TUBE PRESSURE MEA15CP001 | ACTIVE | SNR-H03MEA40CP001 | APAO | AO1 | WSCH | O-BPKT00-67YI | O-BPKT00-67YI-BM | 1 | YEARS | JP-00660-H03MEA40CP001-ME-U |  | 2024-09-03 | SNR0-2E0 | หฟศ-ฟ. | PTW งานทั่วไป | 1 | 7 | 08:00:00 | Group-30-H03MEA-ME-U | 0 | 2 | 0 | H03MEA | Hydraulic Turbine | U | ME | H03MEA40 | CP | Head Cover, Stay Ring, Draft Tube, Shaft | Draft Tube Pressure Transmitter (SNR-H03MEA15CP001) | 30 | 2024-09-09 | 16:00:00
PO-00670-H03MEA10CP002-ME-U | BPK0 | SPIRAL CASE PRESSURE MEA11CP501 | ACTIVE | SNR-H03MEA10CP002 | APAO | AO1 | WSCH | O-BPKT00-67YI | O-BPKT00-67YI-BM | 1 | YEARS | JP-00670-H03MEA10CP002-ME-U |  | 2024-09-03 | SNR0-2E0 | หฟศ-ฟ. | PTW งานทั่วไป | 1 | 7 | 08:00:00 | Group-30-H03MEA-ME-U | 0 | 3 | 0 | H03MEA | Hydraulic Turbine | U | ME | H03MEA10 | CP | Spiral Case | Spiral case Pressure Gauge (SNR-H03MEA11CP501) | 30 | 2024-09-09 | 16:00:00
PO-00670-H03MEA30CP001-ME-U | BPK0 | RUNNER TOP PRESSURE MEA20CP501 | ACTIVE | SNR-H03MEA30CP001 | APAO | AO1 | WSCH | O-BPKT00-67YI | O-BPKT00-67YI-BM | 1 | YEARS | JP-00670-H03MEA30CP001-ME-U |  | 2024-09-03 | SNR0-2E0 | หฟศ-ฟ. | PTW งานทั่วไป | 1 | 7 | 08:00:00 | Group-30-H03MEA-ME-U | 0 | 4 | 0 | H03MEA | Hydraulic Turbine | U | ME | H03MEA30 | CP | Runner, Main Shaft | Runner Top Pressure Gauge (SNR-H03MEA30CP501) | 30 | 2024-09-09 | 16:00:00
PO-00670-H03MEA30CP002-ME-U | BPK0 | RUNNER SIDE PRESSURE MEA20CP511 | ACTIVE | SNR-H03MEA30CP002 | APAO | AO1 | WSCH | O-BPKT00-67YI | O-BPKT00-67YI-BM | 1 | YEARS | JP-00670-H03MEA30CP002-ME-U |  | 2024-09-03 | SNR0-2E0 | หฟศ-ฟ. | PTW งานทั่วไป | 1 | 7 | 08:00:00 | Group-30-H03MEA-ME-U | 0 | 5 | 0 | H03MEA | Hydraulic Turbine | U | ME | H03MEA30 | CP | Runner, Main Shaft | Runner Side Pressure Gauge (SNR-H03MEA30CP511) | 30 | 2024-09-09 | 16:00:00
PO-00670-H03MEA40CP001-ME-U | BPK0 | DRAFT TUBE PRESSURE MEA15CP501 | ACTIVE | SNR-H03MEA40CP001 | APAO | AO1 | WSCH | O-BPKT00-67YI | O-BPKT00-67YI-BM | 1 | YEARS | JP-00670-H03MEA40CP001-ME-U |  | 2024-09-03 | SNR0-2E0 | หฟศ-ฟ. | PTW งานทั่วไป | 1 | 7 | 08:00:00 | Group-30-H03MEA-ME-U | 0 | 6 | 0 | H03MEA | Hydraulic Turbine | U | ME | H03MEA40 | CP | Head Cover, Stay Ring, Draft Tube, Shaft | Draft Tube Pressure Transmitter (SNR-H03MEA15CP001) | 30 | 2024-09-09 | 16:00:00
PO-00670-H03MEA40HA007QP01-ME-U | BPK0 | SEALING BOX PRESSURE MES10CP501 | ACTIVE | SNR-H03MEA40HA007QP01 | APAO | AO1 | WSCH | O-BPKT00-67YI | O-BPKT00-67YI-BM | 1 | YEARS | JP-00670-H03MEA40HA007QP01-ME-U |  | 2024-09-03 | SNR0-2E0 | หฟศ-ฟ. | PTW งานทั่วไป | 1 | 7 | 08:00:00 | Group-30-H03MEA-ME-U | 0 | 7 | 0 | H03MEA | Hydraulic Turbine | U | ME | H03MEA40 | HA | Head Cover, Stay Ring, Draft Tube, Shaft | Sealing Box Pressure Gauge (SNR-H03MES10CP501) | 30 | 2024-09-09 | 16:00:00 | PMNUM มีความยาวมากกว่า 30 ตัวอักษร
PO-00680-H03MEA10CL001-S01-ME-U | BPK0 | TURBINE PIT FLOODED ALARM 1, 2 MEA11CL301-S01 (Switch) | ACTIVE | SNR-H03MEA10CL001-S01 | APAO | AO1 | WSCH | O-BPKT00-67YI | O-BPKT00-67YI-BM | 1 | YEARS | JP-00680-H03MEA10CL001-S01-ME-U |  | 2024-09-03 | SNR0-2E0 | หฟศ-ฟ. | PTW งานทั่วไป | 1 | 7 | 08:00:00 | Group-30-H03MEA-ME-U | 0 | 8 | 0 | H03MEA | Hydraulic Turbine | U | ME | H03MEA10 | CL | Spiral Case | Turbine Pit Flooded Alarm 1,2 Level Switch (SNE-H03MEA11CL301-S01) | 30 | 2024-09-09 | 16:00:00 | PMNUM มีความยาวมากกว่า 30 ตัวอักษร
PO-00680-H03MEA10CL001-S02-ME-U | BPK0 | TURBINE PIT FLOODED TRIP MEA11CL302-S01 (Switch) | ACTIVE | SNR-H03MEA10CL001-S02 | APAO | AO1 | WSCH | O-BPKT00-67YI | O-BPKT00-67YI-BM | 1 | YEARS | JP-00680-H03MEA10CL001-S02-ME-U |  | 2024-09-03 | SNR0-2E0 | หฟศ-ฟ. | PTW งานทั่วไป | 1 | 7 | 08:00:00 | Group-30-H03MEA-ME-U | 0 | 9 | 0 | H03MEA | Hydraulic Turbine | U | ME | H03MEA10 | CL | Spiral Case | Turbine Pit Flooded Trip Level Switch (SNR-H03MEA11CL302-S01) | 30 | 2024-09-09 | 16:00:00 | PMNUM มีความยาวมากกว่า 30 ตัวอักษร
Group-31-H13LQC-ME-C13 | BPK0 | Tailrace Gate System,MSP0-MH30,PTW งานประดาน้ำ | ACTIVE | BPK-H13 | APAO | AO1 | WSCH | O-BPKT00-67YI | O-BPKT00-67YI-BM | 1 | YEARS |  |  | 2024-09-03 | MSP0-MH30 | หบตน-ธ. | PTW งานประดาน้ำ | 0 | 7 | 08:00:00 |  | 0 | 31 | 1 | H13LQC | Tailrace Gate System | C13 | ME |  |  |  |  | 31 | 2024-09-03 | 16:00:00
PO-00060-H13LQC10AB001-ME-C13 | BPK0 | DIVING at TAILRACE GATE No.1 | ACTIVE | SNR-H13LQC10AB001 | APAO | AO1 | WSCH | O-BPKT00-67YI | O-BPKT00-67YI-BM | 1 | YEARS | JP-00060-H13LQC10AB001-ME-C13 |  | 2024-09-03 | MSP0-MH30 | หบตน-ธ. | PTW งานประดาน้ำ | 1 | 7 | 08:00:00 | Group-31-H13LQC-ME-C13 | 0 | 1 | 1 | H13LQC | Tailrace Gate System | C13 | ME | H13LQC10 | AB | Tailrace Gate | Gate No.1 | 31 | 2024-09-03 | 16:00:00
PO-00070-H13LQC10AB002-ME-C13 | BPK0 | DIVING at TAILRACE GATE No.2 | ACTIVE | SNR-H13LQC10AB002 | APAO | AO1 | WSCH | O-BPKT00-67YI | O-BPKT00-67YI-BM | 1 | YEARS | JP-00070-H13LQC10AB002-ME-C13 |  | 2024-09-03 | MSP0-MH30 | หบตน-ธ. | PTW งานประดาน้ำ | 1 | 7 | 08:00:00 | Group-31-H13LQC-ME-C13 | 0 | 2 | 1 | H13LQC | Tailrace Gate System | C13 | ME | H13LQC10 | AB | Tailrace Gate | Gate No.2 | 31 | 2024-09-03 | 16:00:00
Group-32-H13QEA-ME-C13 | BPK0 | Compressed Air Set,SNR0-2M0,PTW งานทั่วไป | ACTIVE | BPK-H13 | APAO | AO1 | WSCH | O-BPKT00-67YI | O-BPKT00-67YI-BM | 1 | YEARS |  |  | 2024-09-06 | SNR0-2M0 | หบศ-ฟ. | PTW งานทั่วไป | 0 | 7 | 08:00:00 |  | 0 | 32 | 0 | H13QEA | Compressed Air Set | C13 | ME |  |  |  |  | 32 | 2024-09-06 | 16:00:00
PO-01360-H13QEA10-ME-C13 | BPK0 | AIR COMPRESSOR A | ACTIVE | SNR-H13QEA10 | APAO | AO1 | WSCH | O-BPKT00-67YI | O-BPKT00-67YI-BM | 1 | YEARS | JP-01360-H13QEA10-ME-C13 |  | 2024-09-06 | SNR0-2M0 | หบศ-ฟ. | PTW งานทั่วไป | 1 | 7 | 08:00:00 | Group-32-H13QEA-ME-C13 | 0 | 1 | 0 | H13QEA | Compressed Air Set | C13 | ME | H13QEA10 |  | Air Compressor Set No.A(460A) | Air Compressor Set No.A(460A) | 32 | 2024-09-06 | 16:00:00
PO-01370-H13QEA20-ME-C13 | BPK0 | AIR COMPRESSOR B | ACTIVE | SNR-H13QEA20 | APAO | AO1 | WSCH | O-BPKT00-67YI | O-BPKT00-67YI-BM | 1 | YEARS | JP-01370-H13QEA20-ME-C13 |  | 2024-09-06 | SNR0-2M0 | หบศ-ฟ. | PTW งานทั่วไป | 1 | 7 | 08:00:00 | Group-32-H13QEA-ME-C13 | 0 | 2 | 0 | H13QEA | Compressed Air Set | C13 | ME | H13QEA20 |  | Air Compressor Set No.B(460B) | Air Compressor Set No.B(460B) | 32 | 2024-09-06 | 16:00:00
PO-01380-H13QEA30-ME-C13 | BPK0 | AIR COMPRESSOR C | ACTIVE | SNR-H13QEA30 | APAO | AO1 | WSCH | O-BPKT00-67YI | O-BPKT00-67YI-BM | 1 | YEARS | JP-01380-H13QEA30-ME-C13 |  | 2024-09-06 | SNR0-2M0 | หบศ-ฟ. | PTW งานทั่วไป | 1 | 7 | 08:00:00 | Group-32-H13QEA-ME-C13 | 0 | 3 | 0 | H13QEA | Compressed Air Set | C13 | ME | H13QEA30 |  | Air Compressor Set No.C(460C) | Air Compressor Set No.C(460C) | 32 | 2024-09-06 | 16:00:00
Group-33-H13LQC-ME-C13 | BPK0 | Tailrace Gate System,SNR0-2M0,PTW งาน Station Crane | ACTIVE | BPK-H13 | APAO | AO1 | WSCH | O-BPKT00-67YI | O-BPKT00-67YI-BM | 1 | YEARS |  |  | 2024-09-03 | SNR0-2M0 | หบศ-ฟ. | PTW งาน Station Crane | 0 | 7 | 08:00:00 |  | 0 | 33 | 1 | H13LQC | Tailrace Gate System | C13 | ME |  |  |  |  | 33 | 2024-09-10 | 16:00:00
PO-00080-H13LQC10AB001-ME-C13 | BPK0 | TAILRACE GATE No.1 | ACTIVE | SNR-H13LQC10AB001 | APAO | AO1 | WSCH | O-BPKT00-67YI | O-BPKT00-67YI-BM | 1 | YEARS | JP-00080-H13LQC10AB001-ME-C13 |  | 2024-09-03 | SNR0-2M0 | หบศ-ฟ. | PTW งาน Station Crane | 1 | 7 | 08:00:00 | Group-33-H13LQC-ME-C13 | 0 | 1 | 1 | H13LQC | Tailrace Gate System | C13 | ME | H13LQC10 | AB | Tailrace Gate | Gate No.1 | 33 | 2024-09-10 | 16:00:00
PO-00090-H13LQC10AB002-ME-C13 | BPK0 | TAILRACE GATE No.2 | ACTIVE | SNR-H13LQC10AB002 | APAO | AO1 | WSCH | O-BPKT00-67YI | O-BPKT00-67YI-BM | 1 | YEARS | JP-00090-H13LQC10AB002-ME-C13 |  | 2024-09-03 | SNR0-2M0 | หบศ-ฟ. | PTW งาน Station Crane | 1 | 7 | 08:00:00 | Group-33-H13LQC-ME-C13 | 0 | 2 | 1 | H13LQC | Tailrace Gate System | C13 | ME | H13LQC10 | AB | Tailrace Gate | Gate No.2 | 33 | 2024-09-10 | 16:00:00
Group-34-H00SMH-ME-C0 | BPK0 | SNR-H00SMH,MSP0-MH20,PTW งาน Station Crane | ACTIVE | BPK-H00 | APAO | AO1 | WSCH | O-BPKT00-67YI | O-BPKT00-67YI-BM | 1 | YEARS |  |  | 2024-08-20 | MSP0-MH20 | หบนม-ธ. | PTW งาน Station Crane | 0 | 7 | 08:00:00 |  | 0 | 34 | 0 | H00SMH | SNR-H00SMH | C0 | ME |  |  |  |  | 34 | 2024-08-24 | 16:00:00
PO-00010-H00SMH01AE100-ME-C0 | BPK0 | OVERHEAD CRANE NO.1 | ACTIVE | SNR-H00SMH01AE100 | APAO | AO1 | WSCH | O-BPKT00-67YI | O-BPKT00-67YI-BM | 1 | YEARS | JP-00010-H00SMH01AE100-ME-C0 |  | 2024-08-20 | MSP0-MH20 | หบนม-ธ. | PTW งาน Station Crane | 1 | 7 | 08:00:00 | Group-34-H00SMH-ME-C0 | 0 | 1 | 0 | H00SMH | SNR-H00SMH | C0 | ME | H00SMH01 | AE | OVERHEAD CRANE | Overhead Crane NO.1 | 34 | 2024-08-24 | 16:00:00
PO-00020-H00SMH01AE200-ME-C0 | BPK0 | OVERHEAD CRANE NO.2 | ACTIVE | SNR-H00SMH01AE200 | APAO | AO1 | WSCH | O-BPKT00-67YI | O-BPKT00-67YI-BM | 1 | YEARS | JP-00020-H00SMH01AE200-ME-C0 |  | 2024-08-20 | MSP0-MH20 | หบนม-ธ. | PTW งาน Station Crane | 1 | 7 | 08:00:00 | Group-34-H00SMH-ME-C0 | 0 | 2 | 0 | H00SMH | SNR-H00SMH | C0 | ME | H00SMH01 | AE | OVERHEAD CRANE | Overhead Crane NO.2 | 34 | 2024-08-24 | 16:00:00
PO-00030-H00SMH31-ME-C0 | BPK0 | GANTRY CRANE TEST BEFORE SHUT DOWN (24 ตัน) | ACTIVE | SNR-H00SMH31 | APAO | AO1 | WSCH | O-BPKT00-67YI | O-BPKT00-67YI-BM | 1 | YEARS | JP-00030-H00SMH31-ME-C0 |  | 2024-08-22 | MSP0-MH20 | หบนม-ธ. | PTW งาน Station Crane | 1 | 7 | 08:00:00 | Group-34-H00SMH-ME-C0 | 0 | 3 | 0 | H00SMH | SNR-H00SMH | C0 | ME | H00SMH31 |  | GANTRY CRANE | GANTRY CRANE | 34 | 2024-08-24 | 16:00:00
PO-00450-H03MEA30HB100-ME-U | BPK0 | RUNNER (หบศ-ฟ.) | ACTIVE | SNR-H03MEA30HB100 | APAO | AO1 | WSCH | O-BPKT00-67YI | O-BPKT00-67YI-BM | 1 | YEARS | JP-00450-H03MEA30HB100-ME-U |  | 2024-09-05 | SNR0-2M0 | หบศ-ฟ. | PTW งานในที่อับอากาศ//PTW งานที่ทำให้เกิดความร้อน ประกายไฟ | 0 | 7 | 08:00:00 |  | 0 | 35 |  | H03MEA | Hydraulic Turbine | U | ME | H03MEA30 | HB | Runner, Main Shaft | Runner |  | 2024-09-06 | 16:00:00
PO-00980-H03MEB10AA001-ME-U | BPK0 | INLET VALVE BODY & INLET VALVE DISC (หบศ-ฟ.) | ACTIVE | SNR-H03MEB10AA001 | APAO | AO1 | WSCH | O-BPKT00-67YI | O-BPKT00-67YI-BM | 1 | YEARS | JP-00980-H03MEB10AA001-ME-U |  | 2024-09-03 | SNR0-2M0 | หบศ-ฟ. | PTW งานในที่อับอากาศ | 0 | 7 | 08:00:00 |  | 0 | 36 |  | H03MEB | Inlet Valve | U | ME | H03MEB10 | AA | Main Inlet Valve Set | Inlet Valve |  | 2024-09-10 | 16:00:00
PO-01440-H03QEB10-ME-U | BPK0 | MAIN AIR TANK (951) (หขศ-ฟ.) | ACTIVE | SNR-H03QEB10 | APAO | AO1 | WSCH | O-BPKT00-67YI | O-BPKT00-67YI-BM | 1 | YEARS | JP-01440-H03QEB10-ME-U |  | 2024-09-04 | SNR0-3D0 | หขศ-ฟ. | PTW งานนั่งร้าน : ติดตั้งและแก้ไข, PTW งานนั่งร้าน : รื้อถอน | 0 | 7 | 08:00:00 |  | 0 | 37 |  | H03QEB | Air Supply System (SNR-H03QEA) | U | ME | H03QEB10 |  | Main Air Tank(951) (SNR-H03QEA20) | Main Air Tank(951) (SNR-H03QEA20) |  | 2024-09-04 | 16:00:00
PO-01060-H03MEX21-ME-U | BPK0 | INLET VALVE PRESSURE TANK AND AUX. EQUIPMENT (หขศ-ฟ.) | ACTIVE | SNR-H03MEX21 | APAO | AO1 | WSCH | O-BPKT00-67YI | O-BPKT00-67YI-BM | 1 | YEARS | JP-01060-H03MEX21-ME-U |  | 2024-09-03 | SNR0-3D0 | หขศ-ฟ. | PTW งานนั่งร้าน : ติดตั้งและแก้ไข, PTW งานนั่งร้าน : รื้อถอน | 0 | 7 | 08:00:00 |  | 0 | 38 |  | H03MEX | Fluid Supply Sys for Control & Protec Eq | U | ME | H03MEX21 |  | Inlet Valve Oil Pressure Tank (SNR-H03MEX60) | Inlet Valve Oil Pressure Tank (SNR-H03MEX60) |  | 2024-09-03 | 16:00:00
PO-00990-H03MEB10AA001-ME-U | BPK0 | INLET VALVE BODY & INLET VALVE DISC (หขศ-ฟ.) | ACTIVE | SNR-H03MEB10AA001 | APAO | AO1 | WSCH | O-BPKT00-67YI | O-BPKT00-67YI-BM | 1 | YEARS | JP-00990-H03MEB10AA001-ME-U |  | 2024-09-04 | SNR0-2S0 | หขศ-ฟ. | PTW งานนั่งร้าน : ติดตั้งและแก้ไข, PTW งานนั่งร้าน : รื้อถอน | 0 | 7 | 08:00:00 |  | 0 | 39 |  | H03MEB | Inlet Valve | U | ME | H03MEB10 | AA | Main Inlet Valve Set | Inlet Valve |  | 2024-09-04 | 16:00:00
PO-00350-H03MEA40HA004-ME-U | BPK0 | DRAFT TUBE (หขศ-ฟ.) | ACTIVE | SNR-H03MEA40HA004 | APAO | AO1 | WSCH | O-BPKT00-67YI | O-BPKT00-67YI-BM | 1 | YEARS | JP-00350-H03MEA40HA004-ME-U |  | 2024-09-03 | SNR0-3D0 | หขศ-ฟ. | PTW งานนั่งร้าน : ติดตั้งและแก้ไข, PTW งานนั่งร้าน : รื้อถอน | 0 | 7 | 08:00:00 |  | 0 | 40 |  | H03MEA | Hydraulic Turbine | U | ME | H03MEA40 | HA | Head Cover, Stay Ring, Draft Tube, Shaft | Draft Tube |  | 2024-09-08 | 16:00:00
PO-01540-H04MEY10-ME-U | BPK0 | VIBRATION TEST (หบศ-ฟ.) | ACTIVE | SNR-H04MEY10 | APAO | AO1 | WSCH | O-BPKT00-67YI | O-BPKT00-67YI-BM | 1 | YEARS | JP-01540-H04MEY10-ME-U |  | 2024-09-10 | SNR0-2M0 | หบศ-ฟ. | PTW งานทั่วไป | 0 | 7 | 08:00:00 |  | 0 | 41 |  | H04MEY | Hydraulic Turbine Electrical Control | U | ME | H04MEY10 |  | Turbine Electrical Control | Turbine Electrical Control |  | 2024-09-12 | 16:00:00
PO-01530-H04MEY10-ME-U | BPK0 | VIBRATION TEST (หวผอ-ธ.) | ACTIVE | SNR-H04MEY10 | APAO | AO1 | WSCH | O-BPKT00-67YI | O-BPKT00-67YI-BM | 1 | YEARS | JP-01530-H04MEY10-ME-U |  | 2024-09-10 | MWD0-SM10 | หวผอ-ธ. | PTW งานทั่วไป | 0 | 7 | 08:00:00 |  | 0 | 42 |  | H04MEY | Hydraulic Turbine Electrical Control | U | ME | H04MEY10 |  | Turbine Electrical Control | Turbine Electrical Control |  | 2024-09-12 | 16:00:00
PO-01400-H03QEA10-ME-U | BPK0 | BRAKE AIR TANK (หบศ-ฟ.) | ACTIVE | SNR-H03QEA10 | APAO | AO1 | WSCH | O-BPKT00-67YI | O-BPKT00-67YI-BM | 1 | YEARS | JP-01400-H03QEA10-ME-U |  | 2024-09-04 | SNR0-2M0 | หบศ-ฟ. | PTW งานทั่วไป | 0 | 7 | 08:00:00 |  | 0 | 43 |  | H03QEA | Central Compressed Air and Carrier Air Generator System | U | ME | H03QEA10 |  | Brake Air Tank (SNR-H03MKA91) | Brake Air Tank (SNR-H03MKA91) |  | 2024-09-04 | 16:00:00
PO-01410-H03QEA10-ME-U | BPK0 | BRAKE AIR TANK (หวผอ-ธ.) | ACTIVE | SNR-H03QEA10 | APAO | AO1 | WSCH | O-BPKT00-67YI | O-BPKT00-67YI-BM | 1 | YEARS | JP-01410-H03QEA10-ME-U |  | 2024-09-04 | MWD0-SM10 | หวผอ-ธ. | PTW งานทั่วไป | 0 | 7 | 08:00:00 |  | 0 | 44 |  | H03QEA | Central Compressed Air and Carrier Air Generator System | U | ME | H03QEA10 |  | Brake Air Tank (SNR-H03MKA91) | Brake Air Tank (SNR-H03MKA91) |  | 2024-09-05 | 16:00:00
PO-00180-H03MKA50-ME-U | BPK0 | FRICTION BRAKE (หงศ-ฟ.) | ACTIVE | SNR-H03MKA50 | APAO | AO1 | WSCH | O-BPKT00-67YI | O-BPKT00-67YI-BM | 1 | YEARS | JP-00180-H03MKA50-ME-U |  | 2024-09-04 | SNR0-2S0 | หงศ-ฟ. | PTW งานทั่วไป | 0 | 7 | 08:00:00 |  | 0 | 45 |  | H03MKA | Generator | U | ME | H03MKA50 |  | Generator Friction Brake (SNR-H03MKA90) | Generator Friction Brake (SNR-H03MKA90) |  | 2024-09-04 | 16:00:00
PO-01520-H03MEY10-ME-U | BPK0 | MECHINE TEST OF GOVERNOR CONTROL (หบศ-ฟ.) | ACTIVE | SNR-H03MEY10 | APAO | AO1 | WSCH | O-BPKT00-67YI | O-BPKT00-67YI-BM | 1 | YEARS | JP-01520-H03MEY10-ME-U |  | 2024-09-10 | SNR0-2M0 | หบศ-ฟ. | PTW งานทั่วไป | 0 | 7 | 08:00:00 |  | 0 | 46 |  | H03MEY | Turbine Control and Protection Equipment | U | ME | H03MEY10 |  | Governor&Turbine Control | Governor&Turbine Control |  | 2024-09-12 | 16:00:00
PO-01510-H03MEY10-ME-U | BPK0 | MECHINE TEST OF GOVERNOR CONTROL (หบนม-ธ.) | ACTIVE | SNR-H03MEY10 | APAO | AO1 | WSCH | O-BPKT00-67YI | O-BPKT00-67YI-BM | 1 | YEARS | JP-01510-H03MEY10-ME-U |  | 2024-09-10 | MSP0-MH20 | หบนม-ธ. | PTW งานทั่วไป | 0 | 7 | 08:00:00 |  | 0 | 47 |  | H03MEY | Turbine Control and Protection Equipment | U | ME | H03MEY10 |  | Governor&Turbine Control | Governor&Turbine Control |  | 2024-09-12 | 16:00:00
PO-00820-H03MEX11-ME-U | BPK0 | GOVERNOR OIL PRESSURE TANK AND ACCESSORIES (หขศ-ฟ.) | ACTIVE | SNR-H03MEX11 | APAO | AO1 | WSCH | O-BPKT00-67YI | O-BPKT00-67YI-BM | 1 | YEARS | JP-00820-H03MEX11-ME-U |  | 2024-09-03 | SNR0-3D0 | หขศ-ฟ. | PTW งานทั่วไป | 0 | 7 | 08:00:00 |  | 0 | 48 |  | H03MEX | Fluid Supply Sys for Control & Protec Eq | U | ME | H03MEX11 |  | Governor Oil Pressure Tank (SNR-H03MEX40) | Governor Oil Pressure Tank (SNR-H03MEX40) |  | 2024-09-03 | 16:00:00
PO-00760-H03MEV10CP001-ME-U | BPK0 | INSTRUMENT (TGB OIL FLOW TRANSMITTER MED20CF001) | ACTIVE | SNR-H03MEV10CP001 | APAO | AO1 | WSCH | O-BPKT00-67YI | O-BPKT00-67YI-BM | 1 | YEARS | JP-00760-H03MEV10CP001-ME-U |  | 2024-09-03 | SNR0-2E0 | หฟศ-ฟ. | PTW งานทั่วไป | 0 | 7 | 08:00:00 |  | 0 | 49 |  | H03MEV | Lubricant Supply System | U | ME | H03MEV10 | CP | Turbine Lub Oil Supply | TGB Oil Flow Transmitter (SNR-H03MED20CF001) |  | 2024-09-09 | 16:00:00
PO-00040-H03LPB10AB001KB01-ME-U | BPK0 | INTAKE GATE (หบศ-ฟ.) | ACTIVE | SNR-H03LPB10AB001KB01 | APAO | AO1 | WSCH | O-BPKT00-67YI | O-BPKT00-67YI-BM | 1 | YEARS | JP-00040-H03LPB10AB001KB01-ME-U |  | 2024-09-03 | SNR0-2M0 | หบศ-ฟ. | PTW งาน Station Crane | 0 | 7 | 08:00:00 |  | 0 | 50 |  | H03LPB | Gate&Servomotor | U | ME | H03LPB10 | AB | Intake Gate | Gate |  | 2024-09-10 | 16:00:00 | PMNUM มีความยาวมากกว่า 30 ตัวอักษร
PO-00050-H03LPB10AB001KB01-ME-U | BPK0 | INTAKE GATE (หฟศ-ฟ.) | ACTIVE | SNR-H03LPB10AB001KB01 | APAO | AO1 | WSCH | O-BPKT00-67YI | O-BPKT00-67YI-BM | 1 | YEARS | JP-00050-H03LPB10AB001KB01-ME-U |  | 2024-09-03 | SNR0-2E0 | หฟศ-ฟ. | PTW งาน Station Crane | 0 | 7 | 08:00:00 |  | 0 | 51 |  | H03LPB | Gate&Servomotor | U | ME | H03LPB10 | AB | Intake Gate | Gate |  | 2024-09-10 | 16:00:00 | PMNUM มีความยาวมากกว่า 30 ตัวอักษร
PO-01350-H13LSL10-ME-C13 | BPK0 | AUXILIARY (DRAINAGE PUMP) | ACTIVE | SNR-H13LSL10 | APAO | AO1 | WSCH | O-BPKT00-67YI | O-BPKT00-67YI-BM | 1 | YEARS | JP-01350-H13LSL10-ME-C13 |  | 2024-09-07 | SNR0-2M0 | หบศ-ฟ. | PTW งานทั่วไป | 0 | 7 | 08:00:00 |  | 0 | 52 |  | H13LSL | Drainage System SNR#1-3 | C13 | ME | H13LSL10 |  | Drainage System | Drainage System |  | 2024-09-07 | 16:00:00
Group-35-H03SGJ-EE-U | BPK0 | Fire Protection,SNR0-2E0,PTW งานเกี่ยวกับไฟฟ้า | ACTIVE | BPK-T00 | APAO | AO1 | WSCH | O-BPKT00-67YI | O-BPKT00-67YI-BM | 1 | YEARS |  |  | 2024-09-03 | SNR0-2E0 | หฟศ-ฟ. | PTW งานเกี่ยวกับไฟฟ้า | 0 | 7 | 08:00:00 |  | 0 | 53 | 1 | H03SGJ | Fire Protection | U | EE |  |  |  |  | 35 | 2024-09-09 | 16:00:00
PO-02600-H03SGJ30EG001-EE-U | BPK0 | MAIN TRANSFORMER TEMP HEAT DECTECTOR NO.1 | ACTIVE | SNR-H03SGJ30EG001 | APAO | AO1 | WSCH | O-BPKT00-67YI | O-BPKT00-67YI-BM | 1 | YEARS | JP-02600-H03SGJ30EG001-EE-U |  | 2024-09-03 | SNR0-2E0 | หฟศ-ฟ. | PTW งานเกี่ยวกับไฟฟ้า | 1 | 7 | 08:00:00 | Group-35-H03SGJ-EE-U | 0 | 1 | 1 | H03SGJ | Fire Protection | U | EE | H03SGJ30 | EG | Water Fire Protection For M.Tranformer | Temp Heat Dectector No.1 | 35 | 2024-09-09 | 16:00:00
PO-02600-H03SGJ30EG002-EE-U | BPK0 | MAIN TRANSFORMER TEMP HEAT DECTECTOR NO.2 | ACTIVE | SNR-H03SGJ30EG002 | APAO | AO1 | WSCH | O-BPKT00-67YI | O-BPKT00-67YI-BM | 1 | YEARS | JP-02600-H03SGJ30EG002-EE-U |  | 2024-09-03 | SNR0-2E0 | หฟศ-ฟ. | PTW งานเกี่ยวกับไฟฟ้า | 1 | 7 | 08:00:00 | Group-35-H03SGJ-EE-U | 0 | 2 | 1 | H03SGJ | Fire Protection | U | EE | H03SGJ30 | EG | Water Fire Protection For M.Tranformer | Temp Heat Dectector No.2 | 35 | 2024-09-09 | 16:00:00
PO-02600-H03SGJ30EG003-EE-U | BPK0 | MAIN TRANSFORMER TEMP HEAT DECTECTOR NO.3 | ACTIVE | SNR-H03SGJ30EG003 | APAO | AO1 | WSCH | O-BPKT00-67YI | O-BPKT00-67YI-BM | 1 | YEARS | JP-02600-H03SGJ30EG003-EE-U |  | 2024-09-03 | SNR0-2E0 | หฟศ-ฟ. | PTW งานเกี่ยวกับไฟฟ้า | 1 | 7 | 08:00:00 | Group-35-H03SGJ-EE-U | 0 | 3 | 1 | H03SGJ | Fire Protection | U | EE | H03SGJ30 | EG | Water Fire Protection For M.Tranformer | Temp Heat Dectector No.3 | 35 | 2024-09-09 | 16:00:00
PO-02600-H03SGJ30EG004-EE-U | BPK0 | MAIN TRANSFORMER TEMP HEAT DECTECTOR NO.4 | ACTIVE | SNR-H03SGJ30EG004 | APAO | AO1 | WSCH | O-BPKT00-67YI | O-BPKT00-67YI-BM | 1 | YEARS | JP-02600-H03SGJ30EG004-EE-U |  | 2024-09-03 | SNR0-2E0 | หฟศ-ฟ. | PTW งานเกี่ยวกับไฟฟ้า | 1 | 7 | 08:00:00 | Group-35-H03SGJ-EE-U | 0 | 4 | 1 | H03SGJ | Fire Protection | U | EE | H03SGJ30 | EG | Water Fire Protection For M.Tranformer | Temp Heat Dectector No.4 | 35 | 2024-09-09 | 16:00:00
PO-02600-H03SGJ30EG005-EE-U | BPK0 | MAIN TRANSFORMER TEMP HEAT DECTECTOR NO.5 | ACTIVE | SNR-H03SGJ30EG005 | APAO | AO1 | WSCH | O-BPKT00-67YI | O-BPKT00-67YI-BM | 1 | YEARS | JP-02600-H03SGJ30EG005-EE-U |  | 2024-09-03 | SNR0-2E0 | หฟศ-ฟ. | PTW งานเกี่ยวกับไฟฟ้า | 1 | 7 | 08:00:00 | Group-35-H03SGJ-EE-U | 0 | 5 | 1 | H03SGJ | Fire Protection | U | EE | H03SGJ30 | EG | Water Fire Protection For M.Tranformer | Temp Heat Dectector No.5 | 35 | 2024-09-09 | 16:00:00
PO-02600-H03SGJ30EG006-EE-U | BPK0 | MAIN TRANSFORMER TEMP HEAT DECTECTOR NO.6 | ACTIVE | SNR-H03SGJ30EG006 | APAO | AO1 | WSCH | O-BPKT00-67YI | O-BPKT00-67YI-BM | 1 | YEARS | JP-02600-H03SGJ30EG006-EE-U |  | 2024-09-03 | SNR0-2E0 | หฟศ-ฟ. | PTW งานเกี่ยวกับไฟฟ้า | 1 | 7 | 08:00:00 | Group-35-H03SGJ-EE-U | 0 | 6 | 1 | H03SGJ | Fire Protection | U | EE | H03SGJ30 | EG | Water Fire Protection For M.Tranformer | Temp Heat Dectector No.6 | 35 | 2024-09-09 | 16:00:00
PO-02610-H03SGJ10EG001-EE-U | BPK0 | SMOKE DECTECTOR NO.1 | ACTIVE | SNR-H03SGJ10EG001 | APAO | AO1 | WSCH | O-BPKT00-67YI | O-BPKT00-67YI-BM | 1 | YEARS | JP-02610-H03SGJ10EG001-EE-U |  | 2024-09-03 | SNR0-2E0 | หฟศ-ฟ. | PTW งานเกี่ยวกับไฟฟ้า | 1 | 7 | 08:00:00 | Group-35-H03SGJ-EE-U | 0 | 7 | 1 | H03SGJ | Fire Protection | U | EE | H03SGJ10 | EG | Fighting System | Smoke Detector No.1 | 35 | 2024-09-09 | 16:00:00
PO-02610-H03SGJ10EG002-EE-U | BPK0 | SMOKE DECTECTOR NO.2 | ACTIVE | SNR-H03SGJ10EG002 | APAO | AO1 | WSCH | O-BPKT00-67YI | O-BPKT00-67YI-BM | 1 | YEARS | JP-02610-H03SGJ10EG002-EE-U |  | 2024-09-03 | SNR0-2E0 | หฟศ-ฟ. | PTW งานเกี่ยวกับไฟฟ้า | 1 | 7 | 08:00:00 | Group-35-H03SGJ-EE-U | 0 | 8 | 1 | H03SGJ | Fire Protection | U | EE | H03SGJ10 | EG | Fighting System | Smoke Detector No.2 | 35 | 2024-09-09 | 16:00:00
PO-02610-H03SGJ10EG003-EE-U | BPK0 | SMOKE DECTECTOR NO.3 | ACTIVE | SNR-H03SGJ10EG003 | APAO | AO1 | WSCH | O-BPKT00-67YI | O-BPKT00-67YI-BM | 1 | YEARS | JP-02610-H03SGJ10EG003-EE-U |  | 2024-09-03 | SNR0-2E0 | หฟศ-ฟ. | PTW งานเกี่ยวกับไฟฟ้า | 1 | 7 | 08:00:00 | Group-35-H03SGJ-EE-U | 0 | 9 | 1 | H03SGJ | Fire Protection | U | EE | H03SGJ10 | EG | Fighting System | Smoke Detector No.3 | 35 | 2024-09-09 | 16:00:00
PO-02610-H03SGJ10EG004-EE-U | BPK0 | SMOKE DECTECTOR NO.4 | ACTIVE | SNR-H03SGJ10EG004 | APAO | AO1 | WSCH | O-BPKT00-67YI | O-BPKT00-67YI-BM | 1 | YEARS | JP-02610-H03SGJ10EG004-EE-U |  | 2024-09-03 | SNR0-2E0 | หฟศ-ฟ. | PTW งานเกี่ยวกับไฟฟ้า | 1 | 7 | 08:00:00 | Group-35-H03SGJ-EE-U | 0 | 10 | 1 | H03SGJ | Fire Protection | U | EE | H03SGJ10 | EG | Fighting System | Smoke Detector No.4 | 35 | 2024-09-09 | 16:00:00
PO-02610-H03SGJ10EG005-EE-U | BPK0 | GENERATOR TEMP HEAT DECTECTOR NO.1 | ACTIVE | SNR-H03SGJ10EG005 | APAO | AO1 | WSCH | O-BPKT00-67YI | O-BPKT00-67YI-BM | 1 | YEARS | JP-02610-H03SGJ10EG005-EE-U |  | 2024-09-03 | SNR0-2E0 | หฟศ-ฟ. | PTW งานเกี่ยวกับไฟฟ้า | 1 | 7 | 08:00:00 | Group-35-H03SGJ-EE-U | 0 | 11 | 1 | H03SGJ | Fire Protection | U | EE | H03SGJ10 | EG | Fighting System | Temp Heat Dectector No.1 | 35 | 2024-09-09 | 16:00:00
PO-02610-H03SGJ10EG006-EE-U | BPK0 | GENERATOR TEMP HEAT DECTECTOR NO.2 | ACTIVE | SNR-H03SGJ10EG006 | APAO | AO1 | WSCH | O-BPKT00-67YI | O-BPKT00-67YI-BM | 1 | YEARS | JP-02610-H03SGJ10EG006-EE-U |  | 2024-09-03 | SNR0-2E0 | หฟศ-ฟ. | PTW งานเกี่ยวกับไฟฟ้า | 1 | 7 | 08:00:00 | Group-35-H03SGJ-EE-U | 0 | 12 | 1 | H03SGJ | Fire Protection | U | EE | H03SGJ10 | EG | Fighting System | Temp Heat Dectector No.2 | 35 | 2024-09-09 | 16:00:00
PO-02610-H03SGJ10EG007-EE-U | BPK0 | GENERATOR TEMP HEAT DECTECTOR NO.3 | ACTIVE | SNR-H03SGJ10EG007 | APAO | AO1 | WSCH | O-BPKT00-67YI | O-BPKT00-67YI-BM | 1 | YEARS | JP-02610-H03SGJ10EG007-EE-U |  | 2024-09-03 | SNR0-2E0 | หฟศ-ฟ. | PTW งานเกี่ยวกับไฟฟ้า | 1 | 7 | 08:00:00 | Group-35-H03SGJ-EE-U | 0 | 13 | 1 | H03SGJ | Fire Protection | U | EE | H03SGJ10 | EG | Fighting System | Temp Heat Dectector No.3 | 35 | 2024-09-09 | 16:00:00
PO-02610-H03SGJ10EG008-EE-U | BPK0 | GENERATOR TEMP HEAT DECTECTOR NO.4 | ACTIVE | SNR-H03SGJ10EG008 | APAO | AO1 | WSCH | O-BPKT00-67YI | O-BPKT00-67YI-BM | 1 | YEARS | JP-02610-H03SGJ10EG008-EE-U |  | 2024-09-03 | SNR0-2E0 | หฟศ-ฟ. | PTW งานเกี่ยวกับไฟฟ้า | 1 | 7 | 08:00:00 | Group-35-H03SGJ-EE-U | 0 | 14 | 1 | H03SGJ | Fire Protection | U | EE | H03SGJ10 | EG | Fighting System | Temp Heat Dectector No.4 | 35 | 2024-09-09 | 16:00:00
PO-02610-H03SGJ10EG009-EE-U | BPK0 | GENERATOR TEMP HEAT DECTECTOR NO.5 | ACTIVE | SNR-H03SGJ10EG009 | APAO | AO1 | WSCH | O-BPKT00-67YI | O-BPKT00-67YI-BM | 1 | YEARS | JP-02610-H03SGJ10EG009-EE-U |  | 2024-09-03 | SNR0-2E0 | หฟศ-ฟ. | PTW งานเกี่ยวกับไฟฟ้า | 1 | 7 | 08:00:00 | Group-35-H03SGJ-EE-U | 0 | 15 | 1 | H03SGJ | Fire Protection | U | EE | H03SGJ10 | EG | Fighting System | Temp Heat Dectector No.5 | 35 | 2024-09-09 | 16:00:00
PO-02610-H03SGJ10EG010-EE-U | BPK0 | GENERATOR TEMP HEAT DECTECTOR NO.6 | ACTIVE | SNR-H03SGJ10EG010 | APAO | AO1 | WSCH | O-BPKT00-67YI | O-BPKT00-67YI-BM | 1 | YEARS | JP-02610-H03SGJ10EG010-EE-U |  | 2024-09-03 | SNR0-2E0 | หฟศ-ฟ. | PTW งานเกี่ยวกับไฟฟ้า | 1 | 7 | 08:00:00 | Group-35-H03SGJ-EE-U | 0 | 16 | 1 | H03SGJ | Fire Protection | U | EE | H03SGJ10 | EG | Fighting System | Temp Heat Dectector No.6 | 35 | 2024-09-09 | 16:00:00
Group-36-H03MKY-EE-U | BPK0 | Control & Protection,SNR0-2E0,PTW งานเกี่ยวกับไฟฟ้า | ACTIVE | BPK-T00 | APAO | AO1 | WSCH | O-BPKT00-67YI | O-BPKT00-67YI-BM | 1 | YEARS |  |  | 2024-09-03 | SNR0-2E0 | หฟศ-ฟ. | PTW งานเกี่ยวกับไฟฟ้า | 0 | 7 | 08:00:00 |  | 0 | 54 | 0 | H03MKY | Control & Protection | U | EE |  |  |  |  | 36 | 2024-09-09 | 16:00:00
PO-02820-H03MKY10AP001-M01-EE-U | BPK0 | OIL LIFT PUMP MOTOR A | ACTIVE | SNR-H03MKY10AP001-M01 | APAO | AO1 | WSCH | O-BPKT00-67YI | O-BPKT00-67YI-BM | 1 | YEARS | JP-02820-H03MKY10AP001-M01-EE-U |  | 2024-09-03 | SNR0-2E0 | หฟศ-ฟ. | PTW งานเกี่ยวกับไฟฟ้า | 1 | 7 | 08:00:00 | Group-36-H03MKY-EE-U | 0 | 1 | 0 | H03MKY | Control & Protection | U | EE | H03MKY10 | AP | High Pressure Oil Lift Pump Unit (SNR-H03MKV50) | Motor (SNR-H03MKV50AP001-M01) | 36 | 2024-09-09 | 16:00:00 | PMNUM มีความยาวมากกว่า 30 ตัวอักษร
PO-02820-H03MKY10AP002-M01-EE-U | BPK0 | OIL LIFT PUMP MOTOR B | ACTIVE | SNR-H03MKY10AP002-M01 | APAO | AO1 | WSCH | O-BPKT00-67YI | O-BPKT00-67YI-BM | 1 | YEARS | JP-02820-H03MKY10AP002-M01-EE-U |  | 2024-09-03 | SNR0-2E0 | หฟศ-ฟ. | PTW งานเกี่ยวกับไฟฟ้า | 1 | 7 | 08:00:00 | Group-36-H03MKY-EE-U | 0 | 2 | 0 | H03MKY | Control & Protection | U | EE | H03MKY10 | AP | High Pressure Oil Lift Pump Unit (SNR-H03MKV50) | Motor (SNR-H03MKV50AP002-M01) | 36 | 2024-09-09 | 16:00:00 | PMNUM มีความยาวมากกว่า 30 ตัวอักษร
Group-37-H03MKC-EE-U | BPK0 | Excitation System,MSP0-EA30,PTW งานเกี่ยวกับไฟฟ้า | ACTIVE | BPK-T00 | APAO | AO1 | WSCH | O-BPKT00-67YI | O-BPKT00-67YI-BM | 1 | YEARS |  |  | 2024-09-03 | MSP0-EA30 | หทอฟ-ธ. | PTW งานเกี่ยวกับไฟฟ้า | 0 | 7 | 08:00:00 |  | 0 | 55 | 1 | H03MKC | Excitation System | U | EE |  |  |  |  | 37 | 2024-09-09 | 16:00:00
PO-02420-H03MKC20DX102-EE-U | BPK0 | SLIP RING AND BRUSH HOLDER (หทอฟ-ธ.) | ACTIVE | SNR-H03MKC20DX102 | APAO | AO1 | WSCH | O-BPKT00-67YI | O-BPKT00-67YI-BM | 1 | YEARS | JP-02420-H03MKC20DX102-EE-U |  | 2024-09-03 | MSP0-EA30 | หทอฟ-ธ. | PTW งานเกี่ยวกับไฟฟ้า | 1 | 7 | 08:00:00 | Group-37-H03MKC-EE-U | 0 | 1 | 1 | H03MKC | Excitation System | U | EE | H03MKC20 | DX | Excitation Set | Slip Ring | 37 | 2024-09-09 | 16:00:00
PO-02430-H03MKC12GT100-T02-EE-U | BPK0 | CT OF 87ET, 50 ET (SNR-H03MK-C01CE111) 100/5A, 5P20, 40VA (หทอฟ-ธ.) | ACTIVE | SNR-H03MKC12GT100-T02 | APAO | AO1 | WSCH | O-BPKT00-67YI | O-BPKT00-67YI-BM | 1 | YEARS | JP-02430-H03MKC12GT100-T02-EE-U |  | 2024-09-03 | MSP0-EA30 | หทอฟ-ธ. | PTW งานเกี่ยวกับไฟฟ้า | 1 | 7 | 08:00:00 | Group-37-H03MKC-EE-U | 0 | 2 | 1 | H03MKC | Excitation System | U | EE | H03MKC12 | GT | Excitation Transformer System | CT1 of 87ET,50ET Excitation System (SNR-H03MKC01CE111) | 37 | 2024-09-09 | 16:00:00 | PMNUM มีความยาวมากกว่า 30 ตัวอักษร
PO-02450-H03MKC12GT100-T03-EE-U | BPK0 | CT OF 87MTG1 (SNR-H03MK-C01CE121) 100/5A, 5P20, 40VA (หทอฟ-ธ.) | ACTIVE | SNR-H03MKC12GT100-T03 | APAO | AO1 | WSCH | O-BPKT00-67YI | O-BPKT00-67YI-BM | 1 | YEARS | JP-02450-H03MKC12GT100-T03-EE-U |  | 2024-09-03 | MSP0-EA30 | หทอฟ-ธ. | PTW งานเกี่ยวกับไฟฟ้า | 1 | 7 | 08:00:00 | Group-37-H03MKC-EE-U | 0 | 3 | 1 | H03MKC | Excitation System | U | EE | H03MKC12 | GT | Excitation Transformer System | CT2 of 87MTG3 Excitation System (SNR-H03MKC01CE121) | 37 | 2024-09-09 | 16:00:00 | PMNUM มีความยาวมากกว่า 30 ตัวอักษร
PO-02470-H03MKC12GT100-T04-EE-U | BPK0 | CT OF 87ET (SNR-H03MK-C01CE131) 1500/5A, 5P20, 10VA (หทอฟ-ธ.) | ACTIVE | SNR-H03MKC12GT100-T04 | APAO | AO1 | WSCH | O-BPKT00-67YI | O-BPKT00-67YI-BM | 1 | YEARS | JP-02470-H03MKC12GT100-T04-EE-U |  | 2024-09-03 | MSP0-EA30 | หทอฟ-ธ. | PTW งานเกี่ยวกับไฟฟ้า | 1 | 7 | 08:00:00 | Group-37-H03MKC-EE-U | 0 | 4 | 1 | H03MKC | Excitation System | U | EE | H03MKC12 | GT | Excitation Transformer System | CT3 of 87ET Excitation System (SNR-H03MKC01CE131) | 37 | 2024-09-09 | 16:00:00 | PMNUM มีความยาวมากกว่า 30 ตัวอักษร
PO-02500-H03MKC12GT100-T01-EE-U | BPK0 | EXCITATION TRANSFORMER EXTR. (หทอฟ-ธ.) | ACTIVE | SNR-H03MKC12GT100-T01 | APAO | AO1 | WSCH | O-BPKT00-67YI | O-BPKT00-67YI-BM | 1 | YEARS | JP-02500-H03MKC12GT100-T01-EE-U |  | 2024-09-03 | MSP0-EA30 | หทอฟ-ธ. | PTW งานเกี่ยวกับไฟฟ้า | 1 | 7 | 08:00:00 | Group-37-H03MKC-EE-U | 0 | 5 | 1 | H03MKC | Excitation System | U | EE | H03MKC12 | GT | Excitation Transformer System | Excitation Transformer (SNR-H03MKC01GT001-T01) | 37 | 2024-09-09 | 16:00:00 | PMNUM มีความยาวมากกว่า 30 ตัวอักษร
PO-02520-H03MKC30GH500-EE-U | BPK0 | DYNAMIC BRAKE TRANSFORMER (หทอฟ-ธ.) | ACTIVE | SNR-H03MKC30GH500 | APAO | AO1 | WSCH | O-BPKT00-67YI | O-BPKT00-67YI-BM | 1 | YEARS | JP-02520-H03MKC30GH500-EE-U |  | 2024-09-03 | MSP0-EA30 | หทอฟ-ธ. | PTW งานเกี่ยวกับไฟฟ้า | 1 | 7 | 08:00:00 | Group-37-H03MKC-EE-U | 0 | 6 | 1 | H03MKC | Excitation System | U | EE | H03MKC30 | GH | Dynamic Brake Unit (SNR-H03MKC20) | Dynamic Braking Transformer Cubicle (SNR-H03MKC20GT001) | 37 | 2024-09-09 | 16:00:00
Group-38-H03MKC-EE-U | BPK0 | Excitation System,MSP0-E840,PTW งานเกี่ยวกับไฟฟ้า | ACTIVE | BPK-T00 | APAO | AO1 | WSCH | O-BPKT00-67YI | O-BPKT00-67YI-BM | 1 | YEARS |  |  | 2024-09-03 | MSP0-E840 | หอตฟ-ธ. | PTW งานเกี่ยวกับไฟฟ้า | 0 | 7 | 08:00:00 |  | 0 | 56 | 0 | H03MKC | Excitation System | U | EE |  |  |  |  | 38 | 2024-09-09 | 16:00:00
PO-02350-H03MKC10GH500-Q01-EE-U | BPK0 | DC. MAIN FIELD SW.41 | ACTIVE | SNR-H03MKC10GH500-Q01 | APAO | AO1 | WSCH | O-BPKT00-67YI | O-BPKT00-67YI-BM | 1 | YEARS | JP-02350-H03MKC10GH500-Q01-EE-U |  | 2024-09-03 | MSP0-E840 | หอตฟ-ธ. | PTW งานเกี่ยวกับไฟฟ้า | 1 | 7 | 08:00:00 | Group-38-H03MKC-EE-U | 0 | 1 | 0 | H03MKC | Excitation System | U | EE | H03MKC10 | GH | AVR Excitation Unit | Q01 Field Discharge Circuit Breaker (41DC) | 38 | 2024-09-09 | 16:00:00 | PMNUM มีความยาวมากกว่า 30 ตัวอักษร
PO-02360-H03MKC10GH400-Q01-EE-U | BPK0 | FILED FLASHING SW. 31 | ACTIVE | SNR-H03MKC10GH400-Q01 | APAO | AO1 | WSCH | O-BPKT00-67YI | O-BPKT00-67YI-BM | 1 | YEARS | JP-02360-H03MKC10GH400-Q01-EE-U |  | 2024-09-03 | MSP0-E840 | หอตฟ-ธ. | PTW งานเกี่ยวกับไฟฟ้า | 1 | 7 | 08:00:00 | Group-38-H03MKC-EE-U | 0 | 2 | 0 | H03MKC | Excitation System | U | EE | H03MKC10 | GH | AVR Excitation Unit | Field Flashing Switch (31) | 38 | 2024-09-09 | 16:00:00 | PMNUM มีความยาวมากกว่า 30 ตัวอักษร
PO-02370-H03MKC10GH200-Q01-EE-U | BPK0 | EXCITE BREAKER from AUX. SUPPLY EXCITE (41A) | ACTIVE | SNR-H03MKC10GH200-Q01 | APAO | AO1 | WSCH | O-BPKT00-67YI | O-BPKT00-67YI-BM | 1 | YEARS | JP-02370-H03MKC10GH200-Q01-EE-U |  | 2024-09-03 | MSP0-E840 | หอตฟ-ธ. | PTW งานเกี่ยวกับไฟฟ้า | 1 | 7 | 08:00:00 | Group-38-H03MKC-EE-U | 0 | 3 | 0 | H03MKC | Excitation System | U | EE | H03MKC10 | GH | AVR Excitation Unit | Q10 Circuit Breaker 1600A (41A) | 38 | 2024-09-09 | 16:00:00 | PMNUM มีความยาวมากกว่า 30 ตัวอักษร
PO-02380-H03MKC10GH300-Q01-EE-U | BPK0 | EXCITE BREAKER for BACK to BACK START (41S) | ACTIVE | SNR-H03MKC10GH300-Q01 | APAO | AO1 | WSCH | O-BPKT00-67YI | O-BPKT00-67YI-BM | 1 | YEARS | JP-02380-H03MKC10GH300-Q01-EE-U |  | 2024-09-03 | MSP0-E840 | หอตฟ-ธ. | PTW งานเกี่ยวกับไฟฟ้า | 1 | 7 | 08:00:00 | Group-38-H03MKC-EE-U | 0 | 4 | 0 | H03MKC | Excitation System | U | EE | H03MKC10 | GH | AVR Excitation Unit | Q20 Circuit Breaker 1250A (41S) | 38 | 2024-09-09 | 16:00:00 | PMNUM มีความยาวมากกว่า 30 ตัวอักษร
PO-02400-H03MKC30GH400-Q01-EE-U | BPK0 | DYNAMIC BRAKE BREAKER (41DB) | ACTIVE | SNR-H03MKC30GH400-Q01 | APAO | AO1 | WSCH | O-BPKT00-67YI | O-BPKT00-67YI-BM | 1 | YEARS | JP-02400-H03MKC30GH400-Q01-EE-U |  | 2024-09-03 | MSP0-E840 | หอตฟ-ธ. | PTW งานเกี่ยวกับไฟฟ้า | 1 | 7 | 08:00:00 | Group-38-H03MKC-EE-U | 0 | 5 | 0 | H03MKC | Excitation System | U | EE | H03MKC30 | GH | Dynamic Brake Unit (SNR-H03MKC20) | Q01 Field Discharge Circuit Breaker (41DB) | 38 | 2024-09-09 | 16:00:00 | PMNUM มีความยาวมากกว่า 30 ตัวอักษร
PO-02440-H03MKC12GT100-T02-EE-U | BPK0 | CT OF 87ET, 50 ET (SNR-H03MK-C01CE111) 100/5A, 5P20, 40VA (หอตฟ-ธ.) | ACTIVE | SNR-H03MKC12GT100-T02 | APAO | AO1 | WSCH | O-BPKT00-67YI | O-BPKT00-67YI-BM | 1 | YEARS | JP-02440-H03MKC12GT100-T02-EE-U |  | 2024-09-03 | MSP0-E840 | หอตฟ-ธ. | PTW งานเกี่ยวกับไฟฟ้า | 1 | 7 | 08:00:00 | Group-38-H03MKC-EE-U | 0 | 6 | 0 | H03MKC | Excitation System | U | EE | H03MKC12 | GT | Excitation Transformer System | CT1 of 87ET,50ET Excitation System (SNR-H03MKC01CE111) | 38 | 2024-09-09 | 16:00:00 | PMNUM มีความยาวมากกว่า 30 ตัวอักษร
PO-02460-H03MKC12GT100-T03-EE-U | BPK0 | CT OF 87MTG1 (SNR-H03MK-C01CE121) 100/5A, 5P20, 40VA (หอตฟ-ธ.) | ACTIVE | SNR-H03MKC12GT100-T03 | APAO | AO1 | WSCH | O-BPKT00-67YI | O-BPKT00-67YI-BM | 1 | YEARS | JP-02460-H03MKC12GT100-T03-EE-U |  | 2024-09-03 | MSP0-E840 | หอตฟ-ธ. | PTW งานเกี่ยวกับไฟฟ้า | 1 | 7 | 08:00:00 | Group-38-H03MKC-EE-U | 0 | 7 | 0 | H03MKC | Excitation System | U | EE | H03MKC12 | GT | Excitation Transformer System | CT2 of 87MTG3 Excitation System (SNR-H03MKC01CE121) | 38 | 2024-09-09 | 16:00:00 | PMNUM มีความยาวมากกว่า 30 ตัวอักษร
PO-02480-H03MKC12GT100-T04-EE-U | BPK0 | CT OF 87ET (SNR-H03MK-C01CE131) 1500/5A, 5P20, 10VA (หอตฟ-ธ.) | ACTIVE | SNR-H03MKC12GT100-T04 | APAO | AO1 | WSCH | O-BPKT00-67YI | O-BPKT00-67YI-BM | 1 | YEARS | JP-02480-H03MKC12GT100-T04-EE-U |  | 2024-09-03 | MSP0-E840 | หอตฟ-ธ. | PTW งานเกี่ยวกับไฟฟ้า | 1 | 7 | 08:00:00 | Group-38-H03MKC-EE-U | 0 | 8 | 0 | H03MKC | Excitation System | U | EE | H03MKC12 | GT | Excitation Transformer System | CT3 of 87ET Excitation System (SNR-H03MKC01CE131) | 38 | 2024-09-09 | 16:00:00 | PMNUM มีความยาวมากกว่า 30 ตัวอักษร
Group-39-H03MKC-EE-U | BPK0 | Excitation System,MSP0-E830,PTW งานเกี่ยวกับไฟฟ้า | ACTIVE | BPK-T00 | APAO | AO1 | WSCH | O-BPKT00-67YI | O-BPKT00-67YI-BM | 1 | YEARS |  |  | 2024-09-03 | MSP0-E830 | หมปฟ-ธ. | PTW งานเกี่ยวกับไฟฟ้า | 0 | 7 | 08:00:00 |  | 0 | 57 | 1 | H03MKC | Excitation System | U | EE |  |  |  |  | 39 | 2024-09-09 | 16:00:00
PO-02490-H03MKC12GT100-T01-EE-U | BPK0 | EXCITATION TRANSFORMER EXTR. (หมปฟ-ธ.) | ACTIVE | SNR-H03MKC12GT100-T01 | APAO | AO1 | WSCH | O-BPKT00-67YI | O-BPKT00-67YI-BM | 1 | YEARS | JP-02490-H03MKC12GT100-T01-EE-U |  | 2024-09-03 | MSP0-E830 | หมปฟ-ธ. | PTW งานเกี่ยวกับไฟฟ้า | 1 | 7 | 08:00:00 | Group-39-H03MKC-EE-U | 0 | 1 | 1 | H03MKC | Excitation System | U | EE | H03MKC12 | GT | Excitation Transformer System | Excitation Transformer (SNR-H03MKC01GT001-T01) | 39 | 2024-09-09 | 16:00:00 | PMNUM มีความยาวมากกว่า 30 ตัวอักษร
PO-02510-H03MKC30GH500-EE-U | BPK0 | DYNAMIC BRAKE TRANSFORMER (หมปฟ-ธ.) | ACTIVE | SNR-H03MKC30GH500 | APAO | AO1 | WSCH | O-BPKT00-67YI | O-BPKT00-67YI-BM | 1 | YEARS | JP-02510-H03MKC30GH500-EE-U |  | 2024-09-03 | MSP0-E830 | หมปฟ-ธ. | PTW งานเกี่ยวกับไฟฟ้า | 1 | 7 | 08:00:00 | Group-39-H03MKC-EE-U | 0 | 2 | 1 | H03MKC | Excitation System | U | EE | H03MKC30 | GH | Dynamic Brake Unit (SNR-H03MKC20) | Dynamic Braking Transformer Cubicle (SNR-H03MKC20GT001) | 39 | 2024-09-09 | 16:00:00
Group-40-H03MKC-EE-U | BPK0 | Excitation System,MSP0-E250,PTW งานเกี่ยวกับไฟฟ้า | ACTIVE | BPK-T00 | APAO | AO1 | WSCH | O-BPKT00-67YI | O-BPKT00-67YI-BM | 1 | YEARS |  |  | 2024-09-03 | MSP0-E250 | หรคฟ-ธ. | PTW งานเกี่ยวกับไฟฟ้า | 0 | 7 | 08:00:00 |  | 0 | 58 | 0 | H03MKC | Excitation System | U | EE |  |  |  |  | 40 | 2024-09-09 | 16:00:00
PO-02320-H03MKC10GH100-EE-U | BPK0 | EXCITATION SYSTEM CUBICLE (HIPASECS330, SUPPLY MODULE, SENSOR / DETECTOR EQUIP, AUX/PROTECTION) | ACTIVE | SNR-H03MKC10GH100 | APAO | AO1 | WSCH | O-BPKT00-67YI | O-BPKT00-67YI-BM | 1 | YEARS | JP-02320-H03MKC10GH100-EE-U |  | 2024-09-03 | MSP0-E250 | หรคฟ-ธ. | PTW งานเกี่ยวกับไฟฟ้า | 1 | 7 | 08:00:00 | Group-40-H03MKC-EE-U | 0 | 1 | 0 | H03MKC | Excitation System | U | EE | H03MKC10 | GH | AVR Excitation Unit | Excitation (SNR-H03MKC10DE010+01MKC01) | 40 | 2024-09-09 | 16:00:00
PO-02330-H03MKC10GH200-EE-U | BPK0 | RECTIFIER 1 CUBICLE | ACTIVE | SNR-H03MKC10GH200 | APAO | AO1 | WSCH | O-BPKT00-67YI | O-BPKT00-67YI-BM | 1 | YEARS | JP-02330-H03MKC10GH200-EE-U |  | 2024-09-03 | MSP0-E250 | หรคฟ-ธ. | PTW งานเกี่ยวกับไฟฟ้า | 1 | 7 | 08:00:00 | Group-40-H03MKC-EE-U | 0 | 2 | 0 | H03MKC | Excitation System | U | EE | H03MKC10 | GH | AVR Excitation Unit | Rectifier 1 (SNR-H03MKC10DE010+01MKC02) | 40 | 2024-09-09 | 16:00:00
PO-02340-H03MKC10GH300-EE-U | BPK0 | RECTIFIER 2 CUBICLE | ACTIVE | SNR-H03MKC10GH300 | APAO | AO1 | WSCH | O-BPKT00-67YI | O-BPKT00-67YI-BM | 1 | YEARS | JP-02340-H03MKC10GH300-EE-U |  | 2024-09-03 | MSP0-E250 | หรคฟ-ธ. | PTW งานเกี่ยวกับไฟฟ้า | 1 | 7 | 08:00:00 | Group-40-H03MKC-EE-U | 0 | 3 | 0 | H03MKC | Excitation System | U | EE | H03MKC10 | GH | AVR Excitation Unit | Rectifier 2 (SNR-H03MKC10DE010+01MKC03) | 40 | 2024-09-09 | 16:00:00
PO-02390-H03MKC30-EE-U | BPK0 | DYNAMIC BRAKE CUBICLE | ACTIVE | SNR-H03MKC30 | APAO | AO1 | WSCH | O-BPKT00-67YI | O-BPKT00-67YI-BM | 1 | YEARS | JP-02390-H03MKC30-EE-U |  | 2024-09-03 | MSP0-E250 | หรคฟ-ธ. | PTW งานเกี่ยวกับไฟฟ้า | 1 | 7 | 08:00:00 | Group-40-H03MKC-EE-U | 0 | 4 | 0 | H03MKC | Excitation System | U | EE | H03MKC30 |  | Dynamic Brake Unit (SNR-H03MKC20) | Dynamic Brake Unit (SNR-H03MKC20) | 40 | 2024-09-09 | 16:00:00
Group-41-H03MKA-EE-U | BPK0 | Generator,SNR0-2E0,PTW งานเกี่ยวกับไฟฟ้า | ACTIVE | BPK-T00 | APAO | AO1 | WSCH | O-BPKT00-67YI | O-BPKT00-67YI-BM | 1 | YEARS |  |  | 2024-09-03 | SNR0-2E0 | หฟศ-ฟ. | PTW งานเกี่ยวกับไฟฟ้า | 0 | 7 | 08:00:00 |  | 0 | 59 | 1 | H03MKA | Generator | U | EE |  |  |  |  | 41 | 2024-09-09 | 16:00:00
PO-01600-H03MKA70CY001-EE-U | BPK0 | VIBRATION MONITORING | ACTIVE | SNR-H03MKA70CY001 | APAO | AO1 | WSCH | O-BPKT00-67YI | O-BPKT00-67YI-BM | 1 | YEARS | JP-01600-H03MKA70CY001-EE-U |  | 2024-09-03 | SNR0-2E0 | หฟศ-ฟ. | PTW งานเกี่ยวกับไฟฟ้า | 1 | 7 | 08:00:00 | Group-41-H03MKA-EE-U | 0 | 1 | 1 | H03MKA | Generator | U | EE | H03MKA70 | CY | Vibration Monitoring | Vibration Monitoring Panel DC/AC (SNR-H03MKA50GH001) | 41 | 2024-09-09 | 16:00:00
PO-01660-H03MKA10HB001-T01-EE-U | BPK0 | INSTRUMENT (SHAFT CURRENT TRANSFORMER MKA30CE601) (หฟศ-ฟ.) | ACTIVE | SNR-H03MKA10HB001-T01 | APAO | AO1 | WSCH | O-BPKT00-67YI | O-BPKT00-67YI-BM | 1 | YEARS | JP-01660-H03MKA10HB001-T01-EE-U |  | 2024-09-03 | SNR0-2E0 | หฟศ-ฟ. | PTW งานเกี่ยวกับไฟฟ้า | 1 | 7 | 08:00:00 | Group-41-H03MKA-EE-U | 0 | 2 | 1 | H03MKA | Generator | U | EE | H03MKA10 | HB | Main Shaft | Shaft Current Transformer (SNR-H03MKA40CE601) | 41 | 2024-09-09 | 16:00:00 | PMNUM มีความยาวมากกว่า 30 ตัวอักษร
Group-42-H03MKA-EE-U | BPK0 | Generator,MSP0-EA30,PTW งานเกี่ยวกับไฟฟ้า | ACTIVE | BPK-T00 | APAO | AO1 | WSCH | O-BPKT00-67YI | O-BPKT00-67YI-BM | 1 | YEARS |  |  | 2024-09-05 | MSP0-EA30 | หทอฟ-ธ. | PTW งานเกี่ยวกับไฟฟ้า | 0 | 7 | 08:00:00 |  | 0 | 60 | 0 | H03MKA | Generator | U | EE |  |  |  |  | 42 | 2024-09-08 | 16:00:00
PO-01570-H03MKA40HA001-EE-U | BPK0 | GENERATOR STATOR (หทอฟ-ธ.) | ACTIVE | SNR-H03MKA40HA001 | APAO | AO1 | WSCH | O-BPKT00-67YI | O-BPKT00-67YI-BM | 1 | YEARS | JP-01570-H03MKA40HA001-EE-U |  | 2024-09-05 | MSP0-EA30 | หทอฟ-ธ. | PTW งานเกี่ยวกับไฟฟ้า | 1 | 7 | 08:00:00 | Group-42-H03MKA-EE-U | 0 | 1 | 0 | H03MKA | Generator | U | EE | H03MKA40 | HA | Stator | Gen. Stator | 42 | 2024-09-08 | 16:00:00
PO-01590-H03MKA20-EE-U | BPK0 | GENERATOR ROTOR (หทอฟ-ธ.) | ACTIVE | SNR-H03MKA20 | APAO | AO1 | WSCH | O-BPKT00-67YI | O-BPKT00-67YI-BM | 1 | YEARS | JP-01590-H03MKA20-EE-U |  | 2024-09-05 | MSP0-EA30 | หทอฟ-ธ. | PTW งานเกี่ยวกับไฟฟ้า | 1 | 7 | 08:00:00 | Group-42-H03MKA-EE-U | 0 | 2 | 0 | H03MKA | Generator | U | EE | H03MKA20 |  | Rotor | Rotor | 42 | 2024-09-08 | 16:00:00
PO-01670-H03MKA10HB001-T01-EE-U | BPK0 | INSTRUMENT (SHAFT CURRENT TRANSFORMER MKA30CE601) (หทอฟ-ธ.) | ACTIVE | SNR-H03MKA10HB001-T01 | APAO | AO1 | WSCH | O-BPKT00-67YI | O-BPKT00-67YI-BM | 1 | YEARS | JP-01670-H03MKA10HB001-T01-EE-U |  | 2024-09-06 | MSP0-EA30 | หทอฟ-ธ. | PTW งานเกี่ยวกับไฟฟ้า | 1 | 7 | 08:00:00 | Group-42-H03MKA-EE-U | 0 | 3 | 0 | H03MKA | Generator | U | EE | H03MKA10 | HB | Main Shaft | Shaft Current Transformer (SNR-H03MKA40CE601) | 42 | 2024-09-06 | 16:00:00 | PMNUM มีความยาวมากกว่า 30 ตัวอักษร
Group-43-H03MKA-EE-U | BPK0 | Generator,MSP0-E220,PTW งานเกี่ยวกับไฟฟ้า | ACTIVE | BPK-T00 | APAO | AO1 | WSCH | O-BPKT00-67YI | O-BPKT00-67YI-BM | 1 | YEARS |  |  | 2024-09-03 | MSP0-E220 | หกฟ-ธ. | PTW งานเกี่ยวกับไฟฟ้า | 0 | 7 | 08:00:00 |  | 0 | 61 | 1 | H03MKA | Generator | U | EE |  |  |  |  | 43 | 2024-09-09 | 16:00:00
PO-01550-H03MKA40HA001-EE-U | BPK0 | GENERATOR STATOR (หกฟ-ธ.) | ACTIVE | SNR-H03MKA40HA001 | APAO | AO1 | WSCH | O-BPKT00-67YI | O-BPKT00-67YI-BM | 1 | YEARS | JP-01550-H03MKA40HA001-EE-U |  | 2024-09-03 | MSP0-E220 | หกฟ-ธ. | PTW งานเกี่ยวกับไฟฟ้า | 1 | 7 | 08:00:00 | Group-43-H03MKA-EE-U | 0 | 1 | 1 | H03MKA | Generator | U | EE | H03MKA40 | HA | Stator | Gen. Stator | 43 | 2024-09-09 | 16:00:00
PO-01580-H03MKA20-EE-U | BPK0 | GENERATOR ROTOR (หกฟ-ธ.) | ACTIVE | SNR-H03MKA20 | APAO | AO1 | WSCH | O-BPKT00-67YI | O-BPKT00-67YI-BM | 1 | YEARS | JP-01580-H03MKA20-EE-U |  | 2024-09-03 | MSP0-E220 | หกฟ-ธ. | PTW งานเกี่ยวกับไฟฟ้า | 1 | 7 | 08:00:00 | Group-43-H03MKA-EE-U | 0 | 2 | 1 | H03MKA | Generator | U | EE | H03MKA20 |  | Rotor | Rotor | 43 | 2024-09-09 | 16:00:00
PO-01610-H03MKA10HB001-F01-EE-U | BPK0 | ROTOR EARTH BRUSH | ACTIVE | SNR-H03MKA10HB001-F01 | APAO | AO1 | WSCH | O-BPKT00-67YI | O-BPKT00-67YI-BM | 1 | YEARS | JP-01610-H03MKA10HB001-F01-EE-U |  | 2024-09-06 | MSP0-E220 | หกฟ-ธ. | PTW งานเกี่ยวกับไฟฟ้า | 1 | 7 | 08:00:00 | Group-43-H03MKA-EE-U | 0 | 3 | 1 | H03MKA | Generator | U | EE | H03MKA10 | HB | Main Shaft | Rotor Earth Brush (SNR-H03MKA40CE602) | 43 | 2024-09-09 | 16:00:00 | PMNUM มีความยาวมากกว่า 30 ตัวอักษร
Group-44-H03MEX-EE-U | BPK0 | Fluid Supply Sys for Control & Protec Eq,SNR0-2E0,PTW งานเกี่ยวกับไฟฟ้า | ACTIVE | BPK-T00 | APAO | AO1 | WSCH | O-BPKT00-67YI | O-BPKT00-67YI-BM | 1 | YEARS |  |  | 2024-09-03 | SNR0-2E0 | หฟศ-ฟ. | PTW งานเกี่ยวกับไฟฟ้า | 0 | 7 | 08:00:00 |  | 0 | 62 | 0 | H03MEX | Fluid Supply Sys for Control & Protec Eq | U | EE |  |  |  |  | 44 | 2024-09-09 | 16:00:00
PO-02820-H03MEX10AP002-M01-EE-U | BPK0 | GOVERNOR OIL PUMP MOTOR A | ACTIVE | SNR-H03MEX10AP002-M01 | APAO | AO1 | WSCH | O-BPKT00-67YI | O-BPKT00-67YI-BM | 1 | YEARS | JP-02820-H03MEX10AP002-M01-EE-U |  | 2024-09-03 | SNR0-2E0 | หฟศ-ฟ. | PTW งานเกี่ยวกับไฟฟ้า | 1 | 7 | 08:00:00 | Group-44-H03MEX-EE-U | 0 | 1 | 0 | H03MEX | Fluid Supply Sys for Control & Protec Eq | U | EE | H03MEX10 | AP | Fluid Supply for Governor Control | Motor (88QGMA) | 44 | 2024-09-09 | 16:00:00 | PMNUM มีความยาวมากกว่า 30 ตัวอักษร
PO-02820-H03MEX10AP003-M01-EE-U | BPK0 | GOVERNOR OIL PUMP MOTOR B | ACTIVE | SNR-H03MEX10AP003-M01 | APAO | AO1 | WSCH | O-BPKT00-67YI | O-BPKT00-67YI-BM | 1 | YEARS | JP-02820-H03MEX10AP003-M01-EE-U |  | 2024-09-03 | SNR0-2E0 | หฟศ-ฟ. | PTW งานเกี่ยวกับไฟฟ้า | 1 | 7 | 08:00:00 | Group-44-H03MEX-EE-U | 0 | 2 | 0 | H03MEX | Fluid Supply Sys for Control & Protec Eq | U | EE | H03MEX10 | AP | Fluid Supply for Governor Control | Motor (88QGMB) | 44 | 2024-09-09 | 16:00:00 | PMNUM มีความยาวมากกว่า 30 ตัวอักษร
PO-02820-H03MEX20AP001-M01-EE-U | BPK0 | INLET VALVE OIL PUMP MOTOR | ACTIVE | SNR-H03MEX20AP001-M01 | APAO | AO1 | WSCH | O-BPKT00-67YI | O-BPKT00-67YI-BM | 1 | YEARS | JP-02820-H03MEX20AP001-M01-EE-U |  | 2024-09-03 | SNR0-2E0 | หฟศ-ฟ. | PTW งานเกี่ยวกับไฟฟ้า | 1 | 7 | 08:00:00 | Group-44-H03MEX-EE-U | 0 | 3 | 0 | H03MEX | Fluid Supply Sys for Control & Protec Eq | U | EE | H03MEX20 | AP | Fluid Supply for Inlet Valve Control (SNR-H03MEX50) | Motor (88QVM) | 44 | 2024-09-09 | 16:00:00 | PMNUM มีความยาวมากกว่า 30 ตัวอักษร
PO-02820-H03MEX30AP001-EE-U | BPK0 | LEAKED OIL TANK OIL PUMP MOTOR | ACTIVE | SNR-H03MEX30AP001 | APAO | AO1 | WSCH | O-BPKT00-67YI | O-BPKT00-67YI-BM | 1 | YEARS | JP-02820-H03MEX30AP001-EE-U |  | 2024-09-03 | SNR0-2E0 | หฟศ-ฟ. | PTW งานเกี่ยวกับไฟฟ้า | 1 | 7 | 08:00:00 | Group-44-H03MEX-EE-U | 0 | 4 | 0 | H03MEX | Fluid Supply Sys for Control & Protec Eq | U | EE | H03MEX30 | AP | Leakage Oil Supply (SNR-H03MEX80) | Leaked Oil Pump (481) (SNR-H03MEX80AP001) | 44 | 2024-09-09 | 16:00:00
Group-45-H03MEV-EE-U | BPK0 | Lubricant Supply System,SNR0-2E0,PTW งานเกี่ยวกับไฟฟ้า | ACTIVE | BPK-T00 | APAO | AO1 | WSCH | O-BPKT00-67YI | O-BPKT00-67YI-BM | 1 | YEARS |  |  | 2024-09-03 | SNR0-2E0 | หฟศ-ฟ. | PTW งานเกี่ยวกับไฟฟ้า | 0 | 7 | 08:00:00 |  | 0 | 63 | 1 | H03MEV | Lubricant Supply System | U | EE |  |  |  |  | 45 | 2024-09-09 | 16:00:00
PO-02820-H03MEV10AP001-M01-EE-U | BPK0 | TURBINE GUIDE BEARING OIL PUMP MOTOR A | ACTIVE | SNR-H03MEV10AP001-M01 | APAO | AO1 | WSCH | O-BPKT00-67YI | O-BPKT00-67YI-BM | 1 | YEARS | JP-02820-H03MEV10AP001-M01-EE-U |  | 2024-09-03 | SNR0-2E0 | หฟศ-ฟ. | PTW งานเกี่ยวกับไฟฟ้า | 1 | 7 | 08:00:00 | Group-45-H03MEV-EE-U | 0 | 1 | 1 | H03MEV | Lubricant Supply System | U | EE | H03MEV10 | AP | Turbine Lub Oil Supply | Motor 88QBMA | 45 | 2024-09-09 | 16:00:00 | PMNUM มีความยาวมากกว่า 30 ตัวอักษร
PO-02820-H03MEV10AP002-M01-EE-U | BPK0 | TURBINE GUIDE BEARING OIL PUMP MOTOR B | ACTIVE | SNR-H03MEV10AP002-M01 | APAO | AO1 | WSCH | O-BPKT00-67YI | O-BPKT00-67YI-BM | 1 | YEARS | JP-02820-H03MEV10AP002-M01-EE-U |  | 2024-09-03 | SNR0-2E0 | หฟศ-ฟ. | PTW งานเกี่ยวกับไฟฟ้า | 1 | 7 | 08:00:00 | Group-45-H03MEV-EE-U | 0 | 2 | 1 | H03MEV | Lubricant Supply System | U | EE | H03MEV10 | AP | Turbine Lub Oil Supply | Motor 88QBMB | 45 | 2024-09-09 | 16:00:00 | PMNUM มีความยาวมากกว่า 30 ตัวอักษร
Group-46-H03CWF-EE-U | BPK0 | Main Control Panel,SNR0-2E0,PTW งานเกี่ยวกับไฟฟ้า | ACTIVE | BPK-T00 | APAO | AO1 | WSCH | O-BPKT00-67YI | O-BPKT00-67YI-BM | 1 | YEARS |  |  | 2024-09-03 | SNR0-2E0 | หฟศ-ฟ. | PTW งานเกี่ยวกับไฟฟ้า | 0 | 7 | 08:00:00 |  | 0 | 64 | 0 | H03CWF | Main Control Panel | U | EE |  |  |  |  | 46 | 2024-09-10 | 16:00:00
PO-02710-H03CWF20-EE-U | BPK0 | EXECUTIVE INFORMATION SYSTEM (EIS) | ACTIVE | SNR-H03CWF20 | APAO | AO1 | WSCH | O-BPKT00-67YI | O-BPKT00-67YI-BM | 1 | YEARS | JP-02710-H03CWF20-EE-U |  | 2024-09-03 | SNR0-2E0 | หฟศ-ฟ. | PTW งานเกี่ยวกับไฟฟ้า | 1 | 7 | 08:00:00 | Group-46-H03CWF-EE-U | 0 | 1 | 0 | H03CWF | Main Control Panel | U | EE | H03CWF20 |  | HMI | HMI | 46 | 2024-09-10 | 16:00:00
PO-02730-H03CWF20-EE-U | BPK0 | OPERATOR INTERFACE STATION (OIS) : HUMAN MACHINE INTERFACE | ACTIVE | SNR-H03CWF20 | APAO | AO1 | WSCH | O-BPKT00-67YI | O-BPKT00-67YI-BM | 1 | YEARS | JP-02730-H03CWF20-EE-U |  | 2024-09-03 | SNR0-2E0 | หฟศ-ฟ. | PTW งานเกี่ยวกับไฟฟ้า | 1 | 7 | 08:00:00 | Group-46-H03CWF-EE-U | 0 | 2 | 0 | H03CWF | Main Control Panel | U | EE | H03CWF20 |  | HMI | HMI | 46 | 2024-09-10 | 16:00:00
Group-47-H03CWF-EE-U | BPK0 | Main Control Panel,MSP0-E240,PTW งานเกี่ยวกับไฟฟ้า | ACTIVE | BPK-T00 | APAO | AO1 | WSCH | O-BPKT00-67YI | O-BPKT00-67YI-BM | 1 | YEARS |  |  | 2024-09-03 | MSP0-E240 | หรวฟ-ธ. | PTW งานเกี่ยวกับไฟฟ้า | 0 | 7 | 08:00:00 |  | 0 | 65 | 1 | H03CWF | Main Control Panel | U | EE |  |  |  |  | 47 | 2024-09-09 | 16:00:00
PO-02280-H03CWF10GK100-EE-U | BPK0 | TRANSDUCER (VOLT., AMP., WATT) | ACTIVE | SNR-H03CWF10GK100 | APAO | AO1 | WSCH | O-BPKT00-67YI | O-BPKT00-67YI-BM | 1 | YEARS | JP-02280-H03CWF10GK100-EE-U |  | 2024-09-03 | MSP0-E240 | หรวฟ-ธ. | PTW งานเกี่ยวกับไฟฟ้า | 1 | 7 | 08:00:00 | Group-47-H03CWF-EE-U | 0 | 1 | 1 | H03CWF | Main Control Panel | U | EE | H03CWF10 | GK | Master SW. Control | Control Desk Board (SNR-H03APA01GH001) | 47 | 2024-09-09 | 16:00:00
PO-02290-H03CWF10GK100-EE-U | BPK0 | INDICATION METER (WATT, VAR., VOLT., AMP., BALANCE, SPEED, FREQ.) | ACTIVE | SNR-H03CWF10GK100 | APAO | AO1 | WSCH | O-BPKT00-67YI | O-BPKT00-67YI-BM | 1 | YEARS | JP-02290-H03CWF10GK100-EE-U |  | 2024-09-03 | MSP0-E240 | หรวฟ-ธ. | PTW งานเกี่ยวกับไฟฟ้า | 1 | 7 | 08:00:00 | Group-47-H03CWF-EE-U | 0 | 2 | 1 | H03CWF | Main Control Panel | U | EE | H03CWF10 | GK | Master SW. Control | Control Desk Board (SNR-H03APA01GH001) | 47 | 2024-09-09 | 16:00:00
PO-02300-H03CWF10GK100-EE-U | BPK0 | ENERGY METER (ACTIVE POWER GEN./PUMP) | ACTIVE | SNR-H03CWF10GK100 | APAO | AO1 | WSCH | O-BPKT00-67YI | O-BPKT00-67YI-BM | 1 | YEARS | JP-02300-H03CWF10GK100-EE-U |  | 2024-09-03 | MSP0-E240 | หรวฟ-ธ. | PTW งานเกี่ยวกับไฟฟ้า | 1 | 7 | 08:00:00 | Group-47-H03CWF-EE-U | 0 | 3 | 1 | H03CWF | Main Control Panel | U | EE | H03CWF10 | GK | Master SW. Control | Control Desk Board (SNR-H03APA01GH001) | 47 | 2024-09-09 | 16:00:00
Group-48-H03CJA-EE-U | BPK0 | Unit Control System,SNR0-2E0,PTW งานเกี่ยวกับไฟฟ้า | ACTIVE | BPK-T00 | APAO | AO1 | WSCH | O-BPKT00-67YI | O-BPKT00-67YI-BM | 1 | YEARS |  |  | 2024-09-03 | SNR0-2E0 | หฟศ-ฟ. | PTW งานเกี่ยวกับไฟฟ้า | 0 | 7 | 08:00:00 |  | 0 | 66 | 0 | H03CJA | Unit Control System | U | EE |  |  |  |  | 48 | 2024-09-10 | 16:00:00
PO-02670-H03CJA10-EE-U | BPK0 | UNIT CONTROL FUNCTION AND SEQUENCE TEST (หฟศ-ฟ.) | ACTIVE | SNR-H03CJA10 | APAO | AO1 | WSCH | O-BPKT00-67YI | O-BPKT00-67YI-BM | 1 | YEARS | JP-02670-H03CJA10-EE-U |  | 2024-09-03 | SNR0-2E0 | หฟศ-ฟ. | PTW งานเกี่ยวกับไฟฟ้า | 1 | 7 | 08:00:00 | Group-48-H03CJA-EE-U | 0 | 1 | 0 | H03CJA | Unit Control System | U | EE | H03CJA10 |  | Unit Control Board | Unit Control Board | 48 | 2024-09-10 | 16:00:00
PO-02680-H03CJA10GH001-EE-U | BPK0 | OPC SERVER/CLIENT | ACTIVE | SNR-H03CJA10GH001 | APAO | AO1 | WSCH | O-BPKT00-67YI | O-BPKT00-67YI-BM | 1 | YEARS | JP-02680-H03CJA10GH001-EE-U |  | 2024-09-03 | SNR0-2E0 | หฟศ-ฟ. | PTW งานเกี่ยวกับไฟฟ้า | 1 | 7 | 08:00:00 | Group-48-H03CJA-EE-U | 0 | 2 | 0 | H03CJA | Unit Control System | U | EE | H03CJA10 | GH | Unit Control Board | Unit Control Cubicle | 48 | 2024-09-10 | 16:00:00
PO-02690-H03CJA10GH001-EE-U | BPK0 | SEQUENCE OF EVENT SERVER | ACTIVE | SNR-H03CJA10GH001 | APAO | AO1 | WSCH | O-BPKT00-67YI | O-BPKT00-67YI-BM | 1 | YEARS | JP-02690-H03CJA10GH001-EE-U |  | 2024-09-03 | SNR0-2E0 | หฟศ-ฟ. | PTW งานเกี่ยวกับไฟฟ้า | 1 | 7 | 08:00:00 | Group-48-H03CJA-EE-U | 0 | 3 | 0 | H03CJA | Unit Control System | U | EE | H03CJA10 | GH | Unit Control Board | Unit Control Cubicle | 48 | 2024-09-10 | 16:00:00
PO-02700-H03CJA10GH001-EE-U | BPK0 | ENGINEERING WORK STATION (EWS) | ACTIVE | SNR-H03CJA10GH001 | APAO | AO1 | WSCH | O-BPKT00-67YI | O-BPKT00-67YI-BM | 1 | YEARS | JP-02700-H03CJA10GH001-EE-U |  | 2024-09-03 | SNR0-2E0 | หฟศ-ฟ. | PTW งานเกี่ยวกับไฟฟ้า | 1 | 7 | 08:00:00 | Group-48-H03CJA-EE-U | 0 | 4 | 0 | H03CJA | Unit Control System | U | EE | H03CJA10 | GH | Unit Control Board | Unit Control Cubicle | 48 | 2024-09-10 | 16:00:00
PO-02720-H03CJA10GH001-EE-U | BPK0 | ALARM AND TRIP CONTROL SIGNAL CHECK FROM ALL THE AUXILIARIES | ACTIVE | SNR-H03CJA10GH001 | APAO | AO1 | WSCH | O-BPKT00-67YI | O-BPKT00-67YI-BM | 1 | YEARS | JP-02720-H03CJA10GH001-EE-U |  | 2024-09-03 | SNR0-2E0 | หฟศ-ฟ. | PTW งานเกี่ยวกับไฟฟ้า | 1 | 7 | 08:00:00 | Group-48-H03CJA-EE-U | 0 | 5 | 0 | H03CJA | Unit Control System | U | EE | H03CJA10 | GH | Unit Control Board | Unit Control Cubicle | 48 | 2024-09-10 | 16:00:00
PO-02740-H03CJA10GH001-EE-U | BPK0 | LOCAL CONTROL | ACTIVE | SNR-H03CJA10GH001 | APAO | AO1 | WSCH | O-BPKT00-67YI | O-BPKT00-67YI-BM | 1 | YEARS | JP-02740-H03CJA10GH001-EE-U |  | 2024-09-03 | SNR0-2E0 | หฟศ-ฟ. | PTW งานเกี่ยวกับไฟฟ้า | 1 | 7 | 08:00:00 | Group-48-H03CJA-EE-U | 0 | 6 | 0 | H03CJA | Unit Control System | U | EE | H03CJA10 | GH | Unit Control Board | Unit Control Cubicle | 48 | 2024-09-10 | 16:00:00
PO-02740-H03CJA10GH001-EE-U | BPK0 | RECORDING FUNCTION | ACTIVE | SNR-H03CJA10GH001 | APAO | AO1 | WSCH | O-BPKT00-67YI | O-BPKT00-67YI-BM | 1 | YEARS | JP-02740-H03CJA10GH001-EE-U |  | 2024-09-03 | SNR0-2E0 | หฟศ-ฟ. | PTW งานเกี่ยวกับไฟฟ้า | 1 | 7 | 08:00:00 | Group-48-H03CJA-EE-U | 0 | 7 | 0 | H03CJA | Unit Control System | U | EE | H03CJA10 | GH | Unit Control Board | Unit Control Cubicle | 48 | 2024-09-10 | 16:00:00
PO-02750-H03CJA10GH001-EE-U | BPK0 | REMOTE TERMINAL UNIT (RTU) FUNCTION | ACTIVE | SNR-H03CJA10GH001 | APAO | AO1 | WSCH | O-BPKT00-67YI | O-BPKT00-67YI-BM | 1 | YEARS | JP-02750-H03CJA10GH001-EE-U |  | 2024-09-03 | SNR0-2E0 | หฟศ-ฟ. | PTW งานเกี่ยวกับไฟฟ้า | 1 | 7 | 08:00:00 | Group-48-H03CJA-EE-U | 0 | 8 | 0 | H03CJA | Unit Control System | U | EE | H03CJA10 | GH | Unit Control Board | Unit Control Cubicle | 48 | 2024-09-10 | 16:00:00
Group-49-H03CHA-EE-U | BPK0 | Cabinets for Gen and Trans Protection,MSP0-E240,PTW งานเกี่ยวกับไฟฟ้า | ACTIVE | BPK-T00 | APAO | AO1 | WSCH | O-BPKT00-67YI | O-BPKT00-67YI-BM | 1 | YEARS |  |  | 2024-09-03 | MSP0-E240 | หรวฟ-ธ. | PTW งานเกี่ยวกับไฟฟ้า | 0 | 7 | 08:00:00 |  | 0 | 67 | 1 | H03CHA | Cabinets for Gen and Trans Protection | U | EE |  |  |  |  | 49 | 2024-09-09 | 16:00:00
PO-02240-H03CHA10GH100-EE-U | BPK0 | GENERATOR PROTECTION-1 - SYSTEM A / GENERATOR PROTECTION-1 - SYSTEM B | ACTIVE | SNR-H03CHA10GH100 | APAO | AO1 | WSCH | O-BPKT00-67YI | O-BPKT00-67YI-BM | 1 | YEARS | JP-02240-H03CHA10GH100-EE-U |  | 2024-09-03 | MSP0-E240 | หรวฟ-ธ. | PTW งานเกี่ยวกับไฟฟ้า | 1 | 7 | 08:00:00 | Group-49-H03CHA-EE-U | 0 | 1 | 1 | H03CHA | Cabinets for Gen and Trans Protection | U | EE | H03CHA10 | GH | Protection Relay (SNR-H03CHA01) | Generator and Main Transformer Protection Panel System A (SNR-H03CHA01EW010+01CHA01) | 49 | 2024-09-09 | 16:00:00
PO-02250-H03CHA10GH200-EE-U | BPK0 | GENERATOR PROTECTION-2- SYSTEM A / GENERATOR PROTECTION-2 - SYSTEM B | ACTIVE | SNR-H03CHA10GH200 | APAO | AO1 | WSCH | O-BPKT00-67YI | O-BPKT00-67YI-BM | 1 | YEARS | JP-02250-H03CHA10GH200-EE-U |  | 2024-09-03 | MSP0-E240 | หรวฟ-ธ. | PTW งานเกี่ยวกับไฟฟ้า | 1 | 7 | 08:00:00 | Group-49-H03CHA-EE-U | 0 | 2 | 1 | H03CHA | Cabinets for Gen and Trans Protection | U | EE | H03CHA10 | GH | Protection Relay (SNR-H03CHA01) | Generator and Main Transformer Protection Panel System B (SNR-H03CHA01EW010+01CHA02) | 49 | 2024-09-09 | 16:00:00
PO-02260-H03CHA10-EE-U | BPK0 | MAIN TRANSFORMER PROTECTION -SYSTEM A / MAIN TRANSFORMER PROTECTION -SYSTEM B | ACTIVE | SNR-H03CHA10 | APAO | AO1 | WSCH | O-BPKT00-67YI | O-BPKT00-67YI-BM | 1 | YEARS | JP-02260-H03CHA10-EE-U |  | 2024-09-03 | MSP0-E240 | หรวฟ-ธ. | PTW งานเกี่ยวกับไฟฟ้า | 1 | 7 | 08:00:00 | Group-49-H03CHA-EE-U | 0 | 3 | 1 | H03CHA | Cabinets for Gen and Trans Protection | U | EE | H03CHA10 |  | Protection Relay (SNR-H03CHA01) | Protection Relay (SNR-H03CHA01) | 49 | 2024-09-09 | 16:00:00
Group-50-H03BAT-EE-U | BPK0 | 13.8/230kV Generator Transformer,MSP0-EA30,PTW งานเกี่ยวกับไฟฟ้า | ACTIVE | BPK-T00 | APAO | AO1 | WSCH | O-BPKT00-67YI | O-BPKT00-67YI-BM | 1 | YEARS |  |  | 2024-09-03 | MSP0-EA30 | หทอฟ-ธ. | PTW งานเกี่ยวกับไฟฟ้า | 0 | 7 | 08:00:00 |  | 0 | 68 | 0 | H03BAT | 13.8/230kV Generator Transformer | U | EE |  |  |  |  | 50 | 2024-09-09 | 16:00:00
PO-02000-H03BAT10GT100-T05-EE-U | BPK0 | CT OF 87MTG1, 51MT (SNR-H03BAY01CE151) 600500400/5A, 5P20, 50VA (หทอฟ-ธ.) | ACTIVE | SNR-H03BAT10GT100-T05 | APAO | AO1 | WSCH | O-BPKT00-67YI | O-BPKT00-67YI-BM | 1 | YEARS | JP-02000-H03BAT10GT100-T05-EE-U |  | 2024-09-08 | MSP0-EA30 | หทอฟ-ธ. | PTW งานเกี่ยวกับไฟฟ้า | 1 | 7 | 08:00:00 | Group-50-H03BAT-EE-U | 0 | 1 | 0 | H03BAT | 13.8/230kV Generator Transformer | U | EE | H03BAT10 | GT | Generator Transformer | Gen. Trans. CT5 (SNR-H03BAY01CE151) | 50 | 2024-09-08 | 16:00:00 | PMNUM มีความยาวมากกว่า 30 ตัวอักษร
PO-02020-H03BAT10GT100-T04-EE-U | BPK0 | CT OF 51MTN (SNR-H03BAY01CE141) 600500400/5A, 5P20, 50VA (หทอฟ-ธ.) | ACTIVE | SNR-H03BAT10GT100-T04 | APAO | AO1 | WSCH | O-BPKT00-67YI | O-BPKT00-67YI-BM | 1 | YEARS | JP-02020-H03BAT10GT100-T04-EE-U |  | 2024-09-08 | MSP0-EA30 | หทอฟ-ธ. | PTW งานเกี่ยวกับไฟฟ้า | 1 | 7 | 08:00:00 | Group-50-H03BAT-EE-U | 0 | 2 | 0 | H03BAT | 13.8/230kV Generator Transformer | U | EE | H03BAT10 | GT | Generator Transformer | Gen. Trans. CT4 (SNR-H03BAY01CE141) | 50 | 2024-09-08 | 16:00:00 | PMNUM มีความยาวมากกว่า 30 ตัวอักษร
PO-02040-H03BAT10GT100-T03-EE-U | BPK0 | CT OF 87BB (SNR-H03BAY01CE131) 200016001500/5A, 5P20, 50VA (หทอฟ-ธ.) | ACTIVE | SNR-H03BAT10GT100-T03 | APAO | AO1 | WSCH | O-BPKT00-67YI | O-BPKT00-67YI-BM | 1 | YEARS | JP-02040-H03BAT10GT100-T03-EE-U |  | 2024-09-08 | MSP0-EA30 | หทอฟ-ธ. | PTW งานเกี่ยวกับไฟฟ้า | 1 | 7 | 08:00:00 | Group-50-H03BAT-EE-U | 0 | 3 | 0 | H03BAT | 13.8/230kV Generator Transformer | U | EE | H03BAT10 | GT | Generator Transformer | Gen. Trans. CT3 (SNR-H03BAY01CE131) | 50 | 2024-09-08 | 16:00:00 | PMNUM มีความยาวมากกว่า 30 ตัวอักษร
PO-02060-H03BAT10GT100-T01-EE-U | BPK0 | CT OF 51MT (SNR-H03BAY01CE111) 600500400/5A, 5P20, 50VA (หทอฟ-ธ.) | ACTIVE | SNR-H03BAT10GT100-T01 | APAO | AO1 | WSCH | O-BPKT00-67YI | O-BPKT00-67YI-BM | 1 | YEARS | JP-02060-H03BAT10GT100-T01-EE-U |  | 2024-09-09 | MSP0-EA30 | หทอฟ-ธ. | PTW งานเกี่ยวกับไฟฟ้า | 1 | 7 | 08:00:00 | Group-50-H03BAT-EE-U | 0 | 4 | 0 | H03BAT | 13.8/230kV Generator Transformer | U | EE | H03BAT10 | GT | Generator Transformer | Gen. Trans. CT1 (SNR-H03BAY01CE111) | 50 | 2024-09-09 | 16:00:00 | PMNUM มีความยาวมากกว่า 30 ตัวอักษร
PO-02080-H03BAT10GT100-T02-EE-U | BPK0 | CT OF 64REF SNR-H03BAY01CE121 (600500400/5A, 5P20, 50VA) (หทอฟ-ธ.) | ACTIVE | SNR-H03BAT10GT100-T02 | APAO | AO1 | WSCH | O-BPKT00-67YI | O-BPKT00-67YI-BM | 1 | YEARS | JP-02080-H03BAT10GT100-T02-EE-U |  | 2024-09-09 | MSP0-EA30 | หทอฟ-ธ. | PTW งานเกี่ยวกับไฟฟ้า | 1 | 7 | 08:00:00 | Group-50-H03BAT-EE-U | 0 | 5 | 0 | H03BAT | 13.8/230kV Generator Transformer | U | EE | H03BAT10 | GT | Generator Transformer | Gen. Trans. CT2 (SNR-H03BAY01CE121) | 50 | 2024-09-09 | 16:00:00 | PMNUM มีความยาวมากกว่า 30 ตัวอักษร
PO-02100-H03BAT10GT100-F01-EE-U | BPK0 | LIGHTNING ARRESTOR MAIN TRANS. 192 KV, 10 KA (SNR-H03BAU01GV001) (หทอฟ-ธ.) | ACTIVE | SNR-H03BAT10GT100-F01 | APAO | AO1 | WSCH | O-BPKT00-67YI | O-BPKT00-67YI-BM | 1 | YEARS | JP-02100-H03BAT10GT100-F01-EE-U |  | 2024-09-03 | MSP0-EA30 | หทอฟ-ธ. | PTW งานเกี่ยวกับไฟฟ้า | 1 | 7 | 08:00:00 | Group-50-H03BAT-EE-U | 0 | 6 | 0 | H03BAT | 13.8/230kV Generator Transformer | U | EE | H03BAT10 | GT | Generator Transformer | Surge Arrester (SNR-H03BAU01GV001) | 50 | 2024-09-03 | 16:00:00 | PMNUM มีความยาวมากกว่า 30 ตัวอักษร
PO-02180-H03BAT10GT100-EE-U | BPK0 | 13.8/230 kV OIL IMMERSED TYPE TRANSFORMER (หทอฟ-ธ.) | ACTIVE | SNR-H03BAT10GT100 | APAO | AO1 | WSCH | O-BPKT00-67YI | O-BPKT00-67YI-BM | 1 | YEARS | JP-02180-H03BAT10GT100-EE-U |  | 2024-09-03 | MSP0-EA30 | หทอฟ-ธ. | PTW งานเกี่ยวกับไฟฟ้า | 1 | 7 | 08:00:00 | Group-50-H03BAT-EE-U | 0 | 7 | 0 | H03BAT | 13.8/230kV Generator Transformer | U | EE | H03BAT10 | GT | Generator Transformer | 13.8/230KV.Generator Transformer KG3A (SNR-H03BAT01GH001) | 50 | 2024-09-09 | 16:00:00
PO-02190-H03BAT10GT100-EE-U | BPK0 | MAIN TRANSFORMER OFF-CIRCUIT TAP CHANGER (หทอฟ-ธ.) | ACTIVE | SNR-H03BAT10GT100 | APAO | AO1 | WSCH | O-BPKT00-67YI | O-BPKT00-67YI-BM | 1 | YEARS | JP-02190-H03BAT10GT100-EE-U |  | 2024-09-03 | MSP0-EA30 | หทอฟ-ธ. | PTW งานเกี่ยวกับไฟฟ้า | 1 | 7 | 08:00:00 | Group-50-H03BAT-EE-U | 0 | 8 | 0 | H03BAT | 13.8/230kV Generator Transformer | U | EE | H03BAT10 | GT | Generator Transformer | 13.8/230KV.Generator Transformer KG3A (SNR-H03BAT01GH001) | 50 | 2024-09-09 | 16:00:00
PO-02220-H03BAT10GT100-T01-EE-U | BPK0 | GEN. TRANS. CT1 | ACTIVE | SNR-H03BAT10GT100-T01 | APAO | AO1 | WSCH | O-BPKT00-67YI | O-BPKT00-67YI-BM | 1 | YEARS | JP-02220-H03BAT10GT100-T01-EE-U |  | 2024-09-03 | MSP0-EA30 | หทอฟ-ธ. | PTW งานเกี่ยวกับไฟฟ้า | 1 | 7 | 08:00:00 | Group-50-H03BAT-EE-U | 0 | 9 | 0 | H03BAT | 13.8/230kV Generator Transformer | U | EE | H03BAT10 | GT | Generator Transformer | Gen. Trans. CT1 (SNR-H03BAY01CE111) | 50 | 2024-09-09 | 16:00:00 | PMNUM มีความยาวมากกว่า 30 ตัวอักษร
PO-02220-H03BAT10GT100-T02-EE-U | BPK0 | GEN. TRANS. CT2 | ACTIVE | SNR-H03BAT10GT100-T02 | APAO | AO1 | WSCH | O-BPKT00-67YI | O-BPKT00-67YI-BM | 1 | YEARS | JP-02220-H03BAT10GT100-T02-EE-U |  | 2024-09-03 | MSP0-EA30 | หทอฟ-ธ. | PTW งานเกี่ยวกับไฟฟ้า | 1 | 7 | 08:00:00 | Group-50-H03BAT-EE-U | 0 | 10 | 0 | H03BAT | 13.8/230kV Generator Transformer | U | EE | H03BAT10 | GT | Generator Transformer | Gen. Trans. CT2 (SNR-H03BAY01CE121) | 50 | 2024-09-09 | 16:00:00 | PMNUM มีความยาวมากกว่า 30 ตัวอักษร
PO-02220-H03BAT10GT100-T03-EE-U | BPK0 | GEN. TRANS. CT3 | ACTIVE | SNR-H03BAT10GT100-T03 | APAO | AO1 | WSCH | O-BPKT00-67YI | O-BPKT00-67YI-BM | 1 | YEARS | JP-02220-H03BAT10GT100-T03-EE-U |  | 2024-09-03 | MSP0-EA30 | หทอฟ-ธ. | PTW งานเกี่ยวกับไฟฟ้า | 1 | 7 | 08:00:00 | Group-50-H03BAT-EE-U | 0 | 11 | 0 | H03BAT | 13.8/230kV Generator Transformer | U | EE | H03BAT10 | GT | Generator Transformer | Gen. Trans. CT3 (SNR-H03BAY01CE131) | 50 | 2024-09-09 | 16:00:00 | PMNUM มีความยาวมากกว่า 30 ตัวอักษร
PO-02220-H03BAT10GT100-T04-EE-U | BPK0 | GEN. TRANS. CT4 | ACTIVE | SNR-H03BAT10GT100-T04 | APAO | AO1 | WSCH | O-BPKT00-67YI | O-BPKT00-67YI-BM | 1 | YEARS | JP-02220-H03BAT10GT100-T04-EE-U |  | 2024-09-03 | MSP0-EA30 | หทอฟ-ธ. | PTW งานเกี่ยวกับไฟฟ้า | 1 | 7 | 08:00:00 | Group-50-H03BAT-EE-U | 0 | 12 | 0 | H03BAT | 13.8/230kV Generator Transformer | U | EE | H03BAT10 | GT | Generator Transformer | Gen. Trans. CT4 (SNR-H03BAY01CE141) | 50 | 2024-09-09 | 16:00:00 | PMNUM มีความยาวมากกว่า 30 ตัวอักษร
PO-02220-H03BAT10GT100-T05-EE-U | BPK0 | GEN. TRANS. CT5 | ACTIVE | SNR-H03BAT10GT100-T05 | APAO | AO1 | WSCH | O-BPKT00-67YI | O-BPKT00-67YI-BM | 1 | YEARS | JP-02220-H03BAT10GT100-T05-EE-U |  | 2024-09-03 | MSP0-EA30 | หทอฟ-ธ. | PTW งานเกี่ยวกับไฟฟ้า | 1 | 7 | 08:00:00 | Group-50-H03BAT-EE-U | 0 | 13 | 0 | H03BAT | 13.8/230kV Generator Transformer | U | EE | H03BAT10 | GT | Generator Transformer | Gen. Trans. CT5 (SNR-H03BAY01CE151) | 50 | 2024-09-09 | 16:00:00 | PMNUM มีความยาวมากกว่า 30 ตัวอักษร
Group-51-H03BAT-EE-U | BPK0 | 13.8/230kV Generator Transformer,MSP0-E840,PTW งานเกี่ยวกับไฟฟ้า | ACTIVE | BPK-T00 | APAO | AO1 | WSCH | O-BPKT00-67YI | O-BPKT00-67YI-BM | 1 | YEARS |  |  | 2024-09-08 | MSP0-E840 | หอตฟ-ธ. | PTW งานเกี่ยวกับไฟฟ้า | 0 | 7 | 08:00:00 |  | 0 | 69 | 1 | H03BAT | 13.8/230kV Generator Transformer | U | EE |  |  |  |  | 51 | 2024-09-09 | 16:00:00
PO-02010-H03BAT10GT100-T05-EE-U | BPK0 | CT OF 87MTG1, 51MT (SNR-H03BAY01CE151) 600500400/5A, 5P20, 50VA (หอตฟ-ธ.) | ACTIVE | SNR-H03BAT10GT100-T05 | APAO | AO1 | WSCH | O-BPKT00-67YI | O-BPKT00-67YI-BM | 1 | YEARS | JP-02010-H03BAT10GT100-T05-EE-U |  | 2024-09-08 | MSP0-E840 | หอตฟ-ธ. | PTW งานเกี่ยวกับไฟฟ้า | 1 | 7 | 08:00:00 | Group-51-H03BAT-EE-U | 0 | 1 | 1 | H03BAT | 13.8/230kV Generator Transformer | U | EE | H03BAT10 | GT | Generator Transformer | Gen. Trans. CT5 (SNR-H03BAY01CE151) | 51 | 2024-09-08 | 16:00:00 | PMNUM มีความยาวมากกว่า 30 ตัวอักษร
PO-02030-H03BAT10GT100-T04-EE-U | BPK0 | CT OF 51MTN (SNR-H03BAY01CE141) 600500400/5A, 5P20, 50VA (หอตฟ-ธ.) | ACTIVE | SNR-H03BAT10GT100-T04 | APAO | AO1 | WSCH | O-BPKT00-67YI | O-BPKT00-67YI-BM | 1 | YEARS | JP-02030-H03BAT10GT100-T04-EE-U |  | 2024-09-08 | MSP0-E840 | หอตฟ-ธ. | PTW งานเกี่ยวกับไฟฟ้า | 1 | 7 | 08:00:00 | Group-51-H03BAT-EE-U | 0 | 2 | 1 | H03BAT | 13.8/230kV Generator Transformer | U | EE | H03BAT10 | GT | Generator Transformer | Gen. Trans. CT4 (SNR-H03BAY01CE141) | 51 | 2024-09-08 | 16:00:00 | PMNUM มีความยาวมากกว่า 30 ตัวอักษร
PO-02050-H03BAT10GT100-T03-EE-U | BPK0 | CT OF 87BB (SNR-H03BAY01CE131) 200016001500/5A, 5P20, 50VA (หอตฟ-ธ.) | ACTIVE | SNR-H03BAT10GT100-T03 | APAO | AO1 | WSCH | O-BPKT00-67YI | O-BPKT00-67YI-BM | 1 | YEARS | JP-02050-H03BAT10GT100-T03-EE-U |  | 2024-09-09 | MSP0-E840 | หอตฟ-ธ. | PTW งานเกี่ยวกับไฟฟ้า | 1 | 7 | 08:00:00 | Group-51-H03BAT-EE-U | 0 | 3 | 1 | H03BAT | 13.8/230kV Generator Transformer | U | EE | H03BAT10 | GT | Generator Transformer | Gen. Trans. CT3 (SNR-H03BAY01CE131) | 51 | 2024-09-09 | 16:00:00 | PMNUM มีความยาวมากกว่า 30 ตัวอักษร
PO-02070-H03BAT10GT100-T01-EE-U | BPK0 | CT OF 51MT (SNR-H03BAY01CE111) 600500400/5A, 5P20, 50VA (หอตฟ-ธ.) | ACTIVE | SNR-H03BAT10GT100-T01 | APAO | AO1 | WSCH | O-BPKT00-67YI | O-BPKT00-67YI-BM | 1 | YEARS | JP-02070-H03BAT10GT100-T01-EE-U |  | 2024-09-09 | MSP0-E840 | หอตฟ-ธ. | PTW งานเกี่ยวกับไฟฟ้า | 1 | 7 | 08:00:00 | Group-51-H03BAT-EE-U | 0 | 4 | 1 | H03BAT | 13.8/230kV Generator Transformer | U | EE | H03BAT10 | GT | Generator Transformer | Gen. Trans. CT1 (SNR-H03BAY01CE111) | 51 | 2024-09-09 | 16:00:00 | PMNUM มีความยาวมากกว่า 30 ตัวอักษร
PO-02090-H03BAT10GT100-T02-EE-U | BPK0 | CT OF 64REF SNR-H03BAY01CE121 (600500400/5A, 5P20, 50VA) (หอตฟ-ธ.) | ACTIVE | SNR-H03BAT10GT100-T02 | APAO | AO1 | WSCH | O-BPKT00-67YI | O-BPKT00-67YI-BM | 1 | YEARS | JP-02090-H03BAT10GT100-T02-EE-U |  | 2024-09-09 | MSP0-E840 | หอตฟ-ธ. | PTW งานเกี่ยวกับไฟฟ้า | 1 | 7 | 08:00:00 | Group-51-H03BAT-EE-U | 0 | 5 | 1 | H03BAT | 13.8/230kV Generator Transformer | U | EE | H03BAT10 | GT | Generator Transformer | Gen. Trans. CT2 (SNR-H03BAY01CE121) | 51 | 2024-09-09 | 16:00:00 | PMNUM มีความยาวมากกว่า 30 ตัวอักษร
Group-52-H03BAT-EE-U | BPK0 | 13.8/230kV Generator Transformer,MSP0-E830,PTW งานเกี่ยวกับไฟฟ้า | ACTIVE | BPK-T00 | APAO | AO1 | WSCH | O-BPKT00-67YI | O-BPKT00-67YI-BM | 1 | YEARS |  |  | 2024-09-03 | MSP0-E830 | หมปฟ-ธ. | PTW งานเกี่ยวกับไฟฟ้า | 0 | 7 | 08:00:00 |  | 0 | 70 | 0 | H03BAT | 13.8/230kV Generator Transformer | U | EE |  |  |  |  | 52 | 2024-09-09 | 16:00:00
PO-02110-H03BAT10GT100-F01-EE-U | BPK0 | LIGHTNING ARRESTOR MAIN TRANS. 192 KV, 10 KA (SNR-H03BAU01GV001) (หมปฟ-ธ.) | ACTIVE | SNR-H03BAT10GT100-F01 | APAO | AO1 | WSCH | O-BPKT00-67YI | O-BPKT00-67YI-BM | 1 | YEARS | JP-02110-H03BAT10GT100-F01-EE-U |  | 2024-09-03 | MSP0-E830 | หมปฟ-ธ. | PTW งานเกี่ยวกับไฟฟ้า | 1 | 7 | 08:00:00 | Group-52-H03BAT-EE-U | 0 | 1 | 0 | H03BAT | 13.8/230kV Generator Transformer | U | EE | H03BAT10 | GT | Generator Transformer | Surge Arrester (SNR-H03BAU01GV001) | 52 | 2024-09-03 | 16:00:00 | PMNUM มีความยาวมากกว่า 30 ตัวอักษร
PO-02170-H03BAT10GT100-EE-U | BPK0 | 13.8/230 kV OIL IMMERSED TYPE TRANSFORMER (หมปฟ-ธ.) | ACTIVE | SNR-H03BAT10GT100 | APAO | AO1 | WSCH | O-BPKT00-67YI | O-BPKT00-67YI-BM | 1 | YEARS | JP-02170-H03BAT10GT100-EE-U |  | 2024-09-03 | MSP0-E830 | หมปฟ-ธ. | PTW งานเกี่ยวกับไฟฟ้า | 1 | 7 | 08:00:00 | Group-52-H03BAT-EE-U | 0 | 2 | 0 | H03BAT | 13.8/230kV Generator Transformer | U | EE | H03BAT10 | GT | Generator Transformer | 13.8/230KV.Generator Transformer KG3A (SNR-H03BAT01GH001) | 52 | 2024-09-09 | 16:00:00
Group-53-H03BAA-EE-U | BPK0 | Generator Leads,MSP0-EA30,PTW งานเกี่ยวกับไฟฟ้า | ACTIVE | BPK-T00 | APAO | AO1 | WSCH | O-BPKT00-67YI | O-BPKT00-67YI-BM | 1 | YEARS |  |  | 2024-09-03 | MSP0-EA30 | หทอฟ-ธ. | PTW งานเกี่ยวกับไฟฟ้า | 0 | 7 | 08:00:00 |  | 0 | 71 | 1 | H03BAA | Generator Leads | U | EE |  |  |  |  | 53 | 2024-09-08 | 16:00:00
PO-01740-H03BAA10GS200-T04-EE-U | BPK0 | PT2 OF GEN. DS. (GEN.PROT.) (หทอฟ-ธ.) | ACTIVE | SNR-H03BAA10GS200-T04 | APAO | AO1 | WSCH | O-BPKT00-67YI | O-BPKT00-67YI-BM | 1 | YEARS | JP-01740-H03BAA10GS200-T04-EE-U |  | 2024-09-04 | MSP0-EA30 | หทอฟ-ธ. | PTW งานเกี่ยวกับไฟฟ้า | 1 | 7 | 08:00:00 | Group-53-H03BAA-EE-U | 0 | 1 | 1 | H03BAA | Generator Leads | U | EE | H03BAA10 | GS | 13.8 KV. BUS & Accessories | DS.1331 PT2 (SNR-H03BAC01CE220A,B,C) | 53 | 2024-09-04 | 16:00:00 | PMNUM มีความยาวมากกว่า 30 ตัวอักษร
PO-01760-H03BAA11GV100-T05-EE-U | BPK0 | CT OF DYNAMIC BRAKING CONTROL (SNR-H03MKY01CE151) 7000/5A, CL0.5, 40VA (หทอฟ-ธ.) | ACTIVE | SNR-H03BAA11GV100-T05 | APAO | AO1 | WSCH | O-BPKT00-67YI | O-BPKT00-67YI-BM | 1 | YEARS | JP-01760-H03BAA11GV100-T05-EE-U |  | 2024-09-04 | MSP0-EA30 | หทอฟ-ธ. | PTW งานเกี่ยวกับไฟฟ้า | 1 | 7 | 08:00:00 | Group-53-H03BAA-EE-U | 0 | 2 | 1 | H03BAA | Generator Leads | U | EE | H03BAA11 | GV | Generator Neutral System | Star Point BUS CT5 (SNR-H03MKY01CE151) | 53 | 2024-09-04 | 16:00:00 | PMNUM มีความยาวมากกว่า 30 ตัวอักษร
PO-01780-H03BAA11GV100-T04-EE-U | BPK0 | CT OF AVR (SNR-H03MKY01CE141) 7000/5A, CL0.5, 40VA (หทอฟ-ธ.) | ACTIVE | SNR-H03BAA11GV100-T04 | APAO | AO1 | WSCH | O-BPKT00-67YI | O-BPKT00-67YI-BM | 1 | YEARS | JP-01780-H03BAA11GV100-T04-EE-U |  | 2024-09-05 | MSP0-EA30 | หทอฟ-ธ. | PTW งานเกี่ยวกับไฟฟ้า | 1 | 7 | 08:00:00 | Group-53-H03BAA-EE-U | 0 | 3 | 1 | H03BAA | Generator Leads | U | EE | H03BAA11 | GV | Generator Neutral System | Star Point BUS CT4 (SNR-H03MKY01CE141) | 53 | 2024-09-05 | 16:00:00 | PMNUM มีความยาวมากกว่า 30 ตัวอักษร
PO-01800-H03BAA11GV100-T03-EE-U | BPK0 | CT OF GEN. PROT, 87G (SNR-H03MKY01CE131) 7000/5A, 5P20, 40VA (หทอฟ-ธ.) | ACTIVE | SNR-H03BAA11GV100-T03 | APAO | AO1 | WSCH | O-BPKT00-67YI | O-BPKT00-67YI-BM | 1 | YEARS | JP-01800-H03BAA11GV100-T03-EE-U |  | 2024-09-05 | MSP0-EA30 | หทอฟ-ธ. | PTW งานเกี่ยวกับไฟฟ้า | 1 | 7 | 08:00:00 | Group-53-H03BAA-EE-U | 0 | 4 | 1 | H03BAA | Generator Leads | U | EE | H03BAA11 | GV | Generator Neutral System | Star Point BUS CT3 (SNR-H03MKY01CE131) | 53 | 2024-09-05 | 16:00:00 | PMNUM มีความยาวมากกว่า 30 ตัวอักษร
PO-01820-H03BAA11GV100-T02-EE-U | BPK0 | CT OF METERING, AVR (SNR-H03MKY01CE121) 7000/5A, CL0.5, 40VA (หทอฟ-ธ.) | ACTIVE | SNR-H03BAA11GV100-T02 | APAO | AO1 | WSCH | O-BPKT00-67YI | O-BPKT00-67YI-BM | 1 | YEARS | JP-01820-H03BAA11GV100-T02-EE-U |  | 2024-09-05 | MSP0-EA30 | หทอฟ-ธ. | PTW งานเกี่ยวกับไฟฟ้า | 1 | 7 | 08:00:00 | Group-53-H03BAA-EE-U | 0 | 5 | 1 | H03BAA | Generator Leads | U | EE | H03BAA11 | GV | Generator Neutral System | Star Point BUS CT2 (SNR-H03MKY01CE121) | 53 | 2024-09-05 | 16:00:00 | PMNUM มีความยาวมากกว่า 30 ตัวอักษร
PO-01840-H03BAA11GV100-T01-EE-U | BPK0 | CT OF 87MTG1 (SNR-H03MKY01CE111) 7000/5A, 5P20, 40VA (หทอฟ-ธ.) | ACTIVE | SNR-H03BAA11GV100-T01 | APAO | AO1 | WSCH | O-BPKT00-67YI | O-BPKT00-67YI-BM | 1 | YEARS | JP-01840-H03BAA11GV100-T01-EE-U |  | 2024-09-06 | MSP0-EA30 | หทอฟ-ธ. | PTW งานเกี่ยวกับไฟฟ้า | 1 | 7 | 08:00:00 | Group-53-H03BAA-EE-U | 0 | 6 | 1 | H03BAA | Generator Leads | U | EE | H03BAA11 | GV | Generator Neutral System | Star Point BUS CT1 (SNR-H03MKY01CE111) | 53 | 2024-09-06 | 16:00:00 | PMNUM มีความยาวมากกว่า 30 ตัวอักษร
PO-01860-H03BAA10GS200-T02-EE-U | BPK0 | CT OF 87G (SNR-H03BA-C01CE121) 7000/5A, 5P20, 40VA (หทอฟ-ธ.) | ACTIVE | SNR-H03BAA10GS200-T02 | APAO | AO1 | WSCH | O-BPKT00-67YI | O-BPKT00-67YI-BM | 1 | YEARS | JP-01860-H03BAA10GS200-T02-EE-U |  | 2024-09-06 | MSP0-EA30 | หทอฟ-ธ. | PTW งานเกี่ยวกับไฟฟ้า | 1 | 7 | 08:00:00 | Group-53-H03BAA-EE-U | 0 | 7 | 1 | H03BAA | Generator Leads | U | EE | H03BAA10 | GS | 13.8 KV. BUS & Accessories | DS.1331 CT2 (SNR-H03BAC01CE121) | 53 | 2024-09-06 | 16:00:00 | PMNUM มีความยาวมากกว่า 30 ตัวอักษร
PO-01880-H03BAA10GS200-T01-EE-U | BPK0 | CT OF 87MTG1 (SNR-H03BA-C01CE111) 7000/5A, 5P20, 40VA (หทอฟ-ธ.) | ACTIVE | SNR-H03BAA10GS200-T01 | APAO | AO1 | WSCH | O-BPKT00-67YI | O-BPKT00-67YI-BM | 1 | YEARS | JP-01880-H03BAA10GS200-T01-EE-U |  | 2024-09-06 | MSP0-EA30 | หทอฟ-ธ. | PTW งานเกี่ยวกับไฟฟ้า | 1 | 7 | 08:00:00 | Group-53-H03BAA-EE-U | 0 | 8 | 1 | H03BAA | Generator Leads | U | EE | H03BAA10 | GS | 13.8 KV. BUS & Accessories | DS.1331 CT1 (SNR-H03BAC01CE111) | 53 | 2024-09-06 | 16:00:00 | PMNUM มีความยาวมากกว่า 30 ตัวอักษร
PO-01900-H03BAA12GH100-T01-EE-U | BPK0 | CT OF 51BK (SNR-H03BAC02CE111) 7000/5A, 5P20, 40VA (หทอฟ-ธ.) | ACTIVE | SNR-H03BAA12GH100-T01 | APAO | AO1 | WSCH | O-BPKT00-67YI | O-BPKT00-67YI-BM | 1 | YEARS | JP-01900-H03BAA12GH100-T01-EE-U |  | 2024-09-07 | MSP0-EA30 | หทอฟ-ธ. | PTW งานเกี่ยวกับไฟฟ้า | 1 | 7 | 08:00:00 | Group-53-H03BAA-EE-U | 0 | 9 | 1 | H03BAA | Generator Leads | U | EE | H03BAA12 | GH | 24kV Dynamic Brake Isolator (SNR-H03BAC02) | CT1 (SNR-H03BAC02CE111) | 53 | 2024-09-07 | 16:00:00 | PMNUM มีความยาวมากกว่า 30 ตัวอักษร
PO-01920-H03BAA12GH100-T02-EE-U | BPK0 | CT OF 87MTG1 (SNR-H03BAC02CE121) 7000/5A, 5P20, 40VA (หทอฟ-ธ.) | ACTIVE | SNR-H03BAA12GH100-T02 | APAO | AO1 | WSCH | O-BPKT00-67YI | O-BPKT00-67YI-BM | 1 | YEARS | JP-01920-H03BAA12GH100-T02-EE-U |  | 2024-09-07 | MSP0-EA30 | หทอฟ-ธ. | PTW งานเกี่ยวกับไฟฟ้า | 1 | 7 | 08:00:00 | Group-53-H03BAA-EE-U | 0 | 10 | 1 | H03BAA | Generator Leads | U | EE | H03BAA12 | GH | 24kV Dynamic Brake Isolator (SNR-H03BAC02) | CT2 (SNR-H03BAC02CE121) | 53 | 2024-09-07 | 16:00:00 | PMNUM มีความยาวมากกว่า 30 ตัวอักษร
PO-01940-H03BAA10GS200-F01-EE-U | BPK0 | 13.8 KV. SURGE CAPACITOR (SNR-H03BA-C01GV002) (หทอฟ-ธ.) | ACTIVE | SNR-H03BAA10GS200-F01 | APAO | AO1 | WSCH | O-BPKT00-67YI | O-BPKT00-67YI-BM | 1 | YEARS | JP-01940-H03BAA10GS200-F01-EE-U |  | 2024-09-07 | MSP0-EA30 | หทอฟ-ธ. | PTW งานเกี่ยวกับไฟฟ้า | 1 | 7 | 08:00:00 | Group-53-H03BAA-EE-U | 0 | 11 | 1 | H03BAA | Generator Leads | U | EE | H03BAA10 | GS | 13.8 KV. BUS & Accessories | SC U-Phase (SNR-H03BAC01GV002A) | 53 | 2024-09-07 | 16:00:00 | PMNUM มีความยาวมากกว่า 30 ตัวอักษร
PO-01970-H03BAA10GA100-EE-U | BPK0 | 13.8 KV. ISOLATE PHASE BUS DUCT 3 Parts (หทอฟ-ธ.) | ACTIVE | SNR-H03BAA10GA100 | APAO | AO1 | WSCH | O-BPKT00-67YI | O-BPKT00-67YI-BM | 1 | YEARS | JP-01970-H03BAA10GA100-EE-U |  | 2024-09-08 | MSP0-EA30 | หทอฟ-ธ. | PTW งานเกี่ยวกับไฟฟ้า | 1 | 7 | 08:00:00 | Group-53-H03BAA-EE-U | 0 | 12 | 1 | H03BAA | Generator Leads | U | EE | H03BAA10 | GA | 13.8 KV. BUS & Accessories | IPB 13.8 kV | 53 | 2024-09-08 | 16:00:00
PO-01990-H03BAA11GT100-T01-EE-U | BPK0 | NEUTRAL TRANSFORMER NGT. (SNR-H03MKY01CE210) (หทอฟ-ธ.) | ACTIVE | SNR-H03BAA11GT100-T01 | APAO | AO1 | WSCH | O-BPKT00-67YI | O-BPKT00-67YI-BM | 1 | YEARS | JP-01990-H03BAA11GT100-T01-EE-U |  | 2024-09-07 | MSP0-EA30 | หทอฟ-ธ. | PTW งานเกี่ยวกับไฟฟ้า | 1 | 7 | 08:00:00 | Group-53-H03BAA-EE-U | 0 | 13 | 1 | H03BAA | Generator Leads | U | EE | H03BAA11 | GT | Generator Neutral System | NGT Transformer (SNR-H03MKY01CE210) | 53 | 2024-09-07 | 16:00:00 | PMNUM มีความยาวมากกว่า 30 ตัวอักษร
PO-02120-H03BAA10GS200-F04-EE-U | BPK0 | LIGHTNING ARRESTOR GEN. DS. 192 KV, 10KA (SNR-H03BA-C01GV001) (หทอฟ-ธ.) | ACTIVE | SNR-H03BAA10GS200-F04 | APAO | AO1 | WSCH | O-BPKT00-67YI | O-BPKT00-67YI-BM | 1 | YEARS | JP-02120-H03BAA10GS200-F04-EE-U |  | 2024-09-03 | MSP0-EA30 | หทอฟ-ธ. | PTW งานเกี่ยวกับไฟฟ้า | 1 | 7 | 08:00:00 | Group-53-H03BAA-EE-U | 0 | 14 | 1 | H03BAA | Generator Leads | U | EE | H03BAA10 | GS | 13.8 KV. BUS & Accessories | LA U-Phase (SNR-H03BAC01GV001A) | 53 | 2024-09-03 | 16:00:00 | PMNUM มีความยาวมากกว่า 30 ตัวอักษร
Group-54-H03BAA-EE-U | BPK0 | Generator Leads,MSP0-E840,PTW งานเกี่ยวกับไฟฟ้า | ACTIVE | BPK-T00 | APAO | AO1 | WSCH | O-BPKT00-67YI | O-BPKT00-67YI-BM | 1 | YEARS |  |  | 2024-09-03 | MSP0-E840 | หอตฟ-ธ. | PTW งานเกี่ยวกับไฟฟ้า | 0 | 7 | 08:00:00 |  | 0 | 72 | 0 | H03BAA | Generator Leads | U | EE |  |  |  |  | 54 | 2024-09-07 | 16:00:00
PO-01730-H03BAA10GS200-T03-EE-U | BPK0 | PT1 OF GEN. DS. (SYNCH., GEN.PROT. , AVR&GOV.) (หอตฟ-ธ.) | ACTIVE | SNR-H03BAA10GS200-T03 | APAO | AO1 | WSCH | O-BPKT00-67YI | O-BPKT00-67YI-BM | 1 | YEARS | JP-01730-H03BAA10GS200-T03-EE-U |  | 2024-09-04 | MSP0-E840 | หอตฟ-ธ. | PTW งานเกี่ยวกับไฟฟ้า | 1 | 7 | 08:00:00 | Group-54-H03BAA-EE-U | 0 | 1 | 0 | H03BAA | Generator Leads | U | EE | H03BAA10 | GS | 13.8 KV. BUS & Accessories | DS.1331 PT1 (SNR-H03BAC01CE210A,B,C) | 54 | 2024-09-04 | 16:00:00 | PMNUM มีความยาวมากกว่า 30 ตัวอักษร
PO-01750-H03BAA10GS200-T04-EE-U | BPK0 | PT2 OF GEN. DS. (GEN.PROT.) (หอตฟ-ธ.) | ACTIVE | SNR-H03BAA10GS200-T04 | APAO | AO1 | WSCH | O-BPKT00-67YI | O-BPKT00-67YI-BM | 1 | YEARS | JP-01750-H03BAA10GS200-T04-EE-U |  | 2024-09-04 | MSP0-E840 | หอตฟ-ธ. | PTW งานเกี่ยวกับไฟฟ้า | 1 | 7 | 08:00:00 | Group-54-H03BAA-EE-U | 0 | 2 | 0 | H03BAA | Generator Leads | U | EE | H03BAA10 | GS | 13.8 KV. BUS & Accessories | DS.1331 PT2 (SNR-H03BAC01CE220A,B,C) | 54 | 2024-09-04 | 16:00:00 | PMNUM มีความยาวมากกว่า 30 ตัวอักษร
PO-01770-H03BAA11GV100-T05-EE-U | BPK0 | CT OF DYNAMIC BRAKING CONTROL (SNR-H03MKY01CE151) 7000/5A, CL0.5, 40VA (หอตฟ-ธ.) | ACTIVE | SNR-H03BAA11GV100-T05 | APAO | AO1 | WSCH | O-BPKT00-67YI | O-BPKT00-67YI-BM | 1 | YEARS | JP-01770-H03BAA11GV100-T05-EE-U |  | 2024-09-04 | MSP0-E840 | หอตฟ-ธ. | PTW งานเกี่ยวกับไฟฟ้า | 1 | 7 | 08:00:00 | Group-54-H03BAA-EE-U | 0 | 3 | 0 | H03BAA | Generator Leads | U | EE | H03BAA11 | GV | Generator Neutral System | Star Point BUS CT5 (SNR-H03MKY01CE151) | 54 | 2024-09-04 | 16:00:00 | PMNUM มีความยาวมากกว่า 30 ตัวอักษร
PO-01790-H03BAA11GV100-T04-EE-U | BPK0 | CT OF AVR (SNR-H03MKY01CE141) 7000/5A, CL0.5, 40VA (หอตฟ-ธ.) | ACTIVE | SNR-H03BAA11GV100-T04 | APAO | AO1 | WSCH | O-BPKT00-67YI | O-BPKT00-67YI-BM | 1 | YEARS | JP-01790-H03BAA11GV100-T04-EE-U |  | 2024-09-05 | MSP0-E840 | หอตฟ-ธ. | PTW งานเกี่ยวกับไฟฟ้า | 1 | 7 | 08:00:00 | Group-54-H03BAA-EE-U | 0 | 4 | 0 | H03BAA | Generator Leads | U | EE | H03BAA11 | GV | Generator Neutral System | Star Point BUS CT4 (SNR-H03MKY01CE141) | 54 | 2024-09-05 | 16:00:00 | PMNUM มีความยาวมากกว่า 30 ตัวอักษร
PO-01810-H03BAA11GV100-T03-EE-U | BPK0 | CT OF GEN. PROT, 87G (SNR-H03MKY01CE131) 7000/5A, 5P20, 40VA (หอตฟ-ธ.) | ACTIVE | SNR-H03BAA11GV100-T03 | APAO | AO1 | WSCH | O-BPKT00-67YI | O-BPKT00-67YI-BM | 1 | YEARS | JP-01810-H03BAA11GV100-T03-EE-U |  | 2024-09-05 | MSP0-E840 | หอตฟ-ธ. | PTW งานเกี่ยวกับไฟฟ้า | 1 | 7 | 08:00:00 | Group-54-H03BAA-EE-U | 0 | 5 | 0 | H03BAA | Generator Leads | U | EE | H03BAA11 | GV | Generator Neutral System | Star Point BUS CT3 (SNR-H03MKY01CE131) | 54 | 2024-09-05 | 16:00:00 | PMNUM มีความยาวมากกว่า 30 ตัวอักษร
PO-01830-H03BAA11GV100-T02-EE-U | BPK0 | CT OF METERING, AVR (SNR-H03MKY01CE121) 7000/5A, CL0.5, 40VA (หอตฟ-ธ.) | ACTIVE | SNR-H03BAA11GV100-T02 | APAO | AO1 | WSCH | O-BPKT00-67YI | O-BPKT00-67YI-BM | 1 | YEARS | JP-01830-H03BAA11GV100-T02-EE-U |  | 2024-09-05 | MSP0-E840 | หอตฟ-ธ. | PTW งานเกี่ยวกับไฟฟ้า | 1 | 7 | 08:00:00 | Group-54-H03BAA-EE-U | 0 | 6 | 0 | H03BAA | Generator Leads | U | EE | H03BAA11 | GV | Generator Neutral System | Star Point BUS CT2 (SNR-H03MKY01CE121) | 54 | 2024-09-05 | 16:00:00 | PMNUM มีความยาวมากกว่า 30 ตัวอักษร
PO-01850-H03BAA11GV100-T01-EE-U | BPK0 | CT OF 87MTG1 (SNR-H03MKY01CE111) 7000/5A, 5P20, 40VA (หอตฟ-ธ.) | ACTIVE | SNR-H03BAA11GV100-T01 | APAO | AO1 | WSCH | O-BPKT00-67YI | O-BPKT00-67YI-BM | 1 | YEARS | JP-01850-H03BAA11GV100-T01-EE-U |  | 2024-09-06 | MSP0-E840 | หอตฟ-ธ. | PTW งานเกี่ยวกับไฟฟ้า | 1 | 7 | 08:00:00 | Group-54-H03BAA-EE-U | 0 | 7 | 0 | H03BAA | Generator Leads | U | EE | H03BAA11 | GV | Generator Neutral System | Star Point BUS CT1 (SNR-H03MKY01CE111) | 54 | 2024-09-06 | 16:00:00 | PMNUM มีความยาวมากกว่า 30 ตัวอักษร
PO-01870-H03BAA10GS200-T02-EE-U | BPK0 | CT OF 87G (SNR-H03BA-C01CE121) 7000/5A, 5P20, 40VA (หอตฟ-ธ.) | ACTIVE | SNR-H03BAA10GS200-T02 | APAO | AO1 | WSCH | O-BPKT00-67YI | O-BPKT00-67YI-BM | 1 | YEARS | JP-01870-H03BAA10GS200-T02-EE-U |  | 2024-09-06 | MSP0-E840 | หอตฟ-ธ. | PTW งานเกี่ยวกับไฟฟ้า | 1 | 7 | 08:00:00 | Group-54-H03BAA-EE-U | 0 | 8 | 0 | H03BAA | Generator Leads | U | EE | H03BAA10 | GS | 13.8 KV. BUS & Accessories | DS.1331 CT2 (SNR-H03BAC01CE121) | 54 | 2024-09-06 | 16:00:00 | PMNUM มีความยาวมากกว่า 30 ตัวอักษร
PO-01890-H03BAA10GS200-T01-EE-U | BPK0 | CT OF 87MTG1 (SNR-H03BA-C01CE111) 7000/5A, 5P20, 40VA (หอตฟ-ธ.) | ACTIVE | SNR-H03BAA10GS200-T01 | APAO | AO1 | WSCH | O-BPKT00-67YI | O-BPKT00-67YI-BM | 1 | YEARS | JP-01890-H03BAA10GS200-T01-EE-U |  | 2024-09-06 | MSP0-E840 | หอตฟ-ธ. | PTW งานเกี่ยวกับไฟฟ้า | 1 | 7 | 08:00:00 | Group-54-H03BAA-EE-U | 0 | 9 | 0 | H03BAA | Generator Leads | U | EE | H03BAA10 | GS | 13.8 KV. BUS & Accessories | DS.1331 CT1 (SNR-H03BAC01CE111) | 54 | 2024-09-06 | 16:00:00 | PMNUM มีความยาวมากกว่า 30 ตัวอักษร
PO-01910-H03BAA12GH100-T01-EE-U | BPK0 | CT OF 51BK (SNR-H03BAC02CE111) 7000/5A, 5P20, 40VA (หอตฟ-ธ.) | ACTIVE | SNR-H03BAA12GH100-T01 | APAO | AO1 | WSCH | O-BPKT00-67YI | O-BPKT00-67YI-BM | 1 | YEARS | JP-01910-H03BAA12GH100-T01-EE-U |  | 2024-09-07 | MSP0-E840 | หอตฟ-ธ. | PTW งานเกี่ยวกับไฟฟ้า | 1 | 7 | 08:00:00 | Group-54-H03BAA-EE-U | 0 | 10 | 0 | H03BAA | Generator Leads | U | EE | H03BAA12 | GH | 24kV Dynamic Brake Isolator (SNR-H03BAC02) | CT1 (SNR-H03BAC02CE111) | 54 | 2024-09-07 | 16:00:00 | PMNUM มีความยาวมากกว่า 30 ตัวอักษร
PO-01930-H03BAA12GH100-T02-EE-U | BPK0 | CT OF 87MTG1 (SNR-H03BAC02CE121) 7000/5A, 5P20, 40VA (หอตฟ-ธ.) | ACTIVE | SNR-H03BAA12GH100-T02 | APAO | AO1 | WSCH | O-BPKT00-67YI | O-BPKT00-67YI-BM | 1 | YEARS | JP-01930-H03BAA12GH100-T02-EE-U |  | 2024-09-07 | MSP0-E840 | หอตฟ-ธ. | PTW งานเกี่ยวกับไฟฟ้า | 1 | 7 | 08:00:00 | Group-54-H03BAA-EE-U | 0 | 11 | 0 | H03BAA | Generator Leads | U | EE | H03BAA12 | GH | 24kV Dynamic Brake Isolator (SNR-H03BAC02) | CT2 (SNR-H03BAC02CE121) | 54 | 2024-09-07 | 16:00:00 | PMNUM มีความยาวมากกว่า 30 ตัวอักษร
PO-01950-H03BAA10GS200-F01-EE-U | BPK0 | 13.8 KV. SURGE CAPACITOR (SNR-H03BA-C01GV002) (หอตฟ-ธ.) | ACTIVE | SNR-H03BAA10GS200-F01 | APAO | AO1 | WSCH | O-BPKT00-67YI | O-BPKT00-67YI-BM | 1 | YEARS | JP-01950-H03BAA10GS200-F01-EE-U |  | 2024-09-07 | MSP0-E840 | หอตฟ-ธ. | PTW งานเกี่ยวกับไฟฟ้า | 1 | 7 | 08:00:00 | Group-54-H03BAA-EE-U | 0 | 12 | 0 | H03BAA | Generator Leads | U | EE | H03BAA10 | GS | 13.8 KV. BUS & Accessories | SC U-Phase (SNR-H03BAC01GV002A) | 54 | 2024-09-07 | 16:00:00 | PMNUM มีความยาวมากกว่า 30 ตัวอักษร
PO-02130-H03BAA10GS200-F04-EE-U | BPK0 | LIGHTINING ARRESTOR GEN. DS. 192 KV, 10KA (SNR-H03BA-C01GV001) (หอตฟ-ธ.) | ACTIVE | SNR-H03BAA10GS200-F04 | APAO | AO1 | WSCH | O-BPKT00-67YI | O-BPKT00-67YI-BM | 1 | YEARS | JP-02130-H03BAA10GS200-F04-EE-U |  | 2024-09-03 | MSP0-E840 | หอตฟ-ธ. | PTW งานเกี่ยวกับไฟฟ้า | 1 | 7 | 08:00:00 | Group-54-H03BAA-EE-U | 0 | 13 | 0 | H03BAA | Generator Leads | U | EE | H03BAA10 | GS | 13.8 KV. BUS & Accessories | LA U-Phase (SNR-H03BAC01GV001A) | 54 | 2024-09-03 | 16:00:00 | PMNUM มีความยาวมากกว่า 30 ตัวอักษร
PO-02140-H03BAA12GH100-Q01-EE-U | BPK0 | DS 57DB | ACTIVE | SNR-H03BAA12GH100-Q01 | APAO | AO1 | WSCH | O-BPKT00-67YI | O-BPKT00-67YI-BM | 1 | YEARS | JP-02140-H03BAA12GH100-Q01-EE-U |  | 2024-09-04 | MSP0-E840 | หอตฟ-ธ. | PTW งานเกี่ยวกับไฟฟ้า | 1 | 7 | 08:00:00 | Group-54-H03BAA-EE-U | 0 | 14 | 0 | H03BAA | Generator Leads | U | EE | H03BAA12 | GH | 24kV Dynamic Brake Isolator (SNR-H03BAC02) | Breaker with Motor Gear Box (SNR-H03BAC02GH001-M101) | 54 | 2024-09-05 | 16:00:00 | PMNUM มีความยาวมากกว่า 30 ตัวอักษร
PO-02150-H03BAA10GS200-Q01-EE-U | BPK0 | GENERATOR DISCONECTING SWITCHES (1331) | ACTIVE | SNR-H03BAA10GS200-Q01 | APAO | AO1 | WSCH | O-BPKT00-67YI | O-BPKT00-67YI-BM | 1 | YEARS | JP-02150-H03BAA10GS200-Q01-EE-U |  | 2024-09-06 | MSP0-E840 | หอตฟ-ธ. | PTW งานเกี่ยวกับไฟฟ้า | 1 | 7 | 08:00:00 | Group-54-H03BAA-EE-U | 0 | 15 | 0 | H03BAA | Generator Leads | U | EE | H03BAA10 | GS | 13.8 KV. BUS & Accessories | DS.1331 Gen DS Switch Gear (SNR-H03BAC01GS110) | 54 | 2024-09-07 | 16:00:00 | PMNUM มีความยาวมากกว่า 30 ตัวอักษร
Group-55-H03ADA-EE-U | BPK0 | 230kV Bay,MSP0-E840,PTW งานเกี่ยวกับไฟฟ้า | ACTIVE | BPK-T00 | APAO | AO1 | WSCH | O-BPKT00-67YI | O-BPKT00-67YI-BM | 1 | YEARS |  |  | 2024-09-03 | MSP0-E840 | หอตฟ-ธ._หทอฟ-ธ. | PTW งานเกี่ยวกับไฟฟ้า | 0 | 7 | 08:00:00 |  | 0 | 73 | 1 | H03ADA | 230kV Bay | U | EE |  |  |  |  | 55 | 2024-09-09 | 16:00:00
PO-02550-H03ADA23GS100-EE-U | BPK0 | BKR. 80032 (หอตฟ-ธ.) | ACTIVE | SNR-H03ADA23GS100 | APAO | AO1 | WSCH | O-BPKT00-67YI | O-BPKT00-67YI-BM | 1 | YEARS | JP-02550-H03ADA23GS100-EE-U |  | 2024-09-03 | MSP0-E840 | หอตฟ-ธ. | PTW งานเกี่ยวกับไฟฟ้า | 1 | 7 | 08:00:00 | Group-55-H03ADA-EE-U | 0 | 1 | 1 | H03ADA | 230kV Bay | U | EE | H03ADA23 | GS | 230KV. Bay Generator Unit 3 | Breaker 80032 (SNR-H03ADA21GS100) | 55 | 2024-09-09 | 16:00:00
PO-02560-H03ADA23GS100-EE-U | BPK0 | BKR. 80032 (หทอฟ-ธ.) | ACTIVE | SNR-H03ADA23GS100 | APAO | AO1 | WSCH | O-BPKT00-67YI | O-BPKT00-67YI-BM | 1 | YEARS | JP-02560-H03ADA23GS100-EE-U |  | 2024-09-03 | MSP0-E840 | หทอฟ-ธ. | PTW งานเกี่ยวกับไฟฟ้า | 1 | 7 | 08:00:00 | Group-55-H03ADA-EE-U | 0 | 2 | 1 | H03ADA | 230kV Bay | U | EE | H03ADA23 | GS | 230KV. Bay Generator Unit 3 | Breaker 80032 (SNR-H03ADA21GS100) | 55 | 2024-09-09 | 16:00:00
PO-02570-H03ADA23GS201-EE-U | BPK0 | DS 80036 | ACTIVE | SNR-H03ADA23GS201 | APAO | AO1 | WSCH | O-BPKT00-67YI | O-BPKT00-67YI-BM | 1 | YEARS | JP-02570-H03ADA23GS201-EE-U |  | 2024-09-03 | MSP0-E840 | หอตฟ-ธ. | PTW งานเกี่ยวกับไฟฟ้า | 1 | 7 | 08:00:00 | Group-55-H03ADA-EE-U | 0 | 3 | 1 | H03ADA | 230kV Bay | U | EE | H03ADA23 | GS | 230KV. Bay Generator Unit 3 | DS 80036 (SNR-H03BAY01GS140) | 55 | 2024-09-09 | 16:00:00
PO-02580-H03ADA23GS201-EE-U | BPK0 | DS 80037 | ACTIVE | SNR-H03ADA23GS201 | APAO | AO1 | WSCH | O-BPKT00-67YI | O-BPKT00-67YI-BM | 1 | YEARS | JP-02580-H03ADA23GS201-EE-U |  | 2024-09-03 | MSP0-E840 | หอตฟ-ธ. | PTW งานเกี่ยวกับไฟฟ้า | 1 | 7 | 08:00:00 | Group-55-H03ADA-EE-U | 0 | 4 | 1 | H03ADA | 230kV Bay | U | EE | H03ADA23 | GS | 230KV. Bay Generator Unit 3 | DS 80036 (SNR-H03BAY01GS140) | 55 | 2024-09-09 | 16:00:00
Group-56-H03MKA-EE-U | BPK0 | Generator,SNR0-2E0,PTW งานทั่วไป | ACTIVE | BPK-T00 | APAO | AO1 | WSCH | O-BPKT00-67YI | O-BPKT00-67YI-BM | 1 | YEARS |  |  | 2024-09-03 | SNR0-2E0 | หฟศ-ฟ. | PTW งานทั่วไป | 0 | 7 | 08:00:00 |  | 0 | 74 | 0 | H03MKA | Generator | U | EE |  |  |  |  | 56 | 2024-09-09 | 16:00:00
PO-01620-H03MKA40CT001-F01-EE-U | BPK0 | TEMPERATOR STATOR WINDING MKA20CT001 | ACTIVE | SNR-H03MKA40CT001-F01 | APAO | AO1 | WSCH | O-BPKT00-67YI | O-BPKT00-67YI-BM | 1 | YEARS | JP-01620-H03MKA40CT001-F01-EE-U |  | 2024-09-03 | SNR0-2E0 | หฟศ-ฟ. | PTW งานทั่วไป | 1 | 7 | 08:00:00 | Group-56-H03MKA-EE-U | 0 | 1 | 0 | H03MKA | Generator | U | EE | H03MKA40 | CT | Stator | Stator Winding Center Temperature (U/2) (SNR-H03MKA20CT001) | 56 | 2024-09-09 | 16:00:00 | PMNUM มีความยาวมากกว่า 30 ตัวอักษร
PO-01620-H03MKA40CT001-F02-EE-U | BPK0 | TEMPERATOR STATOR WINDING MKA20CT002 | ACTIVE | SNR-H03MKA40CT001-F02 | APAO | AO1 | WSCH | O-BPKT00-67YI | O-BPKT00-67YI-BM | 1 | YEARS | JP-01620-H03MKA40CT001-F02-EE-U |  | 2024-09-03 | SNR0-2E0 | หฟศ-ฟ. | PTW งานทั่วไป | 1 | 7 | 08:00:00 | Group-56-H03MKA-EE-U | 0 | 2 | 0 | H03MKA | Generator | U | EE | H03MKA40 | CT | Stator | Stator Winding Center Temperature (W/18) (SNR-H03MKA20CT002) | 56 | 2024-09-09 | 16:00:00 | PMNUM มีความยาวมากกว่า 30 ตัวอักษร
PO-01620-H03MKA40CT001-F03-EE-U | BPK0 | TEMPERATOR STATOR WINDING MKA20CT003 | ACTIVE | SNR-H03MKA40CT001-F03 | APAO | AO1 | WSCH | O-BPKT00-67YI | O-BPKT00-67YI-BM | 1 | YEARS | JP-01620-H03MKA40CT001-F03-EE-U |  | 2024-09-03 | SNR0-2E0 | หฟศ-ฟ. | PTW งานทั่วไป | 1 | 7 | 08:00:00 | Group-56-H03MKA-EE-U | 0 | 3 | 0 | H03MKA | Generator | U | EE | H03MKA40 | CT | Stator | Stator Winding Center Temperature (V/34) (SNR-H03MKA20CT003) | 56 | 2024-09-09 | 16:00:00 | PMNUM มีความยาวมากกว่า 30 ตัวอักษร
PO-01620-H03MKA40CT001-F04-EE-U | BPK0 | TEMPERATOR STATOR WINDING MKA20CT004 | ACTIVE | SNR-H03MKA40CT001-F04 | APAO | AO1 | WSCH | O-BPKT00-67YI | O-BPKT00-67YI-BM | 1 | YEARS | JP-01620-H03MKA40CT001-F04-EE-U |  | 2024-09-03 | SNR0-2E0 | หฟศ-ฟ. | PTW งานทั่วไป | 1 | 7 | 08:00:00 | Group-56-H03MKA-EE-U | 0 | 4 | 0 | H03MKA | Generator | U | EE | H03MKA40 | CT | Stator | Stator Winding Center Temperature (U/74) (SNR-H03MKA20CT004) | 56 | 2024-09-09 | 16:00:00 | PMNUM มีความยาวมากกว่า 30 ตัวอักษร
PO-01620-H03MKA40CT001-F05-EE-U | BPK0 | TEMPERATOR STATOR WINDING MKA20CT005 | ACTIVE | SNR-H03MKA40CT001-F05 | APAO | AO1 | WSCH | O-BPKT00-67YI | O-BPKT00-67YI-BM | 1 | YEARS | JP-01620-H03MKA40CT001-F05-EE-U |  | 2024-09-03 | SNR0-2E0 | หฟศ-ฟ. | PTW งานทั่วไป | 1 | 7 | 08:00:00 | Group-56-H03MKA-EE-U | 0 | 5 | 0 | H03MKA | Generator | U | EE | H03MKA40 | CT | Stator | Stator Winding Center Temperature (W/90) (SNR-H03MKA20CT005) | 56 | 2024-09-09 | 16:00:00 | PMNUM มีความยาวมากกว่า 30 ตัวอักษร
PO-01620-H03MKA40CT001-F06-EE-U | BPK0 | TEMPERATOR STATOR WINDING MKA20CT006 | ACTIVE | SNR-H03MKA40CT001-F06 | APAO | AO1 | WSCH | O-BPKT00-67YI | O-BPKT00-67YI-BM | 1 | YEARS | JP-01620-H03MKA40CT001-F06-EE-U |  | 2024-09-03 | SNR0-2E0 | หฟศ-ฟ. | PTW งานทั่วไป | 1 | 7 | 08:00:00 | Group-56-H03MKA-EE-U | 0 | 6 | 0 | H03MKA | Generator | U | EE | H03MKA40 | CT | Stator | Stator Winding Center Temperature (V/106) (SNR-H03MKA20CT006) | 56 | 2024-09-09 | 16:00:00 | PMNUM มีความยาวมากกว่า 30 ตัวอักษร
PO-01620-H03MKA40CT001-F07-EE-U | BPK0 | TEMPERATOR STATOR WINDING MKA20CT007 | ACTIVE | SNR-H03MKA40CT001-F07 | APAO | AO1 | WSCH | O-BPKT00-67YI | O-BPKT00-67YI-BM | 1 | YEARS | JP-01620-H03MKA40CT001-F07-EE-U |  | 2024-09-03 | SNR0-2E0 | หฟศ-ฟ. | PTW งานทั่วไป | 1 | 7 | 08:00:00 | Group-56-H03MKA-EE-U | 0 | 7 | 0 | H03MKA | Generator | U | EE | H03MKA40 | CT | Stator | Stator Winding Center Temperature (U/146) (SNR-H03MKA20CT007) | 56 | 2024-09-09 | 16:00:00 | PMNUM มีความยาวมากกว่า 30 ตัวอักษร
PO-01620-H03MKA40CT001-F08-EE-U | BPK0 | TEMPERATOR STATOR WINDING MKA20CT008 | ACTIVE | SNR-H03MKA40CT001-F08 | APAO | AO1 | WSCH | O-BPKT00-67YI | O-BPKT00-67YI-BM | 1 | YEARS | JP-01620-H03MKA40CT001-F08-EE-U |  | 2024-09-03 | SNR0-2E0 | หฟศ-ฟ. | PTW งานทั่วไป | 1 | 7 | 08:00:00 | Group-56-H03MKA-EE-U | 0 | 8 | 0 | H03MKA | Generator | U | EE | H03MKA40 | CT | Stator | Stator Winding Center Temperature (W/162) (SNR-H03MKA20CT008) | 56 | 2024-09-09 | 16:00:00 | PMNUM มีความยาวมากกว่า 30 ตัวอักษร
PO-01620-H03MKA40CT001-F09-EE-U | BPK0 | TEMPERATOR STATOR WINDING MKA20CT009 | ACTIVE | SNR-H03MKA40CT001-F09 | APAO | AO1 | WSCH | O-BPKT00-67YI | O-BPKT00-67YI-BM | 1 | YEARS | JP-01620-H03MKA40CT001-F09-EE-U |  | 2024-09-03 | SNR0-2E0 | หฟศ-ฟ. | PTW งานทั่วไป | 1 | 7 | 08:00:00 | Group-56-H03MKA-EE-U | 0 | 9 | 0 | H03MKA | Generator | U | EE | H03MKA40 | CT | Stator | Stator Winding Center Temperature (V/178) (SNR-H03MKA20CT009) | 56 | 2024-09-09 | 16:00:00 | PMNUM มีความยาวมากกว่า 30 ตัวอักษร
PO-01620-H03MKA40CT001-F10-EE-U | BPK0 | TEMPERATOR STATOR WINDING MKA20CT010 | ACTIVE | SNR-H03MKA40CT001-F10 | APAO | AO1 | WSCH | O-BPKT00-67YI | O-BPKT00-67YI-BM | 1 | YEARS | JP-01620-H03MKA40CT001-F10-EE-U |  | 2024-09-03 | SNR0-2E0 | หฟศ-ฟ. | PTW งานทั่วไป | 1 | 7 | 08:00:00 | Group-56-H03MKA-EE-U | 0 | 10 | 0 | H03MKA | Generator | U | EE | H03MKA40 | CT | Stator | Stator Winding Center Temperature (U/218) (SNR-H03MKA20CT010) | 56 | 2024-09-09 | 16:00:00 | PMNUM มีความยาวมากกว่า 30 ตัวอักษร
PO-01620-H03MKA40CT001-F11-EE-U | BPK0 | TEMPERATOR STATOR WINDING MKA20CT011 | ACTIVE | SNR-H03MKA40CT001-F11 | APAO | AO1 | WSCH | O-BPKT00-67YI | O-BPKT00-67YI-BM | 1 | YEARS | JP-01620-H03MKA40CT001-F11-EE-U |  | 2024-09-03 | SNR0-2E0 | หฟศ-ฟ. | PTW งานทั่วไป | 1 | 7 | 08:00:00 | Group-56-H03MKA-EE-U | 0 | 11 | 0 | H03MKA | Generator | U | EE | H03MKA40 | CT | Stator | Stator Winding Center Temperature (W/234) (SNR-H03MKA20CT011) | 56 | 2024-09-09 | 16:00:00 | PMNUM มีความยาวมากกว่า 30 ตัวอักษร
PO-01620-H03MKA40CT001-F12-EE-U | BPK0 | TEMPERATOR STATOR WINDING MKA20CT012 | ACTIVE | SNR-H03MKA40CT001-F12 | APAO | AO1 | WSCH | O-BPKT00-67YI | O-BPKT00-67YI-BM | 1 | YEARS | JP-01620-H03MKA40CT001-F12-EE-U |  | 2024-09-03 | SNR0-2E0 | หฟศ-ฟ. | PTW งานทั่วไป | 1 | 7 | 08:00:00 | Group-56-H03MKA-EE-U | 0 | 12 | 0 | H03MKA | Generator | U | EE | H03MKA40 | CT | Stator | Stator Winding Center Temperature (V/250) (SNR-H03MKA20CT012) | 56 | 2024-09-09 | 16:00:00 | PMNUM มีความยาวมากกว่า 30 ตัวอักษร
PO-01620-H03MKA40CT001-F13-EE-U | BPK0 | TEMPERATOR STATOR WINDING MKA20CT013 | ACTIVE | SNR-H03MKA40CT001-F13 | APAO | AO1 | WSCH | O-BPKT00-67YI | O-BPKT00-67YI-BM | 1 | YEARS | JP-01620-H03MKA40CT001-F13-EE-U |  | 2024-09-03 | SNR0-2E0 | หฟศ-ฟ. | PTW งานทั่วไป | 1 | 7 | 08:00:00 | Group-56-H03MKA-EE-U | 0 | 13 | 0 | H03MKA | Generator | U | EE | H03MKA40 | CT | Stator | Stator Winding Center Temperature (U/290) (SNR-H03MKA20CT013) | 56 | 2024-09-09 | 16:00:00 | PMNUM มีความยาวมากกว่า 30 ตัวอักษร
PO-01620-H03MKA40CT001-F14-EE-U | BPK0 | TEMPERATOR STATOR WINDING MKA20CT014 | ACTIVE | SNR-H03MKA40CT001-F14 | APAO | AO1 | WSCH | O-BPKT00-67YI | O-BPKT00-67YI-BM | 1 | YEARS | JP-01620-H03MKA40CT001-F14-EE-U |  | 2024-09-03 | SNR0-2E0 | หฟศ-ฟ. | PTW งานทั่วไป | 1 | 7 | 08:00:00 | Group-56-H03MKA-EE-U | 0 | 14 | 0 | H03MKA | Generator | U | EE | H03MKA40 | CT | Stator | Stator Winding Center Temperature (W/306) (SNR-H03MKA20CT014) | 56 | 2024-09-09 | 16:00:00 | PMNUM มีความยาวมากกว่า 30 ตัวอักษร
PO-01620-H03MKA40CT001-F15-EE-U | BPK0 | TEMPERATOR STATOR WINDING MKA20CT015 | ACTIVE | SNR-H03MKA40CT001-F15 | APAO | AO1 | WSCH | O-BPKT00-67YI | O-BPKT00-67YI-BM | 1 | YEARS | JP-01620-H03MKA40CT001-F15-EE-U |  | 2024-09-03 | SNR0-2E0 | หฟศ-ฟ. | PTW งานทั่วไป | 1 | 7 | 08:00:00 | Group-56-H03MKA-EE-U | 0 | 15 | 0 | H03MKA | Generator | U | EE | H03MKA40 | CT | Stator | Stator Winding Center Temperature (V/322) (SNR-H03MKA20CT015) | 56 | 2024-09-09 | 16:00:00 | PMNUM มีความยาวมากกว่า 30 ตัวอักษร
PO-01620-H03MKA40CT001-F16-EE-U | BPK0 | TEMPERATOR STATOR WINDING MKA20CT016 | ACTIVE | SNR-H03MKA40CT001-F16 | APAO | AO1 | WSCH | O-BPKT00-67YI | O-BPKT00-67YI-BM | 1 | YEARS | JP-01620-H03MKA40CT001-F16-EE-U |  | 2024-09-03 | SNR0-2E0 | หฟศ-ฟ. | PTW งานทั่วไป | 1 | 7 | 08:00:00 | Group-56-H03MKA-EE-U | 0 | 16 | 0 | H03MKA | Generator | U | EE | H03MKA40 | CT | Stator | Stator Winding Center Temperature (U/362) (SNR-H03MKA20CT016) | 56 | 2024-09-09 | 16:00:00 | PMNUM มีความยาวมากกว่า 30 ตัวอักษร
PO-01620-H03MKA40CT001-F17-EE-U | BPK0 | TEMPERATOR STATOR WINDING MKA20CT017 | ACTIVE | SNR-H03MKA40CT001-F17 | APAO | AO1 | WSCH | O-BPKT00-67YI | O-BPKT00-67YI-BM | 1 | YEARS | JP-01620-H03MKA40CT001-F17-EE-U |  | 2024-09-03 | SNR0-2E0 | หฟศ-ฟ. | PTW งานทั่วไป | 1 | 7 | 08:00:00 | Group-56-H03MKA-EE-U | 0 | 17 | 0 | H03MKA | Generator | U | EE | H03MKA40 | CT | Stator | Stator Winding Center Temperature (W/378) (SNR-H03MKA20CT017) | 56 | 2024-09-09 | 16:00:00 | PMNUM มีความยาวมากกว่า 30 ตัวอักษร
PO-01620-H03MKA40CT001-F18-EE-U | BPK0 | TEMPERATOR STATOR WINDING MKA20CT018 | ACTIVE | SNR-H03MKA40CT001-F18 | APAO | AO1 | WSCH | O-BPKT00-67YI | O-BPKT00-67YI-BM | 1 | YEARS | JP-01620-H03MKA40CT001-F18-EE-U |  | 2024-09-03 | SNR0-2E0 | หฟศ-ฟ. | PTW งานทั่วไป | 1 | 7 | 08:00:00 | Group-56-H03MKA-EE-U | 0 | 18 | 0 | H03MKA | Generator | U | EE | H03MKA40 | CT | Stator | Stator Winding Center Temperature (V/394) (SNR-H03MKA20CT018) | 56 | 2024-09-09 | 16:00:00 | PMNUM มีความยาวมากกว่า 30 ตัวอักษร
PO-01620-H03MKA40CT002-F01-EE-U | BPK0 | TEMPERATOR STATOR WINDING NDE MKA25CT001 | ACTIVE | SNR-H03MKA40CT002-F01 | APAO | AO1 | WSCH | O-BPKT00-67YI | O-BPKT00-67YI-BM | 1 | YEARS | JP-01620-H03MKA40CT002-F01-EE-U |  | 2024-09-03 | SNR0-2E0 | หฟศ-ฟ. | PTW งานทั่วไป | 1 | 7 | 08:00:00 | Group-56-H03MKA-EE-U | 0 | 19 | 0 | H03MKA | Generator | U | EE | H03MKA40 | CT | Stator | Temperature Stator Winding, NDE Side at U/398 (SNR-H03MKA25CT001) | 56 | 2024-09-09 | 16:00:00 | PMNUM มีความยาวมากกว่า 30 ตัวอักษร
PO-01620-H03MKA40CT002-F02-EE-U | BPK0 | TEMPERATOR STATOR WINDING NDE MKA25CT002 | ACTIVE | SNR-H03MKA40CT002-F02 | APAO | AO1 | WSCH | O-BPKT00-67YI | O-BPKT00-67YI-BM | 1 | YEARS | JP-01620-H03MKA40CT002-F02-EE-U |  | 2024-09-03 | SNR0-2E0 | หฟศ-ฟ. | PTW งานทั่วไป | 1 | 7 | 08:00:00 | Group-56-H03MKA-EE-U | 0 | 20 | 0 | H03MKA | Generator | U | EE | H03MKA40 | CT | Stator | Temperature Stator Winding, NDE Side at W/78 (SNR-H03MKA25CT002) | 56 | 2024-09-09 | 16:00:00 | PMNUM มีความยาวมากกว่า 30 ตัวอักษร
PO-01620-H03MKA40CT002-F03-EE-U | BPK0 | TEMPERATOR STATOR WINDING NDE MKA25CT003 | ACTIVE | SNR-H03MKA40CT002-F03 | APAO | AO1 | WSCH | O-BPKT00-67YI | O-BPKT00-67YI-BM | 1 | YEARS | JP-01620-H03MKA40CT002-F03-EE-U |  | 2024-09-03 | SNR0-2E0 | หฟศ-ฟ. | PTW งานทั่วไป | 1 | 7 | 08:00:00 | Group-56-H03MKA-EE-U | 0 | 21 | 0 | H03MKA | Generator | U | EE | H03MKA40 | CT | Stator | Temperature Stator Winding, NDE Side at V/238 (SNR-H03MKA25CT003) | 56 | 2024-09-09 | 16:00:00 | PMNUM มีความยาวมากกว่า 30 ตัวอักษร
PO-01620-H03MKA40CT003-F01-EE-U | BPK0 | TEMPERATOR STATOR WINDING DE MKA25CT004 | ACTIVE | SNR-H03MKA40CT003-F01 | APAO | AO1 | WSCH | O-BPKT00-67YI | O-BPKT00-67YI-BM | 1 | YEARS | JP-01620-H03MKA40CT003-F01-EE-U |  | 2024-09-03 | SNR0-2E0 | หฟศ-ฟ. | PTW งานทั่วไป | 1 | 7 | 08:00:00 | Group-56-H03MKA-EE-U | 0 | 22 | 0 | H03MKA | Generator | U | EE | H03MKA40 | CT | Stator | Temperature Stator Winding, DE Side at U/397 (SNR-H03MKA25CT004) | 56 | 2024-09-09 | 16:00:00 | PMNUM มีความยาวมากกว่า 30 ตัวอักษร
PO-01620-H03MKA40CT003-F02-EE-U | BPK0 | TEMPERATOR STATOR WINDING DE MKA25CT005 | ACTIVE | SNR-H03MKA40CT003-F02 | APAO | AO1 | WSCH | O-BPKT00-67YI | O-BPKT00-67YI-BM | 1 | YEARS | JP-01620-H03MKA40CT003-F02-EE-U |  | 2024-09-03 | SNR0-2E0 | หฟศ-ฟ. | PTW งานทั่วไป | 1 | 7 | 08:00:00 | Group-56-H03MKA-EE-U | 0 | 23 | 0 | H03MKA | Generator | U | EE | H03MKA40 | CT | Stator | Temperature Stator Winding, DE Side at W/77 (SNR-H03MKA25CT005) | 56 | 2024-09-09 | 16:00:00 | PMNUM มีความยาวมากกว่า 30 ตัวอักษร
PO-01620-H03MKA40CT003-F03-EE-U | BPK0 | TEMPERATOR STATOR WINDING DE MKA25CT006 | ACTIVE | SNR-H03MKA40CT003-F03 | APAO | AO1 | WSCH | O-BPKT00-67YI | O-BPKT00-67YI-BM | 1 | YEARS | JP-01620-H03MKA40CT003-F03-EE-U |  | 2024-09-03 | SNR0-2E0 | หฟศ-ฟ. | PTW งานทั่วไป | 1 | 7 | 08:00:00 | Group-56-H03MKA-EE-U | 0 | 24 | 0 | H03MKA | Generator | U | EE | H03MKA40 | CT | Stator | Temperature Stator Winding, DE Side at V/237 (SNR-H03MKA25CT006) | 56 | 2024-09-09 | 16:00:00 | PMNUM มีความยาวมากกว่า 30 ตัวอักษร
PO-01620-H03MKA40CT004-F01-EE-U | BPK0 | TEMPERATOR STATOR CORE MKA20CT001 | ACTIVE | SNR-H03MKA40CT004-F01 | APAO | AO1 | WSCH | O-BPKT00-67YI | O-BPKT00-67YI-BM | 1 | YEARS | JP-01620-H03MKA40CT004-F01-EE-U |  | 2024-09-03 | SNR0-2E0 | หฟศ-ฟ. | PTW งานทั่วไป | 1 | 7 | 08:00:00 | Group-56-H03MKA-EE-U | 0 | 25 | 0 | H03MKA | Generator | U | EE | H03MKA40 | CT | Stator | Stator Core Center Temperature 1 (SNR-H03MKA30CT001) | 56 | 2024-09-09 | 16:00:00 | PMNUM มีความยาวมากกว่า 30 ตัวอักษร
PO-01620-H03MKA40CT004-F02-EE-U | BPK0 | TEMPERATOR STATOR CORE MKA20CT002 | ACTIVE | SNR-H03MKA40CT004-F02 | APAO | AO1 | WSCH | O-BPKT00-67YI | O-BPKT00-67YI-BM | 1 | YEARS | JP-01620-H03MKA40CT004-F02-EE-U |  | 2024-09-03 | SNR0-2E0 | หฟศ-ฟ. | PTW งานทั่วไป | 1 | 7 | 08:00:00 | Group-56-H03MKA-EE-U | 0 | 26 | 0 | H03MKA | Generator | U | EE | H03MKA40 | CT | Stator | Stator Core Center Temperature 2 (SNR-H03MKA30CT002) | 56 | 2024-09-09 | 16:00:00 | PMNUM มีความยาวมากกว่า 30 ตัวอักษร
PO-01620-H03MKA40CT004-F03-EE-U | BPK0 | TEMPERATOR STATOR CORE MKA20CT003 | ACTIVE | SNR-H03MKA40CT004-F03 | APAO | AO1 | WSCH | O-BPKT00-67YI | O-BPKT00-67YI-BM | 1 | YEARS | JP-01620-H03MKA40CT004-F03-EE-U |  | 2024-09-03 | SNR0-2E0 | หฟศ-ฟ. | PTW งานทั่วไป | 1 | 7 | 08:00:00 | Group-56-H03MKA-EE-U | 0 | 27 | 0 | H03MKA | Generator | U | EE | H03MKA40 | CT | Stator | Stator Core Center Temperature 3 (SNR-H03MKA30CT003) | 56 | 2024-09-09 | 16:00:00 | PMNUM มีความยาวมากกว่า 30 ตัวอักษร
PO-01620-H03MKA40CT004-F04-EE-U | BPK0 | TEMPERATOR STATOR CORE MKA20CT004 | ACTIVE | SNR-H03MKA40CT004-F04 | APAO | AO1 | WSCH | O-BPKT00-67YI | O-BPKT00-67YI-BM | 1 | YEARS | JP-01620-H03MKA40CT004-F04-EE-U |  | 2024-09-03 | SNR0-2E0 | หฟศ-ฟ. | PTW งานทั่วไป | 1 | 7 | 08:00:00 | Group-56-H03MKA-EE-U | 0 | 28 | 0 | H03MKA | Generator | U | EE | H03MKA40 | CT | Stator | Stator Core Center Temperature 4 (SNR-H03MKA30CT004) | 56 | 2024-09-09 | 16:00:00 | PMNUM มีความยาวมากกว่า 30 ตัวอักษร
PO-01620-H03MKA40CT004-F05-EE-U | BPK0 | TEMPERATOR STATOR CORE MKA20CT005 | ACTIVE | SNR-H03MKA40CT004-F05 | APAO | AO1 | WSCH | O-BPKT00-67YI | O-BPKT00-67YI-BM | 1 | YEARS | JP-01620-H03MKA40CT004-F05-EE-U |  | 2024-09-03 | SNR0-2E0 | หฟศ-ฟ. | PTW งานทั่วไป | 1 | 7 | 08:00:00 | Group-56-H03MKA-EE-U | 0 | 29 | 0 | H03MKA | Generator | U | EE | H03MKA40 | CT | Stator | Stator Core Center Temperature 5 (SNR-H03MKA30CT005) | 56 | 2024-09-09 | 16:00:00 | PMNUM มีความยาวมากกว่า 30 ตัวอักษร
PO-01620-H03MKA40CT004-F06-EE-U | BPK0 | TEMPERATOR STATOR CORE MKA20CT006 | ACTIVE | SNR-H03MKA40CT004-F06 | APAO | AO1 | WSCH | O-BPKT00-67YI | O-BPKT00-67YI-BM | 1 | YEARS | JP-01620-H03MKA40CT004-F06-EE-U |  | 2024-09-03 | SNR0-2E0 | หฟศ-ฟ. | PTW งานทั่วไป | 1 | 7 | 08:00:00 | Group-56-H03MKA-EE-U | 0 | 30 | 0 | H03MKA | Generator | U | EE | H03MKA40 | CT | Stator | Stator Core Center Temperature 6 (SNR-H03MKA30CT006) | 56 | 2024-09-09 | 16:00:00 | PMNUM มีความยาวมากกว่า 30 ตัวอักษร
PO-01620-H03MKA40CT004-F07-EE-U | BPK0 | TEMPERATOR STATOR CORE MKA20CT007 | ACTIVE | SNR-H03MKA40CT004-F07 | APAO | AO1 | WSCH | O-BPKT00-67YI | O-BPKT00-67YI-BM | 1 | YEARS | JP-01620-H03MKA40CT004-F07-EE-U |  | 2024-09-03 | SNR0-2E0 | หฟศ-ฟ. | PTW งานทั่วไป | 1 | 7 | 08:00:00 | Group-56-H03MKA-EE-U | 0 | 31 | 0 | H03MKA | Generator | U | EE | H03MKA40 | CT | Stator | Stator Core Center Temperature 7 (SNR-H03MKA30CT007) | 56 | 2024-09-09 | 16:00:00 | PMNUM มีความยาวมากกว่า 30 ตัวอักษร
PO-01620-H03MKA40CT004-F08-EE-U | BPK0 | TEMPERATOR STATOR CORE MKA20CT008 | ACTIVE | SNR-H03MKA40CT004-F08 | APAO | AO1 | WSCH | O-BPKT00-67YI | O-BPKT00-67YI-BM | 1 | YEARS | JP-01620-H03MKA40CT004-F08-EE-U |  | 2024-09-03 | SNR0-2E0 | หฟศ-ฟ. | PTW งานทั่วไป | 1 | 7 | 08:00:00 | Group-56-H03MKA-EE-U | 0 | 32 | 0 | H03MKA | Generator | U | EE | H03MKA40 | CT | Stator | Stator Core Center Temperature 8 (SNR-H03MKA30CT008) | 56 | 2024-09-09 | 16:00:00 | PMNUM มีความยาวมากกว่า 30 ตัวอักษร
PO-01620-H03MKA40CT004-F09-EE-U | BPK0 | TEMPERATOR STATOR CORE MKA20CT009 | ACTIVE | SNR-H03MKA40CT004-F09 | APAO | AO1 | WSCH | O-BPKT00-67YI | O-BPKT00-67YI-BM | 1 | YEARS | JP-01620-H03MKA40CT004-F09-EE-U |  | 2024-09-03 | SNR0-2E0 | หฟศ-ฟ. | PTW งานทั่วไป | 1 | 7 | 08:00:00 | Group-56-H03MKA-EE-U | 0 | 33 | 0 | H03MKA | Generator | U | EE | H03MKA40 | CT | Stator | Stator Core Center Temperature 9 (SNR-H03MKA30CT009) | 56 | 2024-09-09 | 16:00:00 | PMNUM มีความยาวมากกว่า 30 ตัวอักษร
PO-01620-H03MKA40CT005-F01-EE-U | BPK0 | TEMPERATOR STATOR CORE NDE MKA25CT001 | ACTIVE | SNR-H03MKA40CT005-F01 | APAO | AO1 | WSCH | O-BPKT00-67YI | O-BPKT00-67YI-BM | 1 | YEARS | JP-01620-H03MKA40CT005-F01-EE-U |  | 2024-09-03 | SNR0-2E0 | หฟศ-ฟ. | PTW งานทั่วไป | 1 | 7 | 08:00:00 | Group-56-H03MKA-EE-U | 0 | 34 | 0 | H03MKA | Generator | U | EE | H03MKA40 | CT | Stator | Temperature Stator Core, NDE (SNR-H03MKA35CT001) | 56 | 2024-09-09 | 16:00:00 | PMNUM มีความยาวมากกว่า 30 ตัวอักษร
PO-01620-H03MKA40CT005-F02-EE-U | BPK0 | TEMPERATOR STATOR CORE NDE MKA25CT002 | ACTIVE | SNR-H03MKA40CT005-F02 | APAO | AO1 | WSCH | O-BPKT00-67YI | O-BPKT00-67YI-BM | 1 | YEARS | JP-01620-H03MKA40CT005-F02-EE-U |  | 2024-09-03 | SNR0-2E0 | หฟศ-ฟ. | PTW งานทั่วไป | 1 | 7 | 08:00:00 | Group-56-H03MKA-EE-U | 0 | 35 | 0 | H03MKA | Generator | U | EE | H03MKA40 | CT | Stator | Temperature Stator Core, NDE (SNR-H03MKA35CT002) | 56 | 2024-09-09 | 16:00:00 | PMNUM มีความยาวมากกว่า 30 ตัวอักษร
PO-01620-H03MKA40CT005-F03-EE-U | BPK0 | TEMPERATOR STATOR CORE NDE MKA25CT003 | ACTIVE | SNR-H03MKA40CT005-F03 | APAO | AO1 | WSCH | O-BPKT00-67YI | O-BPKT00-67YI-BM | 1 | YEARS | JP-01620-H03MKA40CT005-F03-EE-U |  | 2024-09-03 | SNR0-2E0 | หฟศ-ฟ. | PTW งานทั่วไป | 1 | 7 | 08:00:00 | Group-56-H03MKA-EE-U | 0 | 36 | 0 | H03MKA | Generator | U | EE | H03MKA40 | CT | Stator | Temperature Stator Core, NDE (SNR-H03MKA35CT003) | 56 | 2024-09-09 | 16:00:00 | PMNUM มีความยาวมากกว่า 30 ตัวอักษร
PO-01620-H03MKA40CT005-F04-EE-U | BPK0 | TEMPERATOR STATOR CORE DE MKA25CT004 | ACTIVE | SNR-H03MKA40CT005-F04 | APAO | AO1 | WSCH | O-BPKT00-67YI | O-BPKT00-67YI-BM | 1 | YEARS | JP-01620-H03MKA40CT005-F04-EE-U |  | 2024-09-03 | SNR0-2E0 | หฟศ-ฟ. | PTW งานทั่วไป | 1 | 7 | 08:00:00 | Group-56-H03MKA-EE-U | 0 | 37 | 0 | H03MKA | Generator | U | EE | H03MKA40 | CT | Stator | Temperature Stator Core, DE (SNR-H03MKA35CT004) | 56 | 2024-09-09 | 16:00:00 | PMNUM มีความยาวมากกว่า 30 ตัวอักษร
PO-01620-H03MKA40CT005-F05-EE-U | BPK0 | TEMPERATOR STATOR CORE DE MKA25CT005 | ACTIVE | SNR-H03MKA40CT005-F05 | APAO | AO1 | WSCH | O-BPKT00-67YI | O-BPKT00-67YI-BM | 1 | YEARS | JP-01620-H03MKA40CT005-F05-EE-U |  | 2024-09-03 | SNR0-2E0 | หฟศ-ฟ. | PTW งานทั่วไป | 1 | 7 | 08:00:00 | Group-56-H03MKA-EE-U | 0 | 38 | 0 | H03MKA | Generator | U | EE | H03MKA40 | CT | Stator | Temperature Stator Core, DE (SNR-H03MKA35CT005) | 56 | 2024-09-09 | 16:00:00 | PMNUM มีความยาวมากกว่า 30 ตัวอักษร
PO-01620-H03MKA40CT005-F06-EE-U | BPK0 | TEMPERATOR STATOR CORE DE MKA25CT006 | ACTIVE | SNR-H03MKA40CT005-F06 | APAO | AO1 | WSCH | O-BPKT00-67YI | O-BPKT00-67YI-BM | 1 | YEARS | JP-01620-H03MKA40CT005-F06-EE-U |  | 2024-09-03 | SNR0-2E0 | หฟศ-ฟ. | PTW งานทั่วไป | 1 | 7 | 08:00:00 | Group-56-H03MKA-EE-U | 0 | 39 | 0 | H03MKA | Generator | U | EE | H03MKA40 | CT | Stator | Temperature Stator Core, DE (SNR-H03MKA35CT006) | 56 | 2024-09-09 | 16:00:00 | PMNUM มีความยาวมากกว่า 30 ตัวอักษร
PO-01620-H03MKA40CT006-F02-EE-U | BPK0 | TEMPERATOR HOT AIR MKA81CT001 | ACTIVE | SNR-H03MKA40CT006-F02 | APAO | AO1 | WSCH | O-BPKT00-67YI | O-BPKT00-67YI-BM | 1 | YEARS | JP-01620-H03MKA40CT006-F02-EE-U |  | 2024-09-03 | SNR0-2E0 | หฟศ-ฟ. | PTW งานทั่วไป | 1 | 7 | 08:00:00 | Group-56-H03MKA-EE-U | 0 | 40 | 0 | H03MKA | Generator | U | EE | H03MKA40 | CT | Stator | Stator Hot Air Temperature 1 (SNR-H03MKA81CT001) | 56 | 2024-09-09 | 16:00:00 | PMNUM มีความยาวมากกว่า 30 ตัวอักษร
PO-01620-H03MKA40CT006-F03-EE-U | BPK0 | TEMPERATOR HOT AIR MKA81CT002 | ACTIVE | SNR-H03MKA40CT006-F03 | APAO | AO1 | WSCH | O-BPKT00-67YI | O-BPKT00-67YI-BM | 1 | YEARS | JP-01620-H03MKA40CT006-F03-EE-U |  | 2024-09-03 | SNR0-2E0 | หฟศ-ฟ. | PTW งานทั่วไป | 1 | 7 | 08:00:00 | Group-56-H03MKA-EE-U | 0 | 41 | 0 | H03MKA | Generator | U | EE | H03MKA40 | CT | Stator | Stator Hot Air Temperature 2 (SNR-H03MKA81CT002) | 56 | 2024-09-09 | 16:00:00 | PMNUM มีความยาวมากกว่า 30 ตัวอักษร
PO-01620-H03MKA40CT006-F04-EE-U | BPK0 | TEMPERATOR HOT AIR MKA81CT003 | ACTIVE | SNR-H03MKA40CT006-F04 | APAO | AO1 | WSCH | O-BPKT00-67YI | O-BPKT00-67YI-BM | 1 | YEARS | JP-01620-H03MKA40CT006-F04-EE-U |  | 2024-09-03 | SNR0-2E0 | หฟศ-ฟ. | PTW งานทั่วไป | 1 | 7 | 08:00:00 | Group-56-H03MKA-EE-U | 0 | 42 | 0 | H03MKA | Generator | U | EE | H03MKA40 | CT | Stator | Stator Hot Air Temperature 3 (SNR-H03MKA81CT003) | 56 | 2024-09-09 | 16:00:00 | PMNUM มีความยาวมากกว่า 30 ตัวอักษร
PO-01620-H03MKA40CT006-F05-EE-U | BPK0 | TEMPERATOR HOT AIR MKA81CT004 | ACTIVE | SNR-H03MKA40CT006-F05 | APAO | AO1 | WSCH | O-BPKT00-67YI | O-BPKT00-67YI-BM | 1 | YEARS | JP-01620-H03MKA40CT006-F05-EE-U |  | 2024-09-03 | SNR0-2E0 | หฟศ-ฟ. | PTW งานทั่วไป | 1 | 7 | 08:00:00 | Group-56-H03MKA-EE-U | 0 | 43 | 0 | H03MKA | Generator | U | EE | H03MKA40 | CT | Stator | Stator Hot Air Temperature 4 (SNR-H03MKA81CT004) | 56 | 2024-09-09 | 16:00:00 | PMNUM มีความยาวมากกว่า 30 ตัวอักษร
PO-01620-H03MKA40CT006-F06-EE-U | BPK0 | TEMPERATOR HOT AIR MKA81CT005 | ACTIVE | SNR-H03MKA40CT006-F06 | APAO | AO1 | WSCH | O-BPKT00-67YI | O-BPKT00-67YI-BM | 1 | YEARS | JP-01620-H03MKA40CT006-F06-EE-U |  | 2024-09-03 | SNR0-2E0 | หฟศ-ฟ. | PTW งานทั่วไป | 1 | 7 | 08:00:00 | Group-56-H03MKA-EE-U | 0 | 44 | 0 | H03MKA | Generator | U | EE | H03MKA40 | CT | Stator | Stator Hot Air Temperature 5 (SNR-H03MKA81CT005) | 56 | 2024-09-09 | 16:00:00 | PMNUM มีความยาวมากกว่า 30 ตัวอักษร
PO-01620-H03MKA40CT006-F07-EE-U | BPK0 | TEMPERATOR HOT AIR MKA81CT006 | ACTIVE | SNR-H03MKA40CT006-F07 | APAO | AO1 | WSCH | O-BPKT00-67YI | O-BPKT00-67YI-BM | 1 | YEARS | JP-01620-H03MKA40CT006-F07-EE-U |  | 2024-09-03 | SNR0-2E0 | หฟศ-ฟ. | PTW งานทั่วไป | 1 | 7 | 08:00:00 | Group-56-H03MKA-EE-U | 0 | 45 | 0 | H03MKA | Generator | U | EE | H03MKA40 | CT | Stator | Stator Hot Air Temperature 6 (SNR-H03MKA81CT006) | 56 | 2024-09-09 | 16:00:00 | PMNUM มีความยาวมากกว่า 30 ตัวอักษร
PO-01620-H03MKA40CT006-F08-EE-U | BPK0 | TEMPERATOR HOT AIR MKA81CT007 | ACTIVE | SNR-H03MKA40CT006-F08 | APAO | AO1 | WSCH | O-BPKT00-67YI | O-BPKT00-67YI-BM | 1 | YEARS | JP-01620-H03MKA40CT006-F08-EE-U |  | 2024-09-03 | SNR0-2E0 | หฟศ-ฟ. | PTW งานทั่วไป | 1 | 7 | 08:00:00 | Group-56-H03MKA-EE-U | 0 | 46 | 0 | H03MKA | Generator | U | EE | H03MKA40 | CT | Stator | Stator Hot Air Temperature 7 (SNR-H03MKA81CT007) | 56 | 2024-09-09 | 16:00:00 | PMNUM มีความยาวมากกว่า 30 ตัวอักษร
PO-01620-H03MKA40CT006-F09-EE-U | BPK0 | TEMPERATOR HOT AIR MKA81CT008 | ACTIVE | SNR-H03MKA40CT006-F09 | APAO | AO1 | WSCH | O-BPKT00-67YI | O-BPKT00-67YI-BM | 1 | YEARS | JP-01620-H03MKA40CT006-F09-EE-U |  | 2024-09-03 | SNR0-2E0 | หฟศ-ฟ. | PTW งานทั่วไป | 1 | 7 | 08:00:00 | Group-56-H03MKA-EE-U | 0 | 47 | 0 | H03MKA | Generator | U | EE | H03MKA40 | CT | Stator | Stator Hot Air Temperature 8 (SNR-H03MKA81CT008) | 56 | 2024-09-09 | 16:00:00 | PMNUM มีความยาวมากกว่า 30 ตัวอักษร
PO-01620-H03MKA40CT006-F10-EE-U | BPK0 | TEMPERATOR HOT AIR MKA81CT009 | ACTIVE | SNR-H03MKA40CT006-F10 | APAO | AO1 | WSCH | O-BPKT00-67YI | O-BPKT00-67YI-BM | 1 | YEARS | JP-01620-H03MKA40CT006-F10-EE-U |  | 2024-09-03 | SNR0-2E0 | หฟศ-ฟ. | PTW งานทั่วไป | 1 | 7 | 08:00:00 | Group-56-H03MKA-EE-U | 0 | 48 | 0 | H03MKA | Generator | U | EE | H03MKA40 | CT | Stator | Stator Hot Air Temperature 9 (SNR-H03MKA81CT009) | 56 | 2024-09-09 | 16:00:00 | PMNUM มีความยาวมากกว่า 30 ตัวอักษร
PO-01620-H03MKA40CT006-F11-EE-U | BPK0 | TEMPERATOR HOT AIR MKA81CT010 | ACTIVE | SNR-H03MKA40CT006-F11 | APAO | AO1 | WSCH | O-BPKT00-67YI | O-BPKT00-67YI-BM | 1 | YEARS | JP-01620-H03MKA40CT006-F11-EE-U |  | 2024-09-03 | SNR0-2E0 | หฟศ-ฟ. | PTW งานทั่วไป | 1 | 7 | 08:00:00 | Group-56-H03MKA-EE-U | 0 | 49 | 0 | H03MKA | Generator | U | EE | H03MKA40 | CT | Stator | Stator Hot Air Temperature 10 (SNR-H03MKA81CT010) | 56 | 2024-09-09 | 16:00:00 | PMNUM มีความยาวมากกว่า 30 ตัวอักษร
PO-01620-H03MKA40CT006-F12-EE-U | BPK0 | TEMPERATOR HOT AIR MKA81CT011 | ACTIVE | SNR-H03MKA40CT006-F12 | APAO | AO1 | WSCH | O-BPKT00-67YI | O-BPKT00-67YI-BM | 1 | YEARS | JP-01620-H03MKA40CT006-F12-EE-U |  | 2024-09-03 | SNR0-2E0 | หฟศ-ฟ. | PTW งานทั่วไป | 1 | 7 | 08:00:00 | Group-56-H03MKA-EE-U | 0 | 50 | 0 | H03MKA | Generator | U | EE | H03MKA40 | CT | Stator | Stator Hot Air Temperature 11 (SNR-H03MKA81CT011) | 56 | 2024-09-09 | 16:00:00 | PMNUM มีความยาวมากกว่า 30 ตัวอักษร
PO-01620-H03MKA40CT006-F13-EE-U | BPK0 | TEMPERATOR HOT AIR MKA81CT012 | ACTIVE | SNR-H03MKA40CT006-F13 | APAO | AO1 | WSCH | O-BPKT00-67YI | O-BPKT00-67YI-BM | 1 | YEARS | JP-01620-H03MKA40CT006-F13-EE-U |  | 2024-09-03 | SNR0-2E0 | หฟศ-ฟ. | PTW งานทั่วไป | 1 | 7 | 08:00:00 | Group-56-H03MKA-EE-U | 0 | 51 | 0 | H03MKA | Generator | U | EE | H03MKA40 | CT | Stator | Stator Hot Air Temperature 12 (SNR-H03MKA81CT012) | 56 | 2024-09-09 | 16:00:00 | PMNUM มีความยาวมากกว่า 30 ตัวอักษร
PO-01620-H03MKA40CT007-F02-EE-U | BPK0 | TEMPERATOR COLD AIR MKA82CT001 | ACTIVE | SNR-H03MKA40CT007-F02 | APAO | AO1 | WSCH | O-BPKT00-67YI | O-BPKT00-67YI-BM | 1 | YEARS | JP-01620-H03MKA40CT007-F02-EE-U |  | 2024-09-03 | SNR0-2E0 | หฟศ-ฟ. | PTW งานทั่วไป | 1 | 7 | 08:00:00 | Group-56-H03MKA-EE-U | 0 | 52 | 0 | H03MKA | Generator | U | EE | H03MKA40 | CT | Stator | Stator Cold Air Temperature 1 (SNR-H03MKA82CT001) | 56 | 2024-09-09 | 16:00:00 | PMNUM มีความยาวมากกว่า 30 ตัวอักษร
PO-01620-H03MKA40CT007-F03-EE-U | BPK0 | TEMPERATOR COLD AIR MKA82CT002 | ACTIVE | SNR-H03MKA40CT007-F03 | APAO | AO1 | WSCH | O-BPKT00-67YI | O-BPKT00-67YI-BM | 1 | YEARS | JP-01620-H03MKA40CT007-F03-EE-U |  | 2024-09-03 | SNR0-2E0 | หฟศ-ฟ. | PTW งานทั่วไป | 1 | 7 | 08:00:00 | Group-56-H03MKA-EE-U | 0 | 53 | 0 | H03MKA | Generator | U | EE | H03MKA40 | CT | Stator | Stator Cold Air Temperature 2 (SNR-H03MKA82CT002) | 56 | 2024-09-09 | 16:00:00 | PMNUM มีความยาวมากกว่า 30 ตัวอักษร
PO-01620-H03MKA40CT007-F04-EE-U | BPK0 | TEMPERATOR COLD AIR MKA82CT003 | ACTIVE | SNR-H03MKA40CT007-F04 | APAO | AO1 | WSCH | O-BPKT00-67YI | O-BPKT00-67YI-BM | 1 | YEARS | JP-01620-H03MKA40CT007-F04-EE-U |  | 2024-09-03 | SNR0-2E0 | หฟศ-ฟ. | PTW งานทั่วไป | 1 | 7 | 08:00:00 | Group-56-H03MKA-EE-U | 0 | 54 | 0 | H03MKA | Generator | U | EE | H03MKA40 | CT | Stator | Stator Cold Air Temperature 3 (SNR-H03MKA82CT003) | 56 | 2024-09-09 | 16:00:00 | PMNUM มีความยาวมากกว่า 30 ตัวอักษร
PO-01620-H03MKA40CT007-F05-EE-U | BPK0 | TEMPERATOR COLD AIR MKA82CT004 | ACTIVE | SNR-H03MKA40CT007-F05 | APAO | AO1 | WSCH | O-BPKT00-67YI | O-BPKT00-67YI-BM | 1 | YEARS | JP-01620-H03MKA40CT007-F05-EE-U |  | 2024-09-03 | SNR0-2E0 | หฟศ-ฟ. | PTW งานทั่วไป | 1 | 7 | 08:00:00 | Group-56-H03MKA-EE-U | 0 | 55 | 0 | H03MKA | Generator | U | EE | H03MKA40 | CT | Stator | Stator Cold Air Temperature 4 (SNR-H03MKA82CT004) | 56 | 2024-09-09 | 16:00:00 | PMNUM มีความยาวมากกว่า 30 ตัวอักษร
PO-01620-H03MKA40CT007-F06-EE-U | BPK0 | TEMPERATOR COLD AIR MKA82CT005 | ACTIVE | SNR-H03MKA40CT007-F06 | APAO | AO1 | WSCH | O-BPKT00-67YI | O-BPKT00-67YI-BM | 1 | YEARS | JP-01620-H03MKA40CT007-F06-EE-U |  | 2024-09-03 | SNR0-2E0 | หฟศ-ฟ. | PTW งานทั่วไป | 1 | 7 | 08:00:00 | Group-56-H03MKA-EE-U | 0 | 56 | 0 | H03MKA | Generator | U | EE | H03MKA40 | CT | Stator | Stator Cold Air Temperature 5 (SNR-H03MKA82CT005) | 56 | 2024-09-09 | 16:00:00 | PMNUM มีความยาวมากกว่า 30 ตัวอักษร
PO-01620-H03MKA40CT007-F07-EE-U | BPK0 | TEMPERATOR COLD AIR MKA82CT006 | ACTIVE | SNR-H03MKA40CT007-F07 | APAO | AO1 | WSCH | O-BPKT00-67YI | O-BPKT00-67YI-BM | 1 | YEARS | JP-01620-H03MKA40CT007-F07-EE-U |  | 2024-09-03 | SNR0-2E0 | หฟศ-ฟ. | PTW งานทั่วไป | 1 | 7 | 08:00:00 | Group-56-H03MKA-EE-U | 0 | 57 | 0 | H03MKA | Generator | U | EE | H03MKA40 | CT | Stator | Stator Cold Air Temperature 6 (SNR-H03MKA82CT006) | 56 | 2024-09-09 | 16:00:00 | PMNUM มีความยาวมากกว่า 30 ตัวอักษร
PO-01620-H03MKA40CT007-F08-EE-U | BPK0 | TEMPERATOR COLD AIR MKA82CT007 | ACTIVE | SNR-H03MKA40CT007-F08 | APAO | AO1 | WSCH | O-BPKT00-67YI | O-BPKT00-67YI-BM | 1 | YEARS | JP-01620-H03MKA40CT007-F08-EE-U |  | 2024-09-03 | SNR0-2E0 | หฟศ-ฟ. | PTW งานทั่วไป | 1 | 7 | 08:00:00 | Group-56-H03MKA-EE-U | 0 | 58 | 0 | H03MKA | Generator | U | EE | H03MKA40 | CT | Stator | Stator Cold Air Temperature 7 (SNR-H03MKA82CT007) | 56 | 2024-09-09 | 16:00:00 | PMNUM มีความยาวมากกว่า 30 ตัวอักษร
PO-01620-H03MKA40CT007-F09-EE-U | BPK0 | TEMPERATOR COLD AIR MKA82CT008 | ACTIVE | SNR-H03MKA40CT007-F09 | APAO | AO1 | WSCH | O-BPKT00-67YI | O-BPKT00-67YI-BM | 1 | YEARS | JP-01620-H03MKA40CT007-F09-EE-U |  | 2024-09-03 | SNR0-2E0 | หฟศ-ฟ. | PTW งานทั่วไป | 1 | 7 | 08:00:00 | Group-56-H03MKA-EE-U | 0 | 59 | 0 | H03MKA | Generator | U | EE | H03MKA40 | CT | Stator | Stator Cold Air Temperature 8 (SNR-H03MKA82CT008) | 56 | 2024-09-09 | 16:00:00 | PMNUM มีความยาวมากกว่า 30 ตัวอักษร
PO-01620-H03MKA40CT007-F10-EE-U | BPK0 | TEMPERATOR COLD AIR MKA82CT009 | ACTIVE | SNR-H03MKA40CT007-F10 | APAO | AO1 | WSCH | O-BPKT00-67YI | O-BPKT00-67YI-BM | 1 | YEARS | JP-01620-H03MKA40CT007-F10-EE-U |  | 2024-09-03 | SNR0-2E0 | หฟศ-ฟ. | PTW งานทั่วไป | 1 | 7 | 08:00:00 | Group-56-H03MKA-EE-U | 0 | 60 | 0 | H03MKA | Generator | U | EE | H03MKA40 | CT | Stator | Stator Cold Air Temperature 9 (SNR-H03MKA82CT009) | 56 | 2024-09-09 | 16:00:00 | PMNUM มีความยาวมากกว่า 30 ตัวอักษร
PO-01620-H03MKA40CT007-F11-EE-U | BPK0 | TEMPERATOR COLD AIR MKA82CT010 | ACTIVE | SNR-H03MKA40CT007-F11 | APAO | AO1 | WSCH | O-BPKT00-67YI | O-BPKT00-67YI-BM | 1 | YEARS | JP-01620-H03MKA40CT007-F11-EE-U |  | 2024-09-03 | SNR0-2E0 | หฟศ-ฟ. | PTW งานทั่วไป | 1 | 7 | 08:00:00 | Group-56-H03MKA-EE-U | 0 | 61 | 0 | H03MKA | Generator | U | EE | H03MKA40 | CT | Stator | Stator Cold Air Temperature 10 (SNR-H03MKA82CT010) | 56 | 2024-09-09 | 16:00:00 | PMNUM มีความยาวมากกว่า 30 ตัวอักษร
PO-01620-H03MKA40CT007-F12-EE-U | BPK0 | TEMPERATOR COLD AIR MKA82CT011 | ACTIVE | SNR-H03MKA40CT007-F12 | APAO | AO1 | WSCH | O-BPKT00-67YI | O-BPKT00-67YI-BM | 1 | YEARS | JP-01620-H03MKA40CT007-F12-EE-U |  | 2024-09-03 | SNR0-2E0 | หฟศ-ฟ. | PTW งานทั่วไป | 1 | 7 | 08:00:00 | Group-56-H03MKA-EE-U | 0 | 62 | 0 | H03MKA | Generator | U | EE | H03MKA40 | CT | Stator | Stator Cold Air Temperature 11 (SNR-H03MKA82CT011) | 56 | 2024-09-09 | 16:00:00 | PMNUM มีความยาวมากกว่า 30 ตัวอักษร
PO-01620-H03MKA40CT007-F13-EE-U | BPK0 | TEMPERATOR COLD AIR MKA82CT012 | ACTIVE | SNR-H03MKA40CT007-F13 | APAO | AO1 | WSCH | O-BPKT00-67YI | O-BPKT00-67YI-BM | 1 | YEARS | JP-01620-H03MKA40CT007-F13-EE-U |  | 2024-09-03 | SNR0-2E0 | หฟศ-ฟ. | PTW งานทั่วไป | 1 | 7 | 08:00:00 | Group-56-H03MKA-EE-U | 0 | 63 | 0 | H03MKA | Generator | U | EE | H03MKA40 | CT | Stator | Stator Cold Air Temperature 12 (SNR-H03MKA82CT012) | 56 | 2024-09-09 | 16:00:00 | PMNUM มีความยาวมากกว่า 30 ตัวอักษร
PO-01630-H03MKA40CT006-F01-EE-U | BPK0 | TEMPERATURE GENERATOR HOT AIR MKA81CT013 | ACTIVE | SNR-H03MKA40CT006-F01 | APAO | AO1 | WSCH | O-BPKT00-67YI | O-BPKT00-67YI-BM | 1 | YEARS | JP-01630-H03MKA40CT006-F01-EE-U |  | 2024-09-03 | SNR0-2E0 | หฟศ-ฟ. | PTW งานทั่วไป | 1 | 7 | 08:00:00 | Group-56-H03MKA-EE-U | 0 | 64 | 0 | H03MKA | Generator | U | EE | H03MKA40 | CT | Stator | Temperature Stator Hot Air (SNR-H03MKA81CT013) | 56 | 2024-09-09 | 16:00:00 | PMNUM มีความยาวมากกว่า 30 ตัวอักษร
PO-01630-H03MKA40CT007-F01-EE-U | BPK0 | TEMPERATURE GENERATOR COLD AIR MKA82CT013 | ACTIVE | SNR-H03MKA40CT007-F01 | APAO | AO1 | WSCH | O-BPKT00-67YI | O-BPKT00-67YI-BM | 1 | YEARS | JP-01630-H03MKA40CT007-F01-EE-U |  | 2024-09-03 | SNR0-2E0 | หฟศ-ฟ. | PTW งานทั่วไป | 1 | 7 | 08:00:00 | Group-56-H03MKA-EE-U | 0 | 65 | 0 | H03MKA | Generator | U | EE | H03MKA40 | CT | Stator | Temperature Stator Cold Air (SNR-H03MKA82CT013) | 56 | 2024-09-09 | 16:00:00 | PMNUM มีความยาวมากกว่า 30 ตัวอักษร
PO-01640-H03MKA41AC101-F01-EE-U | BPK0 | TEMPERATURE COOLING WATER OUTLET from STATOR AIR COOLERS MKA80CT001 | ACTIVE | SNR-H03MKA41AC101-F01 | APAO | AO1 | WSCH | O-BPKT00-67YI | O-BPKT00-67YI-BM | 1 | YEARS | JP-01640-H03MKA41AC101-F01-EE-U |  | 2024-09-03 | SNR0-2E0 | หฟศ-ฟ. | PTW งานทั่วไป | 1 | 7 | 08:00:00 | Group-56-H03MKA-EE-U | 0 | 66 | 0 | H03MKA | Generator | U | EE | H03MKA41 | AC | Air Cooler (SNR-H03MKA80) | CW. Outlet from Stator Air Cooler Temp. 1 (SNR-H03MKA80CT001) | 56 | 2024-09-09 | 16:00:00 | PMNUM มีความยาวมากกว่า 30 ตัวอักษร
PO-01640-H03MKA41AC102-F01-EE-U | BPK0 | TEMPERATURE COOLING WATER OUTLET from STATOR AIR COOLERS MKA80CT002 | ACTIVE | SNR-H03MKA41AC102-F01 | APAO | AO1 | WSCH | O-BPKT00-67YI | O-BPKT00-67YI-BM | 1 | YEARS | JP-01640-H03MKA41AC102-F01-EE-U |  | 2024-09-03 | SNR0-2E0 | หฟศ-ฟ. | PTW งานทั่วไป | 1 | 7 | 08:00:00 | Group-56-H03MKA-EE-U | 0 | 67 | 0 | H03MKA | Generator | U | EE | H03MKA41 | AC | Air Cooler (SNR-H03MKA80) | CW. Outlet from Stator Air Cooler Temp. 2 (SNR-H03MKA80CT002) | 56 | 2024-09-09 | 16:00:00 | PMNUM มีความยาวมากกว่า 30 ตัวอักษร
PO-01640-H03MKA41AC103-F01-EE-U | BPK0 | TEMPERATURE COOLING WATER OUTLET from STATOR AIR COOLERS MKA80CT003 | ACTIVE | SNR-H03MKA41AC103-F01 | APAO | AO1 | WSCH | O-BPKT00-67YI | O-BPKT00-67YI-BM | 1 | YEARS | JP-01640-H03MKA41AC103-F01-EE-U |  | 2024-09-03 | SNR0-2E0 | หฟศ-ฟ. | PTW งานทั่วไป | 1 | 7 | 08:00:00 | Group-56-H03MKA-EE-U | 0 | 68 | 0 | H03MKA | Generator | U | EE | H03MKA41 | AC | Air Cooler (SNR-H03MKA80) | CW. Outlet from Stator Air Cooler Temp. 3 (SNR-H03MKA80CT003) | 56 | 2024-09-09 | 16:00:00 | PMNUM มีความยาวมากกว่า 30 ตัวอักษร
PO-01640-H03MKA41AC104-F01-EE-U | BPK0 | TEMPERATURE COOLING WATER OUTLET from STATOR AIR COOLERS MKA80CT004 | ACTIVE | SNR-H03MKA41AC104-F01 | APAO | AO1 | WSCH | O-BPKT00-67YI | O-BPKT00-67YI-BM | 1 | YEARS | JP-01640-H03MKA41AC104-F01-EE-U |  | 2024-09-03 | SNR0-2E0 | หฟศ-ฟ. | PTW งานทั่วไป | 1 | 7 | 08:00:00 | Group-56-H03MKA-EE-U | 0 | 69 | 0 | H03MKA | Generator | U | EE | H03MKA41 | AC | Air Cooler (SNR-H03MKA80) | CW. Outlet from Stator Air Cooler Temp. 4 (SNR-H03MKA80CT004) | 56 | 2024-09-09 | 16:00:00 | PMNUM มีความยาวมากกว่า 30 ตัวอักษร
PO-01640-H03MKA41AC105-F01-EE-U | BPK0 | TEMPERATURE COOLING WATER OUTLET from STATOR AIR COOLERS MKA80CT005 | ACTIVE | SNR-H03MKA41AC105-F01 | APAO | AO1 | WSCH | O-BPKT00-67YI | O-BPKT00-67YI-BM | 1 | YEARS | JP-01640-H03MKA41AC105-F01-EE-U |  | 2024-09-03 | SNR0-2E0 | หฟศ-ฟ. | PTW งานทั่วไป | 1 | 7 | 08:00:00 | Group-56-H03MKA-EE-U | 0 | 70 | 0 | H03MKA | Generator | U | EE | H03MKA41 | AC | Air Cooler (SNR-H03MKA80) | CW. Outlet from Stator Air Cooler Temp. 5 (SNR-H03MKA80CT005) | 56 | 2024-09-09 | 16:00:00 | PMNUM มีความยาวมากกว่า 30 ตัวอักษร
PO-01640-H03MKA41AC106-F01-EE-U | BPK0 | TEMPERATURE COOLING WATER OUTLET from STATOR AIR COOLERS MKA80CT006 | ACTIVE | SNR-H03MKA41AC106-F01 | APAO | AO1 | WSCH | O-BPKT00-67YI | O-BPKT00-67YI-BM | 1 | YEARS | JP-01640-H03MKA41AC106-F01-EE-U |  | 2024-09-03 | SNR0-2E0 | หฟศ-ฟ. | PTW งานทั่วไป | 1 | 7 | 08:00:00 | Group-56-H03MKA-EE-U | 0 | 71 | 0 | H03MKA | Generator | U | EE | H03MKA41 | AC | Air Cooler (SNR-H03MKA80) | CW. Outlet from Stator Air Cooler Temp. 6 (SNR-H03MKA80CT006) | 56 | 2024-09-09 | 16:00:00 | PMNUM มีความยาวมากกว่า 30 ตัวอักษร
PO-01640-H03MKA41AC107-F01-EE-U | BPK0 | TEMPERATURE COOLING WATER OUTLET from STATOR AIR COOLERS MKA80CT007 | ACTIVE | SNR-H03MKA41AC107-F01 | APAO | AO1 | WSCH | O-BPKT00-67YI | O-BPKT00-67YI-BM | 1 | YEARS | JP-01640-H03MKA41AC107-F01-EE-U |  | 2024-09-03 | SNR0-2E0 | หฟศ-ฟ. | PTW งานทั่วไป | 1 | 7 | 08:00:00 | Group-56-H03MKA-EE-U | 0 | 72 | 0 | H03MKA | Generator | U | EE | H03MKA41 | AC | Air Cooler (SNR-H03MKA80) | CW. Outlet from Stator Air Cooler Temp. 7 (SNR-H03MKA80CT007) | 56 | 2024-09-09 | 16:00:00 | PMNUM มีความยาวมากกว่า 30 ตัวอักษร
PO-01640-H03MKA41AC108-F01-EE-U | BPK0 | TEMPERATURE COOLING WATER OUTLET from STATOR AIR COOLERS MKA80CT008 | ACTIVE | SNR-H03MKA41AC108-F01 | APAO | AO1 | WSCH | O-BPKT00-67YI | O-BPKT00-67YI-BM | 1 | YEARS | JP-01640-H03MKA41AC108-F01-EE-U |  | 2024-09-03 | SNR0-2E0 | หฟศ-ฟ. | PTW งานทั่วไป | 1 | 7 | 08:00:00 | Group-56-H03MKA-EE-U | 0 | 73 | 0 | H03MKA | Generator | U | EE | H03MKA41 | AC | Air Cooler (SNR-H03MKA80) | CW. Outlet from Stator Air Cooler Temp. 8 (SNR-H03MKA80CT008) | 56 | 2024-09-09 | 16:00:00 | PMNUM มีความยาวมากกว่า 30 ตัวอักษร
PO-01640-H03MKA41AC109-F01-EE-U | BPK0 | TEMPERATURE COOLING WATER OUTLET from STATOR AIR COOLERS MKA80CT009 | ACTIVE | SNR-H03MKA41AC109-F01 | APAO | AO1 | WSCH | O-BPKT00-67YI | O-BPKT00-67YI-BM | 1 | YEARS | JP-01640-H03MKA41AC109-F01-EE-U |  | 2024-09-03 | SNR0-2E0 | หฟศ-ฟ. | PTW งานทั่วไป | 1 | 7 | 08:00:00 | Group-56-H03MKA-EE-U | 0 | 74 | 0 | H03MKA | Generator | U | EE | H03MKA41 | AC | Air Cooler (SNR-H03MKA80) | CW. Outlet from Stator Air Cooler Temp. 9 (SNR-H03MKA80CT009) | 56 | 2024-09-09 | 16:00:00 | PMNUM มีความยาวมากกว่า 30 ตัวอักษร
PO-01640-H03MKA41AC110-F01-EE-U | BPK0 | TEMPERATURE COOLING WATER OUTLET from STATOR AIR COOLERS MKA80CT010 | ACTIVE | SNR-H03MKA41AC110-F01 | APAO | AO1 | WSCH | O-BPKT00-67YI | O-BPKT00-67YI-BM | 1 | YEARS | JP-01640-H03MKA41AC110-F01-EE-U |  | 2024-09-03 | SNR0-2E0 | หฟศ-ฟ. | PTW งานทั่วไป | 1 | 7 | 08:00:00 | Group-56-H03MKA-EE-U | 0 | 75 | 0 | H03MKA | Generator | U | EE | H03MKA41 | AC | Air Cooler (SNR-H03MKA80) | CW. Outlet from Stator Air Cooler Temp. 10 (SNR-H03MKA80CT010) | 56 | 2024-09-09 | 16:00:00 | PMNUM มีความยาวมากกว่า 30 ตัวอักษร
PO-01640-H03MKA41AC111-F01-EE-U | BPK0 | TEMPERATURE COOLING WATER OUTLET from STATOR AIR COOLERS MKA80CT011 | ACTIVE | SNR-H03MKA41AC111-F01 | APAO | AO1 | WSCH | O-BPKT00-67YI | O-BPKT00-67YI-BM | 1 | YEARS | JP-01640-H03MKA41AC111-F01-EE-U |  | 2024-09-03 | SNR0-2E0 | หฟศ-ฟ. | PTW งานทั่วไป | 1 | 7 | 08:00:00 | Group-56-H03MKA-EE-U | 0 | 76 | 0 | H03MKA | Generator | U | EE | H03MKA41 | AC | Air Cooler (SNR-H03MKA80) | CW. Outlet from Stator Air Cooler Temp. 11 (SNR-H03MKA80CT011) | 56 | 2024-09-09 | 16:00:00 | PMNUM มีความยาวมากกว่า 30 ตัวอักษร
PO-01640-H03MKA41AC112-F01-EE-U | BPK0 | TEMPERATURE COOLING WATER OUTLET from STATOR AIR COOLERS MKA80CT012 | ACTIVE | SNR-H03MKA41AC112-F01 | APAO | AO1 | WSCH | O-BPKT00-67YI | O-BPKT00-67YI-BM | 1 | YEARS | JP-01640-H03MKA41AC112-F01-EE-U |  | 2024-09-03 | SNR0-2E0 | หฟศ-ฟ. | PTW งานทั่วไป | 1 | 7 | 08:00:00 | Group-56-H03MKA-EE-U | 0 | 77 | 0 | H03MKA | Generator | U | EE | H03MKA41 | AC | Air Cooler (SNR-H03MKA80) | CW. Outlet from Stator Air Cooler Temp. 12 (SNR-H03MKA80CT012) | 56 | 2024-09-09 | 16:00:00 | PMNUM มีความยาวมากกว่า 30 ตัวอักษร
PO-01650-H03MKA50AU201-S01-EE-U | BPK0 | LIMIT SWITCH BRAKE PISTON ACTIVATED YES/NO MKA90AU010-S01 | ACTIVE | SNR-H03MKA50AU201-S01 | APAO | AO1 | WSCH | O-BPKT00-67YI | O-BPKT00-67YI-BM | 1 | YEARS | JP-01650-H03MKA50AU201-S01-EE-U |  | 2024-09-03 | SNR0-2E0 | หฟศ-ฟ. | PTW งานทั่วไป | 1 | 7 | 08:00:00 | Group-56-H03MKA-EE-U | 0 | 78 | 0 | H03MKA | Generator | U | EE | H03MKA50 | AU | Generator Friction Brake (SNR-H03MKA90) | Limit Switch of Brake No.1 (SNR-H03MKA90AU010-S01) | 56 | 2024-09-09 | 16:00:00 | PMNUM มีความยาวมากกว่า 30 ตัวอักษร
PO-01650-H03MKA50AU202-S01-EE-U | BPK0 | LIMIT SWITCH BRAKE PISTON ACTIVATED YES/NO MKA90AU020-S01 | ACTIVE | SNR-H03MKA50AU202-S01 | APAO | AO1 | WSCH | O-BPKT00-67YI | O-BPKT00-67YI-BM | 1 | YEARS | JP-01650-H03MKA50AU202-S01-EE-U |  | 2024-09-03 | SNR0-2E0 | หฟศ-ฟ. | PTW งานทั่วไป | 1 | 7 | 08:00:00 | Group-56-H03MKA-EE-U | 0 | 79 | 0 | H03MKA | Generator | U | EE | H03MKA50 | AU | Generator Friction Brake (SNR-H03MKA90) | Limit Switch of Brake No.2 (SNR-H03MKA90AU020-S01) | 56 | 2024-09-09 | 16:00:00 | PMNUM มีความยาวมากกว่า 30 ตัวอักษร
PO-01650-H03MKA50AU203-S01-EE-U | BPK0 | LIMIT SWITCH BRAKE PISTON ACTIVATED YES/NO MKA90AU030-S01 | ACTIVE | SNR-H03MKA50AU203-S01 | APAO | AO1 | WSCH | O-BPKT00-67YI | O-BPKT00-67YI-BM | 1 | YEARS | JP-01650-H03MKA50AU203-S01-EE-U |  | 2024-09-03 | SNR0-2E0 | หฟศ-ฟ. | PTW งานทั่วไป | 1 | 7 | 08:00:00 | Group-56-H03MKA-EE-U | 0 | 80 | 0 | H03MKA | Generator | U | EE | H03MKA50 | AU | Generator Friction Brake (SNR-H03MKA90) | Limit Switch of Brake No.3 (SNR-H03MKA90AU030-S01) | 56 | 2024-09-09 | 16:00:00 | PMNUM มีความยาวมากกว่า 30 ตัวอักษร
PO-01650-H03MKA50AU204-S01-EE-U | BPK0 | LIMIT SWITCH BRAKE PISTON ACTIVATED YES/NO MKA90AU040-S01 | ACTIVE | SNR-H03MKA50AU204-S01 | APAO | AO1 | WSCH | O-BPKT00-67YI | O-BPKT00-67YI-BM | 1 | YEARS | JP-01650-H03MKA50AU204-S01-EE-U |  | 2024-09-03 | SNR0-2E0 | หฟศ-ฟ. | PTW งานทั่วไป | 1 | 7 | 08:00:00 | Group-56-H03MKA-EE-U | 0 | 81 | 0 | H03MKA | Generator | U | EE | H03MKA50 | AU | Generator Friction Brake (SNR-H03MKA90) | Limit Switch of Brake No.4 (SNR-H03MKA90AU040-S01) | 56 | 2024-09-09 | 16:00:00 | PMNUM มีความยาวมากกว่า 30 ตัวอักษร
PO-01650-H03MKA50AU205-S01-EE-U | BPK0 | LIMIT SWITCH BRAKE PISTON ACTIVATED YES/NO MKA90AU050-S01 | ACTIVE | SNR-H03MKA50AU205-S01 | APAO | AO1 | WSCH | O-BPKT00-67YI | O-BPKT00-67YI-BM | 1 | YEARS | JP-01650-H03MKA50AU205-S01-EE-U |  | 2024-09-03 | SNR0-2E0 | หฟศ-ฟ. | PTW งานทั่วไป | 1 | 7 | 08:00:00 | Group-56-H03MKA-EE-U | 0 | 82 | 0 | H03MKA | Generator | U | EE | H03MKA50 | AU | Generator Friction Brake (SNR-H03MKA90) | Limit Switch of Brake No.5 (SNR-H03MKA90AU050-S01) | 56 | 2024-09-09 | 16:00:00 | PMNUM มีความยาวมากกว่า 30 ตัวอักษร
PO-01650-H03MKA50AU206-S01-EE-U | BPK0 | LIMIT SWITCH BRAKE PISTON ACTIVATED YES/NO MKA90AU060-S01 | ACTIVE | SNR-H03MKA50AU206-S01 | APAO | AO1 | WSCH | O-BPKT00-67YI | O-BPKT00-67YI-BM | 1 | YEARS | JP-01650-H03MKA50AU206-S01-EE-U |  | 2024-09-03 | SNR0-2E0 | หฟศ-ฟ. | PTW งานทั่วไป | 1 | 7 | 08:00:00 | Group-56-H03MKA-EE-U | 0 | 83 | 0 | H03MKA | Generator | U | EE | H03MKA50 | AU | Generator Friction Brake (SNR-H03MKA90) | Limit Switch of Brake No.6 (SNR-H03MKA90AU060-S01) | 56 | 2024-09-09 | 16:00:00 | PMNUM มีความยาวมากกว่า 30 ตัวอักษร
PO-01650-H03MKA50AU207-S01-EE-U | BPK0 | LIMIT SWITCH BRAKE PISTON ACTIVATED YES/NO MKA90AU070-S01 | ACTIVE | SNR-H03MKA50AU207-S01 | APAO | AO1 | WSCH | O-BPKT00-67YI | O-BPKT00-67YI-BM | 1 | YEARS | JP-01650-H03MKA50AU207-S01-EE-U |  | 2024-09-03 | SNR0-2E0 | หฟศ-ฟ. | PTW งานทั่วไป | 1 | 7 | 08:00:00 | Group-56-H03MKA-EE-U | 0 | 84 | 0 | H03MKA | Generator | U | EE | H03MKA50 | AU | Generator Friction Brake (SNR-H03MKA90) | Limit Switch of Brake No.7 (SNR-H03MKA90AU070-S01) | 56 | 2024-09-09 | 16:00:00 | PMNUM มีความยาวมากกว่า 30 ตัวอักษร
PO-01650-H03MKA50AU208-S01-EE-U | BPK0 | LIMIT SWITCH BRAKE PISTON ACTIVATED YES/NO MKA90AU080-S01 | ACTIVE | SNR-H03MKA50AU208-S01 | APAO | AO1 | WSCH | O-BPKT00-67YI | O-BPKT00-67YI-BM | 1 | YEARS | JP-01650-H03MKA50AU208-S01-EE-U |  | 2024-09-03 | SNR0-2E0 | หฟศ-ฟ. | PTW งานทั่วไป | 1 | 7 | 08:00:00 | Group-56-H03MKA-EE-U | 0 | 85 | 0 | H03MKA | Generator | U | EE | H03MKA50 | AU | Generator Friction Brake (SNR-H03MKA90) | Limit Switch of Brake No.8 (SNR-H03MKA90AU080-S01) | 56 | 2024-09-09 | 16:00:00 | PMNUM มีความยาวมากกว่า 30 ตัวอักษร
PO-01680-H03MKA42AH001-EE-U | BPK0 | HEATER for AIR INSIDE STATOR ANTI CONDENION MKA20AH001 | ACTIVE | SNR-H03MKA42AH001 | APAO | AO1 | WSCH | O-BPKT00-67YI | O-BPKT00-67YI-BM | 1 | YEARS | JP-01680-H03MKA42AH001-EE-U |  | 2024-09-03 | SNR0-2E0 | หฟศ-ฟ. | PTW งานทั่วไป | 1 | 7 | 08:00:00 | Group-56-H03MKA-EE-U | 0 | 86 | 0 | H03MKA | Generator | U | EE | H03MKA42 | AH | Space Heater | Heater for Air Inside Stator - Anti Condensation 1 (SNR-H03MKA20AH001) | 56 | 2024-09-09 | 16:00:00
PO-01680-H03MKA42AH002-EE-U | BPK0 | HEATER for AIR INSIDE STATOR ANTI CONDENION MKA20AH002 | ACTIVE | SNR-H03MKA42AH002 | APAO | AO1 | WSCH | O-BPKT00-67YI | O-BPKT00-67YI-BM | 1 | YEARS | JP-01680-H03MKA42AH002-EE-U |  | 2024-09-03 | SNR0-2E0 | หฟศ-ฟ. | PTW งานทั่วไป | 1 | 7 | 08:00:00 | Group-56-H03MKA-EE-U | 0 | 87 | 0 | H03MKA | Generator | U | EE | H03MKA42 | AH | Space Heater | Heater for Air Inside Stator - Anti Condensation 2 (SNR-H03MKA20AH002) | 56 | 2024-09-09 | 16:00:00
PO-01680-H03MKA42AH003-EE-U | BPK0 | HEATER for AIR INSIDE STATOR ANTI CONDENION MKA20AH003 | ACTIVE | SNR-H03MKA42AH003 | APAO | AO1 | WSCH | O-BPKT00-67YI | O-BPKT00-67YI-BM | 1 | YEARS | JP-01680-H03MKA42AH003-EE-U |  | 2024-09-03 | SNR0-2E0 | หฟศ-ฟ. | PTW งานทั่วไป | 1 | 7 | 08:00:00 | Group-56-H03MKA-EE-U | 0 | 88 | 0 | H03MKA | Generator | U | EE | H03MKA42 | AH | Space Heater | Heater for Air Inside Stator - Anti Condensation 3 (SNR-H03MKA20AH003) | 56 | 2024-09-09 | 16:00:00
PO-01680-H03MKA42AH004-EE-U | BPK0 | HEATER for AIR INSIDE STATOR ANTI CONDENION MKA20AH004 | ACTIVE | SNR-H03MKA42AH004 | APAO | AO1 | WSCH | O-BPKT00-67YI | O-BPKT00-67YI-BM | 1 | YEARS | JP-01680-H03MKA42AH004-EE-U |  | 2024-09-03 | SNR0-2E0 | หฟศ-ฟ. | PTW งานทั่วไป | 1 | 7 | 08:00:00 | Group-56-H03MKA-EE-U | 0 | 89 | 0 | H03MKA | Generator | U | EE | H03MKA42 | AH | Space Heater | Heater for Air Inside Stator - Anti Condensation 4 (SNR-H03MKA20AH004) | 56 | 2024-09-09 | 16:00:00
PO-01680-H03MKA42AH005-EE-U | BPK0 | HEATER for AIR INSIDE STATOR ANTI CONDENION MKA20AH005 | ACTIVE | SNR-H03MKA42AH005 | APAO | AO1 | WSCH | O-BPKT00-67YI | O-BPKT00-67YI-BM | 1 | YEARS | JP-01680-H03MKA42AH005-EE-U |  | 2024-09-03 | SNR0-2E0 | หฟศ-ฟ. | PTW งานทั่วไป | 1 | 7 | 08:00:00 | Group-56-H03MKA-EE-U | 0 | 90 | 0 | H03MKA | Generator | U | EE | H03MKA42 | AH | Space Heater | Heater for Air Inside Stator - Anti Condensation 5 (SNR-H03MKA20AH005) | 56 | 2024-09-09 | 16:00:00
PO-01680-H03MKA42AH006-EE-U | BPK0 | HEATER for AIR INSIDE STATOR ANTI CONDENION MKA20AH006 | ACTIVE | SNR-H03MKA42AH006 | APAO | AO1 | WSCH | O-BPKT00-67YI | O-BPKT00-67YI-BM | 1 | YEARS | JP-01680-H03MKA42AH006-EE-U |  | 2024-09-03 | SNR0-2E0 | หฟศ-ฟ. | PTW งานทั่วไป | 1 | 7 | 08:00:00 | Group-56-H03MKA-EE-U | 0 | 91 | 0 | H03MKA | Generator | U | EE | H03MKA42 | AH | Space Heater | Heater for Air Inside Stator - Anti Condensation 6 (SNR-H03MKA20AH006) | 56 | 2024-09-09 | 16:00:00
PO-01680-H03MKA42AH007-EE-U | BPK0 | HEATER for AIR INSIDE STATOR ANTI CONDENION MKA20AH007 | ACTIVE | SNR-H03MKA42AH007 | APAO | AO1 | WSCH | O-BPKT00-67YI | O-BPKT00-67YI-BM | 1 | YEARS | JP-01680-H03MKA42AH007-EE-U |  | 2024-09-03 | SNR0-2E0 | หฟศ-ฟ. | PTW งานทั่วไป | 1 | 7 | 08:00:00 | Group-56-H03MKA-EE-U | 0 | 92 | 0 | H03MKA | Generator | U | EE | H03MKA42 | AH | Space Heater | Heater for Air Inside Stator - Anti Condensation 7 (SNR-H03MKA20AH007) | 56 | 2024-09-09 | 16:00:00
PO-01680-H03MKA42AH008-EE-U | BPK0 | HEATER for AIR INSIDE STATOR ANTI CONDENION MKA20AH008 | ACTIVE | SNR-H03MKA42AH008 | APAO | AO1 | WSCH | O-BPKT00-67YI | O-BPKT00-67YI-BM | 1 | YEARS | JP-01680-H03MKA42AH008-EE-U |  | 2024-09-03 | SNR0-2E0 | หฟศ-ฟ. | PTW งานทั่วไป | 1 | 7 | 08:00:00 | Group-56-H03MKA-EE-U | 0 | 93 | 0 | H03MKA | Generator | U | EE | H03MKA42 | AH | Space Heater | Heater for Air Inside Stator - Anti Condensation 8 (SNR-H03MKA20AH008) | 56 | 2024-09-09 | 16:00:00
PO-01680-H03MKA42AH009-EE-U | BPK0 | HEATER for AIR INSIDE STATOR ANTI CONDENION MKA20AH009 | ACTIVE | SNR-H03MKA42AH009 | APAO | AO1 | WSCH | O-BPKT00-67YI | O-BPKT00-67YI-BM | 1 | YEARS | JP-01680-H03MKA42AH009-EE-U |  | 2024-09-03 | SNR0-2E0 | หฟศ-ฟ. | PTW งานทั่วไป | 1 | 7 | 08:00:00 | Group-56-H03MKA-EE-U | 0 | 94 | 0 | H03MKA | Generator | U | EE | H03MKA42 | AH | Space Heater | Heater for Air Inside Stator - Anti Condensation 9 (SNR-H03MKA20AH009) | 56 | 2024-09-09 | 16:00:00
PO-01680-H03MKA42AH010-EE-U | BPK0 | HEATER for AIR INSIDE STATOR ANTI CONDENION MKA20AH010 | ACTIVE | SNR-H03MKA42AH010 | APAO | AO1 | WSCH | O-BPKT00-67YI | O-BPKT00-67YI-BM | 1 | YEARS | JP-01680-H03MKA42AH010-EE-U |  | 2024-09-03 | SNR0-2E0 | หฟศ-ฟ. | PTW งานทั่วไป | 1 | 7 | 08:00:00 | Group-56-H03MKA-EE-U | 0 | 95 | 0 | H03MKA | Generator | U | EE | H03MKA42 | AH | Space Heater | Heater for Air Inside Stator - Anti Condensation 10 (SNR-H03MKA20AH010) | 56 | 2024-09-09 | 16:00:00
PO-01680-H03MKA42AH011-EE-U | BPK0 | HEATER for AIR INSIDE STATOR ANTI CONDENION MKA20AH011 | ACTIVE | SNR-H03MKA42AH011 | APAO | AO1 | WSCH | O-BPKT00-67YI | O-BPKT00-67YI-BM | 1 | YEARS | JP-01680-H03MKA42AH011-EE-U |  | 2024-09-03 | SNR0-2E0 | หฟศ-ฟ. | PTW งานทั่วไป | 1 | 7 | 08:00:00 | Group-56-H03MKA-EE-U | 0 | 96 | 0 | H03MKA | Generator | U | EE | H03MKA42 | AH | Space Heater | Heater for Air Inside Stator - Anti Condensation 11 (SNR-H03MKA20AH011) | 56 | 2024-09-09 | 16:00:00
PO-01680-H03MKA42AH012-EE-U | BPK0 | HEATER for AIR INSIDE STATOR ANTI CONDENION MKA20AH012 | ACTIVE | SNR-H03MKA42AH012 | APAO | AO1 | WSCH | O-BPKT00-67YI | O-BPKT00-67YI-BM | 1 | YEARS | JP-01680-H03MKA42AH012-EE-U |  | 2024-09-03 | SNR0-2E0 | หฟศ-ฟ. | PTW งานทั่วไป | 1 | 7 | 08:00:00 | Group-56-H03MKA-EE-U | 0 | 97 | 0 | H03MKA | Generator | U | EE | H03MKA42 | AH | Space Heater | Heater for Air Inside Stator - Anti Condensation 12 (SNR-H03MKA20AH012) | 56 | 2024-09-09 | 16:00:00
PO-01690-H03MKA42DT001-EE-U | BPK0 | THERMOSTAT STANDSTILL HEATER for ANTI CONDENSATION MKA20DT001 | ACTIVE | SNR-H03MKA42DT001 | APAO | AO1 | WSCH | O-BPKT00-67YI | O-BPKT00-67YI-BM | 1 | YEARS | JP-01690-H03MKA42DT001-EE-U |  | 2024-09-03 | SNR0-2E0 | หฟศ-ฟ. | PTW งานทั่วไป | 1 | 7 | 08:00:00 | Group-56-H03MKA-EE-U | 0 | 98 | 0 | H03MKA | Generator | U | EE | H03MKA42 | DT | Space Heater | Thermostat Standstill Heater for Anti Condensation (SNR-H03MKA20DT001) | 56 | 2024-09-09 | 16:00:00
PO-01700-H03MKA80AU001QP01-EE-U | BPK0 | DIFF PRESSURE SWITCH of BREAKE DUST EXHAUST MKA93CP001 | ACTIVE | SNR-H03MKA80AU001QP01 | APAO | AO1 | WSCH | O-BPKT00-67YI | O-BPKT00-67YI-BM | 1 | YEARS | JP-01700-H03MKA80AU001QP01-EE-U |  | 2024-09-03 | SNR0-2E0 | หฟศ-ฟ. | PTW งานทั่วไป | 1 | 7 | 08:00:00 | Group-56-H03MKA-EE-U | 0 | 99 | 0 | H03MKA | Generator | U | EE | H03MKA80 | AU | Brake Dust Exhuast System (SNR-H03MKA93) | Brake Dust Collection Plant Dust Filter Clogged (SNR-H03MKA93CP001) | 56 | 2024-09-09 | 16:00:00 | PMNUM มีความยาวมากกว่า 30 ตัวอักษร
PO-01710-H03MKA90AT001-S01-EE-U | BPK0 | DIFF PRESSURE SWITCH of CARBON DUST EXHAUST MKA60CP001 | ACTIVE | SNR-H03MKA90AT001-S01 | APAO | AO1 | WSCH | O-BPKT00-67YI | O-BPKT00-67YI-BM | 1 | YEARS | JP-01710-H03MKA90AT001-S01-EE-U |  | 2024-09-03 | SNR0-2E0 | หฟศ-ฟ. | PTW งานทั่วไป | 1 | 7 | 08:00:00 | Group-56-H03MKA-EE-U | 0 | 100 | 0 | H03MKA | Generator | U | EE | H03MKA90 | AT | Carbon Dust Collection Plant | Carbon Dust Exhaust Filter Clogged (SNR-H03MKA60CP001) | 56 | 2024-09-09 | 16:00:00 | PMNUM มีความยาวมากกว่า 30 ตัวอักษร
Group-57-H03BAT-EE-U | BPK0 | 13.8/230kV Generator Transformer,MSP0-E830,PTW งานทั่วไป | ACTIVE | BPK-T00 | APAO | AO1 | WSCH | O-BPKT00-67YI | O-BPKT00-67YI-BM | 1 | YEARS |  |  | 2024-09-03 | MSP0-E830 | หมปฟ-ธ. | PTW งานทั่วไป | 0 | 7 | 08:00:00 |  | 0 | 75 | 1 | H03BAT | 13.8/230kV Generator Transformer | U | EE |  |  |  |  | 57 | 2024-09-09 | 16:00:00
PO-02230-H03BAT10GT100-B01-EE-U | BPK0 | HV SIDE WINDING TEMP | ACTIVE | SNR-H03BAT10GT100-B01 | APAO | AO1 | WSCH | O-BPKT00-67YI | O-BPKT00-67YI-BM | 1 | YEARS | JP-02230-H03BAT10GT100-B01-EE-U |  | 2024-09-03 | MSP0-E830 | หมปฟ-ธ. | PTW งานทั่วไป | 1 | 7 | 08:00:00 | Group-57-H03BAT-EE-U | 0 | 1 | 1 | H03BAT | 13.8/230kV Generator Transformer | U | EE | H03BAT10 | GT | Generator Transformer | Main Transformer HV Side Winding Teperature (SNR-H03BAT01CT001) | 57 | 2024-09-09 | 16:00:00 | PMNUM มีความยาวมากกว่า 30 ตัวอักษร
PO-02230-H03BAT10GT100-B02-EE-U | BPK0 | LV SIDE WINDING TEMP | ACTIVE | SNR-H03BAT10GT100-B02 | APAO | AO1 | WSCH | O-BPKT00-67YI | O-BPKT00-67YI-BM | 1 | YEARS | JP-02230-H03BAT10GT100-B02-EE-U |  | 2024-09-03 | MSP0-E830 | หมปฟ-ธ. | PTW งานทั่วไป | 1 | 7 | 08:00:00 | Group-57-H03BAT-EE-U | 0 | 2 | 1 | H03BAT | 13.8/230kV Generator Transformer | U | EE | H03BAT10 | GT | Generator Transformer | Main Transformer LV Side Winding Teperature (SNR-H03BAT01CT002) | 57 | 2024-09-09 | 16:00:00 | PMNUM มีความยาวมากกว่า 30 ตัวอักษร
PO-02230-H03BAT10GT100-B03-EE-U | BPK0 | OIL TEMP | ACTIVE | SNR-H03BAT10GT100-B03 | APAO | AO1 | WSCH | O-BPKT00-67YI | O-BPKT00-67YI-BM | 1 | YEARS | JP-02230-H03BAT10GT100-B03-EE-U |  | 2024-09-03 | MSP0-E830 | หมปฟ-ธ. | PTW งานทั่วไป | 1 | 7 | 08:00:00 | Group-57-H03BAT-EE-U | 0 | 3 | 1 | H03BAT | 13.8/230kV Generator Transformer | U | EE | H03BAT10 | GT | Generator Transformer | Main Transformer Oil Temperature (SNR-H03BAT01CT003) | 57 | 2024-09-09 | 16:00:00 | PMNUM มีความยาวมากกว่า 30 ตัวอักษร
Group-58-H13SGJ-EE-C13 | BPK0 | CO2 Fire Fighting System,SNR0-2E0,PTW งานเกี่ยวกับไฟฟ้า | ACTIVE | BPK-H13 | APAO | AO1 | WSCH | O-BPKT00-67YI | O-BPKT00-67YI-BM | 1 | YEARS |  |  | 2024-09-03 | SNR0-2E0 | หฟศ-ฟ. | PTW งานเกี่ยวกับไฟฟ้า | 0 | 7 | 08:00:00 |  | 0 | 76 | 0 | H13SGJ | CO2 Fire Fighting System | C13 | EE |  |  |  |  | 58 | 2024-09-09 | 16:00:00
PO-02620-H13SGJ10BB001KD01-EE-C13 | BPK0 | CO2 TANK NO.1 | ACTIVE | SNR-H13SGJ10BB001KD01 | APAO | AO1 | WSCH | O-BPKT00-67YI | O-BPKT00-67YI-BM | 1 | YEARS | JP-02620-H13SGJ10BB001KD01-EE-C13 |  | 2024-09-03 | SNR0-2E0 | หฟศ-ฟ. | PTW งานเกี่ยวกับไฟฟ้า | 1 | 7 | 08:00:00 | Group-58-H13SGJ-EE-C13 | 0 | 1 | 0 | H13SGJ | CO2 Fire Fighting System | C13 | EE | H13SGJ10 | BB | CO2 Fire Fighting Unit | No_kks_found | 58 | 2024-09-09 | 16:00:00 | PMNUM มีความยาวมากกว่า 30 ตัวอักษร
PO-02620-H13SGJ10BB001KD02-EE-C13 | BPK0 | CO2 TANK NO.2 | ACTIVE | SNR-H13SGJ10BB001KD02 | APAO | AO1 | WSCH | O-BPKT00-67YI | O-BPKT00-67YI-BM | 1 | YEARS | JP-02620-H13SGJ10BB001KD02-EE-C13 |  | 2024-09-03 | SNR0-2E0 | หฟศ-ฟ. | PTW งานเกี่ยวกับไฟฟ้า | 1 | 7 | 08:00:00 | Group-58-H13SGJ-EE-C13 | 0 | 2 | 0 | H13SGJ | CO2 Fire Fighting System | C13 | EE | H13SGJ10 | BB | CO2 Fire Fighting Unit | No_kks_found | 58 | 2024-09-09 | 16:00:00 | PMNUM มีความยาวมากกว่า 30 ตัวอักษร
PO-02620-H13SGJ10BB001KD03-EE-C13 | BPK0 | CO2 TANK NO.3 | ACTIVE | SNR-H13SGJ10BB001KD03 | APAO | AO1 | WSCH | O-BPKT00-67YI | O-BPKT00-67YI-BM | 1 | YEARS | JP-02620-H13SGJ10BB001KD03-EE-C13 |  | 2024-09-03 | SNR0-2E0 | หฟศ-ฟ. | PTW งานเกี่ยวกับไฟฟ้า | 1 | 7 | 08:00:00 | Group-58-H13SGJ-EE-C13 | 0 | 3 | 0 | H13SGJ | CO2 Fire Fighting System | C13 | EE | H13SGJ10 | BB | CO2 Fire Fighting Unit | No_kks_found | 58 | 2024-09-09 | 16:00:00 | PMNUM มีความยาวมากกว่า 30 ตัวอักษร
PO-02620-H13SGJ10BB001KD04-EE-C13 | BPK0 | CO2 TANK NO.4 | ACTIVE | SNR-H13SGJ10BB001KD04 | APAO | AO1 | WSCH | O-BPKT00-67YI | O-BPKT00-67YI-BM | 1 | YEARS | JP-02620-H13SGJ10BB001KD04-EE-C13 |  | 2024-09-03 | SNR0-2E0 | หฟศ-ฟ. | PTW งานเกี่ยวกับไฟฟ้า | 1 | 7 | 08:00:00 | Group-58-H13SGJ-EE-C13 | 0 | 4 | 0 | H13SGJ | CO2 Fire Fighting System | C13 | EE | H13SGJ10 | BB | CO2 Fire Fighting Unit | No_kks_found | 58 | 2024-09-09 | 16:00:00 | PMNUM มีความยาวมากกว่า 30 ตัวอักษร
PO-02620-H13SGJ10BB001KD05-EE-C13 | BPK0 | CO2 TANK NO.5 | ACTIVE | SNR-H13SGJ10BB001KD05 | APAO | AO1 | WSCH | O-BPKT00-67YI | O-BPKT00-67YI-BM | 1 | YEARS | JP-02620-H13SGJ10BB001KD05-EE-C13 |  | 2024-09-03 | SNR0-2E0 | หฟศ-ฟ. | PTW งานเกี่ยวกับไฟฟ้า | 1 | 7 | 08:00:00 | Group-58-H13SGJ-EE-C13 | 0 | 5 | 0 | H13SGJ | CO2 Fire Fighting System | C13 | EE | H13SGJ10 | BB | CO2 Fire Fighting Unit | No_kks_found | 58 | 2024-09-09 | 16:00:00 | PMNUM มีความยาวมากกว่า 30 ตัวอักษร
PO-02620-H13SGJ10BB001KD06-EE-C13 | BPK0 | CO2 TANK NO.6 | ACTIVE | SNR-H13SGJ10BB001KD06 | APAO | AO1 | WSCH | O-BPKT00-67YI | O-BPKT00-67YI-BM | 1 | YEARS | JP-02620-H13SGJ10BB001KD06-EE-C13 |  | 2024-09-03 | SNR0-2E0 | หฟศ-ฟ. | PTW งานเกี่ยวกับไฟฟ้า | 1 | 7 | 08:00:00 | Group-58-H13SGJ-EE-C13 | 0 | 6 | 0 | H13SGJ | CO2 Fire Fighting System | C13 | EE | H13SGJ10 | BB | CO2 Fire Fighting Unit | No_kks_found | 58 | 2024-09-09 | 16:00:00 | PMNUM มีความยาวมากกว่า 30 ตัวอักษร
PO-02620-H13SGJ10BB001KD07-EE-C13 | BPK0 | CO2 TANK NO.7 | ACTIVE | SNR-H13SGJ10BB001KD07 | APAO | AO1 | WSCH | O-BPKT00-67YI | O-BPKT00-67YI-BM | 1 | YEARS | JP-02620-H13SGJ10BB001KD07-EE-C13 |  | 2024-09-03 | SNR0-2E0 | หฟศ-ฟ. | PTW งานเกี่ยวกับไฟฟ้า | 1 | 7 | 08:00:00 | Group-58-H13SGJ-EE-C13 | 0 | 7 | 0 | H13SGJ | CO2 Fire Fighting System | C13 | EE | H13SGJ10 | BB | CO2 Fire Fighting Unit | No_kks_found | 58 | 2024-09-09 | 16:00:00 | PMNUM มีความยาวมากกว่า 30 ตัวอักษร
PO-02620-H13SGJ10BB001KD08-EE-C13 | BPK0 | CO2 TANK NO.8 | ACTIVE | SNR-H13SGJ10BB001KD08 | APAO | AO1 | WSCH | O-BPKT00-67YI | O-BPKT00-67YI-BM | 1 | YEARS | JP-02620-H13SGJ10BB001KD08-EE-C13 |  | 2024-09-03 | SNR0-2E0 | หฟศ-ฟ. | PTW งานเกี่ยวกับไฟฟ้า | 1 | 7 | 08:00:00 | Group-58-H13SGJ-EE-C13 | 0 | 8 | 0 | H13SGJ | CO2 Fire Fighting System | C13 | EE | H13SGJ10 | BB | CO2 Fire Fighting Unit | No_kks_found | 58 | 2024-09-09 | 16:00:00 | PMNUM มีความยาวมากกว่า 30 ตัวอักษร
PO-02620-H13SGJ10BB001KD09-EE-C13 | BPK0 | CO2 TANK NO.9 | ACTIVE | SNR-H13SGJ10BB001KD09 | APAO | AO1 | WSCH | O-BPKT00-67YI | O-BPKT00-67YI-BM | 1 | YEARS | JP-02620-H13SGJ10BB001KD09-EE-C13 |  | 2024-09-03 | SNR0-2E0 | หฟศ-ฟ. | PTW งานเกี่ยวกับไฟฟ้า | 1 | 7 | 08:00:00 | Group-58-H13SGJ-EE-C13 | 0 | 9 | 0 | H13SGJ | CO2 Fire Fighting System | C13 | EE | H13SGJ10 | BB | CO2 Fire Fighting Unit | No_kks_found | 58 | 2024-09-09 | 16:00:00 | PMNUM มีความยาวมากกว่า 30 ตัวอักษร
PO-02620-H13SGJ10BB001KD10-EE-C13 | BPK0 | CO2 TANK NO.10 | ACTIVE | SNR-H13SGJ10BB001KD10 | APAO | AO1 | WSCH | O-BPKT00-67YI | O-BPKT00-67YI-BM | 1 | YEARS | JP-02620-H13SGJ10BB001KD10-EE-C13 |  | 2024-09-03 | SNR0-2E0 | หฟศ-ฟ. | PTW งานเกี่ยวกับไฟฟ้า | 1 | 7 | 08:00:00 | Group-58-H13SGJ-EE-C13 | 0 | 10 | 0 | H13SGJ | CO2 Fire Fighting System | C13 | EE | H13SGJ10 | BB | CO2 Fire Fighting Unit | No_kks_found | 58 | 2024-09-09 | 16:00:00 | PMNUM มีความยาวมากกว่า 30 ตัวอักษร
PO-02620-H13SGJ10BB001KD11-EE-C13 | BPK0 | CO2 TANK NO.11 | ACTIVE | SNR-H13SGJ10BB001KD11 | APAO | AO1 | WSCH | O-BPKT00-67YI | O-BPKT00-67YI-BM | 1 | YEARS | JP-02620-H13SGJ10BB001KD11-EE-C13 |  | 2024-09-03 | SNR0-2E0 | หฟศ-ฟ. | PTW งานเกี่ยวกับไฟฟ้า | 1 | 7 | 08:00:00 | Group-58-H13SGJ-EE-C13 | 0 | 11 | 0 | H13SGJ | CO2 Fire Fighting System | C13 | EE | H13SGJ10 | BB | CO2 Fire Fighting Unit | No_kks_found | 58 | 2024-09-09 | 16:00:00 | PMNUM มีความยาวมากกว่า 30 ตัวอักษร
PO-02620-H13SGJ10BB001KD12-EE-C13 | BPK0 | CO2 TANK NO.12 | ACTIVE | SNR-H13SGJ10BB001KD12 | APAO | AO1 | WSCH | O-BPKT00-67YI | O-BPKT00-67YI-BM | 1 | YEARS | JP-02620-H13SGJ10BB001KD12-EE-C13 |  | 2024-09-03 | SNR0-2E0 | หฟศ-ฟ. | PTW งานเกี่ยวกับไฟฟ้า | 1 | 7 | 08:00:00 | Group-58-H13SGJ-EE-C13 | 0 | 12 | 0 | H13SGJ | CO2 Fire Fighting System | C13 | EE | H13SGJ10 | BB | CO2 Fire Fighting Unit | No_kks_found | 58 | 2024-09-09 | 16:00:00 | PMNUM มีความยาวมากกว่า 30 ตัวอักษร
PO-02620-H13SGJ10BB001KD13-EE-C13 | BPK0 | CO2 TANK NO.13 | ACTIVE | SNR-H13SGJ10BB001KD13 | APAO | AO1 | WSCH | O-BPKT00-67YI | O-BPKT00-67YI-BM | 1 | YEARS | JP-02620-H13SGJ10BB001KD13-EE-C13 |  | 2024-09-03 | SNR0-2E0 | หฟศ-ฟ. | PTW งานเกี่ยวกับไฟฟ้า | 1 | 7 | 08:00:00 | Group-58-H13SGJ-EE-C13 | 0 | 13 | 0 | H13SGJ | CO2 Fire Fighting System | C13 | EE | H13SGJ10 | BB | CO2 Fire Fighting Unit | No_kks_found | 58 | 2024-09-09 | 16:00:00 | PMNUM มีความยาวมากกว่า 30 ตัวอักษร
PO-02620-H13SGJ10BB001KD14-EE-C13 | BPK0 | CO2 TANK NO.14 | ACTIVE | SNR-H13SGJ10BB001KD14 | APAO | AO1 | WSCH | O-BPKT00-67YI | O-BPKT00-67YI-BM | 1 | YEARS | JP-02620-H13SGJ10BB001KD14-EE-C13 |  | 2024-09-03 | SNR0-2E0 | หฟศ-ฟ. | PTW งานเกี่ยวกับไฟฟ้า | 1 | 7 | 08:00:00 | Group-58-H13SGJ-EE-C13 | 0 | 14 | 0 | H13SGJ | CO2 Fire Fighting System | C13 | EE | H13SGJ10 | BB | CO2 Fire Fighting Unit | No_kks_found | 58 | 2024-09-09 | 16:00:00 | PMNUM มีความยาวมากกว่า 30 ตัวอักษร
PO-02620-H13SGJ10BB001KD15-EE-C13 | BPK0 | CO2 TANK NO.15 | ACTIVE | SNR-H13SGJ10BB001KD15 | APAO | AO1 | WSCH | O-BPKT00-67YI | O-BPKT00-67YI-BM | 1 | YEARS | JP-02620-H13SGJ10BB001KD15-EE-C13 |  | 2024-09-03 | SNR0-2E0 | หฟศ-ฟ. | PTW งานเกี่ยวกับไฟฟ้า | 1 | 7 | 08:00:00 | Group-58-H13SGJ-EE-C13 | 0 | 15 | 0 | H13SGJ | CO2 Fire Fighting System | C13 | EE | H13SGJ10 | BB | CO2 Fire Fighting Unit | No_kks_found | 58 | 2024-09-09 | 16:00:00 | PMNUM มีความยาวมากกว่า 30 ตัวอักษร
PO-02620-H13SGJ10BB001KD16-EE-C13 | BPK0 | CO2 TANK NO.16 | ACTIVE | SNR-H13SGJ10BB001KD16 | APAO | AO1 | WSCH | O-BPKT00-67YI | O-BPKT00-67YI-BM | 1 | YEARS | JP-02620-H13SGJ10BB001KD16-EE-C13 |  | 2024-09-03 | SNR0-2E0 | หฟศ-ฟ. | PTW งานเกี่ยวกับไฟฟ้า | 1 | 7 | 08:00:00 | Group-58-H13SGJ-EE-C13 | 0 | 16 | 0 | H13SGJ | CO2 Fire Fighting System | C13 | EE | H13SGJ10 | BB | CO2 Fire Fighting Unit | No_kks_found | 58 | 2024-09-09 | 16:00:00 | PMNUM มีความยาวมากกว่า 30 ตัวอักษร
PO-02620-H13SGJ10BB001KD17-EE-C13 | BPK0 | CO2 TANK NO.17 | ACTIVE | SNR-H13SGJ10BB001KD17 | APAO | AO1 | WSCH | O-BPKT00-67YI | O-BPKT00-67YI-BM | 1 | YEARS | JP-02620-H13SGJ10BB001KD17-EE-C13 |  | 2024-09-03 | SNR0-2E0 | หฟศ-ฟ. | PTW งานเกี่ยวกับไฟฟ้า | 1 | 7 | 08:00:00 | Group-58-H13SGJ-EE-C13 | 0 | 17 | 0 | H13SGJ | CO2 Fire Fighting System | C13 | EE | H13SGJ10 | BB | CO2 Fire Fighting Unit | No_kks_found | 58 | 2024-09-09 | 16:00:00 | PMNUM มีความยาวมากกว่า 30 ตัวอักษร
PO-02620-H13SGJ10BB001KD18-EE-C13 | BPK0 | CO2 TANK NO.18 | ACTIVE | SNR-H13SGJ10BB001KD18 | APAO | AO1 | WSCH | O-BPKT00-67YI | O-BPKT00-67YI-BM | 1 | YEARS | JP-02620-H13SGJ10BB001KD18-EE-C13 |  | 2024-09-03 | SNR0-2E0 | หฟศ-ฟ. | PTW งานเกี่ยวกับไฟฟ้า | 1 | 7 | 08:00:00 | Group-58-H13SGJ-EE-C13 | 0 | 18 | 0 | H13SGJ | CO2 Fire Fighting System | C13 | EE | H13SGJ10 | BB | CO2 Fire Fighting Unit | No_kks_found | 58 | 2024-09-09 | 16:00:00 | PMNUM มีความยาวมากกว่า 30 ตัวอักษร
PO-02620-H13SGJ10BB001KD19-EE-C13 | BPK0 | CO2 TANK NO.19 | ACTIVE | SNR-H13SGJ10BB001KD19 | APAO | AO1 | WSCH | O-BPKT00-67YI | O-BPKT00-67YI-BM | 1 | YEARS | JP-02620-H13SGJ10BB001KD19-EE-C13 |  | 2024-09-03 | SNR0-2E0 | หฟศ-ฟ. | PTW งานเกี่ยวกับไฟฟ้า | 1 | 7 | 08:00:00 | Group-58-H13SGJ-EE-C13 | 0 | 19 | 0 | H13SGJ | CO2 Fire Fighting System | C13 | EE | H13SGJ10 | BB | CO2 Fire Fighting Unit | No_kks_found | 58 | 2024-09-09 | 16:00:00 | PMNUM มีความยาวมากกว่า 30 ตัวอักษร
PO-02620-H13SGJ10BB001KD20-EE-C13 | BPK0 | CO2 TANK NO.20 | ACTIVE | SNR-H13SGJ10BB001KD20 | APAO | AO1 | WSCH | O-BPKT00-67YI | O-BPKT00-67YI-BM | 1 | YEARS | JP-02620-H13SGJ10BB001KD20-EE-C13 |  | 2024-09-03 | SNR0-2E0 | หฟศ-ฟ. | PTW งานเกี่ยวกับไฟฟ้า | 1 | 7 | 08:00:00 | Group-58-H13SGJ-EE-C13 | 0 | 20 | 0 | H13SGJ | CO2 Fire Fighting System | C13 | EE | H13SGJ10 | BB | CO2 Fire Fighting Unit | No_kks_found | 58 | 2024-09-09 | 16:00:00 | PMNUM มีความยาวมากกว่า 30 ตัวอักษร
PO-02620-H13SGJ10BB001KD21-EE-C13 | BPK0 | CO2 TANK NO.21 | ACTIVE | SNR-H13SGJ10BB001KD21 | APAO | AO1 | WSCH | O-BPKT00-67YI | O-BPKT00-67YI-BM | 1 | YEARS | JP-02620-H13SGJ10BB001KD21-EE-C13 |  | 2024-09-03 | SNR0-2E0 | หฟศ-ฟ. | PTW งานเกี่ยวกับไฟฟ้า | 1 | 7 | 08:00:00 | Group-58-H13SGJ-EE-C13 | 0 | 21 | 0 | H13SGJ | CO2 Fire Fighting System | C13 | EE | H13SGJ10 | BB | CO2 Fire Fighting Unit | No_kks_found | 58 | 2024-09-09 | 16:00:00 | PMNUM มีความยาวมากกว่า 30 ตัวอักษร
PO-02620-H13SGJ10BB001KD22-EE-C13 | BPK0 | CO2 TANK NO.22 | ACTIVE | SNR-H13SGJ10BB001KD22 | APAO | AO1 | WSCH | O-BPKT00-67YI | O-BPKT00-67YI-BM | 1 | YEARS | JP-02620-H13SGJ10BB001KD22-EE-C13 |  | 2024-09-03 | SNR0-2E0 | หฟศ-ฟ. | PTW งานเกี่ยวกับไฟฟ้า | 1 | 7 | 08:00:00 | Group-58-H13SGJ-EE-C13 | 0 | 22 | 0 | H13SGJ | CO2 Fire Fighting System | C13 | EE | H13SGJ10 | BB | CO2 Fire Fighting Unit | No_kks_found | 58 | 2024-09-09 | 16:00:00 | PMNUM มีความยาวมากกว่า 30 ตัวอักษร
PO-02630-H13SGJ10EG001-EE-C13 | BPK0 | ADDRESSABLE SMOKE DETECTOR SD1,2,3,4 | ACTIVE | SNR-H13SGJ10EG001 | APAO | AO1 | WSCH | O-BPKT00-67YI | O-BPKT00-67YI-BM | 1 | YEARS | JP-02630-H13SGJ10EG001-EE-C13 |  | 2024-09-03 | SNR0-2E0 | หฟศ-ฟ. | PTW งานเกี่ยวกับไฟฟ้า | 1 | 7 | 08:00:00 | Group-58-H13SGJ-EE-C13 | 0 | 23 | 0 | H13SGJ | CO2 Fire Fighting System | C13 | EE | H13SGJ10 | EG | CO2 Fire Fighting Unit | Addressable Smoke Detector SD1,2,3,4 (SNR-H03SGY10CH101-CH104) | 58 | 2024-09-09 | 16:00:00
PO-02640-H13SGJ10EG002-EE-C13 | BPK0 | FENWALL HEAT DETECTOR X4UD HD1001/4 | ACTIVE | SNR-H13SGJ10EG002 | APAO | AO1 | WSCH | O-BPKT00-67YI | O-BPKT00-67YI-BM | 1 | YEARS | JP-02640-H13SGJ10EG002-EE-C13 |  | 2024-09-03 | SNR0-2E0 | หฟศ-ฟ. | PTW งานเกี่ยวกับไฟฟ้า | 1 | 7 | 08:00:00 | Group-58-H13SGJ-EE-C13 | 0 | 24 | 0 | H13SGJ | CO2 Fire Fighting System | C13 | EE | H13SGJ10 | EG | CO2 Fire Fighting Unit | Fenwall Heat Detector x4ud HD1001/4 (SNR-H03SGY10CH007) | 58 | 2024-09-09 | 16:00:00
PO-02650-H13SGJ10EG003-EE-C13 | BPK0 | FENWALL HEAT DETECTOR X4UD HD1005/8 | ACTIVE | SNR-H13SGJ10EG003 | APAO | AO1 | WSCH | O-BPKT00-67YI | O-BPKT00-67YI-BM | 1 | YEARS | JP-02650-H13SGJ10EG003-EE-C13 |  | 2024-09-03 | SNR0-2E0 | หฟศ-ฟ. | PTW งานเกี่ยวกับไฟฟ้า | 1 | 7 | 08:00:00 | Group-58-H13SGJ-EE-C13 | 0 | 25 | 0 | H13SGJ | CO2 Fire Fighting System | C13 | EE | H13SGJ10 | EG | CO2 Fire Fighting Unit | Fenwall Heat Detector x4ud HD1005/8 (SNR-H03SGY10CH014) | 58 | 2024-09-09 | 16:00:00
Group-59-H13QEA-EE-C13 | BPK0 | Compressed Air Set,SNR0-2E0,PTW งานเกี่ยวกับไฟฟ้า | ACTIVE | BPK-H13 | APAO | AO1 | WSCH | O-BPKT00-67YI | O-BPKT00-67YI-BM | 1 | YEARS |  |  | 2024-09-03 | SNR0-2E0 | หฟศ-ฟ. | PTW งานเกี่ยวกับไฟฟ้า | 0 | 7 | 08:00:00 |  | 0 | 77 | 1 | H13QEA | Compressed Air Set | C13 | EE |  |  |  |  | 59 | 2024-09-09 | 16:00:00
PO-02820-H13QEA10-EE-C13 | BPK0 | AIR COMPRESSOR MOTOR A | ACTIVE | SNR-H13QEA10 | APAO | AO1 | WSCH | O-BPKT00-67YI | O-BPKT00-67YI-BM | 1 | YEARS | JP-02820-H13QEA10-EE-C13 |  | 2024-09-03 | SNR0-2E0 | หฟศ-ฟ. | PTW งานเกี่ยวกับไฟฟ้า | 1 | 7 | 08:00:00 | Group-59-H13QEA-EE-C13 | 0 | 1 | 1 | H13QEA | Compressed Air Set | C13 | EE | H13QEA10 |  | Air Compressor Set No.A(460A) | Air Compressor Set No.A(460A) | 59 | 2024-09-09 | 16:00:00
PO-02820-H13QEA20-EE-C13 | BPK0 | AIR COMPRESSOR MOTOR B | ACTIVE | SNR-H13QEA20 | APAO | AO1 | WSCH | O-BPKT00-67YI | O-BPKT00-67YI-BM | 1 | YEARS | JP-02820-H13QEA20-EE-C13 |  | 2024-09-03 | SNR0-2E0 | หฟศ-ฟ. | PTW งานเกี่ยวกับไฟฟ้า | 1 | 7 | 08:00:00 | Group-59-H13QEA-EE-C13 | 0 | 2 | 1 | H13QEA | Compressed Air Set | C13 | EE | H13QEA20 |  | Air Compressor Set No.B(460B) | Air Compressor Set No.B(460B) | 59 | 2024-09-09 | 16:00:00
PO-02820-H13QEA30-EE-C13 | BPK0 | AIR COMPRESSOR MOTOR C | ACTIVE | SNR-H13QEA30 | APAO | AO1 | WSCH | O-BPKT00-67YI | O-BPKT00-67YI-BM | 1 | YEARS | JP-02820-H13QEA30-EE-C13 |  | 2024-09-03 | SNR0-2E0 | หฟศ-ฟ. | PTW งานเกี่ยวกับไฟฟ้า | 1 | 7 | 08:00:00 | Group-59-H13QEA-EE-C13 | 0 | 3 | 1 | H13QEA | Compressed Air Set | C13 | EE | H13QEA30 |  | Air Compressor Set No.C(460C) | Air Compressor Set No.C(460C) | 59 | 2024-09-09 | 16:00:00
Group-60-H13LSL-EE-C13 | BPK0 | Drainage System SNR#1-3,SNR0-2E0,PTW งานเกี่ยวกับไฟฟ้า | ACTIVE | BPK-H13 | APAO | AO1 | WSCH | O-BPKT00-67YI | O-BPKT00-67YI-BM | 1 | YEARS |  |  | 2024-09-03 | SNR0-2E0 | หฟศ-ฟ. | PTW งานเกี่ยวกับไฟฟ้า | 0 | 7 | 08:00:00 |  | 0 | 78 | 0 | H13LSL | Drainage System SNR#1-3 | C13 | EE |  |  |  |  | 60 | 2024-09-09 | 16:00:00
PO-02820-H13LSL10AP001-M01-EE-C13 | BPK0 | DRAINAGE PUMP MOTOR A | ACTIVE | SNR-H13LSL10AP001-M01 | APAO | AO1 | WSCH | O-BPKT00-67YI | O-BPKT00-67YI-BM | 1 | YEARS | JP-02820-H13LSL10AP001-M01-EE-C13 |  | 2024-09-03 | SNR0-2E0 | หฟศ-ฟ. | PTW งานเกี่ยวกับไฟฟ้า | 1 | 7 | 08:00:00 | Group-60-H13LSL-EE-C13 | 0 | 1 | 0 | H13LSL | Drainage System SNR#1-3 | C13 | EE | H13LSL10 | AP | Drainage System | Motor (88WHMA) (SNR-H13LSL11AP001-M01) | 60 | 2024-09-09 | 16:00:00 | PMNUM มีความยาวมากกว่า 30 ตัวอักษร
PO-02820-H13LSL10AP002-M01-EE-C13 | BPK0 | DRAINAGE PUMP MOTOR B | ACTIVE | SNR-H13LSL10AP002-M01 | APAO | AO1 | WSCH | O-BPKT00-67YI | O-BPKT00-67YI-BM | 1 | YEARS | JP-02820-H13LSL10AP002-M01-EE-C13 |  | 2024-09-03 | SNR0-2E0 | หฟศ-ฟ. | PTW งานเกี่ยวกับไฟฟ้า | 1 | 7 | 08:00:00 | Group-60-H13LSL-EE-C13 | 0 | 2 | 0 | H13LSL | Drainage System SNR#1-3 | C13 | EE | H13LSL10 | AP | Drainage System | Motor (88WHMB) (SNR-H13LSL12AP001-M01) | 60 | 2024-09-09 | 16:00:00 | PMNUM มีความยาวมากกว่า 30 ตัวอักษร
Group-61-H00BTL-EE-C0 | BPK0 | Battery Chargers,MSP0-E940,PTW งานเกี่ยวกับไฟฟ้า | ACTIVE | BPK-H00 | APAO | AO1 | WSCH | O-BPKT00-67YI | O-BPKT00-67YI-BM | 1 | YEARS |  |  | 2024-09-03 | MSP0-E940 | หบฟส-ธ. | PTW งานเกี่ยวกับไฟฟ้า | 0 | 7 | 08:00:00 |  | 0 | 79 | 1 | H00BTL | Battery Chargers | C0 | EE |  |  |  |  | 61 | 2024-09-04 | 16:00:00
PO-02780-H00BTL10GU101-EE-C0 | BPK0 | 125 VDC BATTERY CHARGER NO.1 | ACTIVE | SNR-H00BTL10GU101 | APAO | AO1 | WSCH | O-BPKT00-67YI | O-BPKT00-67YI-BM | 1 | YEARS | JP-02780-H00BTL10GU101-EE-C0 |  | 2024-09-03 | MSP0-E940 | หบฟส-ธ. | PTW งานเกี่ยวกับไฟฟ้า | 1 | 7 | 08:00:00 | Group-61-H00BTL-EE-C0 | 0 | 1 | 1 | H00BTL | Battery Chargers | C0 | EE | H00BTL10 | GU | Battery Chargers Equipment | 125 VDC Battery Charger No.1 | 61 | 2024-09-03 | 16:00:00
PO-02790-H00BTL10GU102-EE-C0 | BPK0 | 125 VDC BATTERY CHARGER NO.2 | ACTIVE | SNR-H00BTL10GU102 | APAO | AO1 | WSCH | O-BPKT00-67YI | O-BPKT00-67YI-BM | 1 | YEARS | JP-02790-H00BTL10GU102-EE-C0 |  | 2024-09-04 | MSP0-E940 | หบฟส-ธ. | PTW งานเกี่ยวกับไฟฟ้า | 1 | 7 | 08:00:00 | Group-61-H00BTL-EE-C0 | 0 | 2 | 1 | H00BTL | Battery Chargers | C0 | EE | H00BTL10 | GU | Battery Chargers Equipment | 125 VDC Battery Charger No.2 | 61 | 2024-09-04 | 16:00:00
Group-62-H00BTA-EE-C0 | BPK0 | Batteries,MSP0-E940,PTW งานเกี่ยวกับไฟฟ้า | ACTIVE | BPK-H00 | APAO | AO1 | WSCH | O-BPKT00-67YI | O-BPKT00-67YI-BM | 1 | YEARS |  |  | 2024-09-07 | MSP0-E940 | หบฟส-ธ. | PTW งานเกี่ยวกับไฟฟ้า | 0 | 7 | 08:00:00 |  | 0 | 80 | 0 | H00BTA | Batteries | C0 | EE |  |  |  |  | 62 | 2024-09-09 | 16:00:00
PO-02800-H00BTA10GR101-EE-C0 | BPK0 | BATTERY 125 VDC SET NO. 1 | ACTIVE | SNR-H00BTA10GR101 | APAO | AO1 | WSCH | O-BPKT00-67YI | O-BPKT00-67YI-BM | 1 | YEARS | JP-02800-H00BTA10GR101-EE-C0 |  | 2024-09-07 | MSP0-E940 | หบฟส-ธ. | PTW งานเกี่ยวกับไฟฟ้า | 1 | 7 | 08:00:00 | Group-62-H00BTA-EE-C0 | 0 | 1 | 0 | H00BTA | Batteries | C0 | EE | H00BTA10 | GR | Battery set | Battery 125 VDC set No. 1 | 62 | 2024-09-08 | 16:00:00
PO-02810-H00BTA10GR102-EE-C0 | BPK0 | BATTERY 125 VDC SET NO. 2 | ACTIVE | SNR-H00BTA10GR102 | APAO | AO1 | WSCH | O-BPKT00-67YI | O-BPKT00-67YI-BM | 1 | YEARS | JP-02810-H00BTA10GR102-EE-C0 |  | 2024-09-08 | MSP0-E940 | หบฟส-ธ. | PTW งานเกี่ยวกับไฟฟ้า | 1 | 7 | 08:00:00 | Group-62-H00BTA-EE-C0 | 0 | 2 | 0 | H00BTA | Batteries | C0 | EE | H00BTA10 | GR | Battery set | Battery 125 VDC set No. 2 | 62 | 2024-09-09 | 16:00:00
PO-02820-H03PAG11AP001-EE-U | BPK0 | DRAFT TUBE WATER PUMP MOTOR | ACTIVE | SNR-H03PAG11AP001 | APAO | AO1 | WSCH | O-BPKT00-67YI | O-BPKT00-67YI-BM | 1 | YEARS | JP-02820-H03PAG11AP001-EE-U |  | 2024-09-03 | SNR0-2E0 | หฟศ-ฟ. | PTW งานเกี่ยวกับไฟฟ้า | 0 | 7 | 08:00:00 |  | 0 | 81 |  | H03PAG | Cooling Water System | U | EE | H03PAG11 | AP | Main Cooling From D/T (SNR-H03PAC20) | Main Cooling Water Pump(801) |  | 2024-09-09 | 16:00:00
PO-02410-H03MKC20DX102-EE-U | BPK0 | SLIP RING AND BRUSH HOLDER (หกฟ-ธ.) | ACTIVE | SNR-H03MKC20DX102 | APAO | AO1 | WSCH | O-BPKT00-67YI | O-BPKT00-67YI-BM | 1 | YEARS | JP-02410-H03MKC20DX102-EE-U |  | 2024-09-03 | MSP0-E220 | หกฟ-ธ. | PTW งานเกี่ยวกับไฟฟ้า | 0 | 7 | 08:00:00 |  | 0 | 82 |  | H03MKC | Excitation System | U | EE | H03MKC20 | DX | Excitation Set | Slip Ring |  | 2024-09-09 | 16:00:00
PO-02310-H03MEY10GH100-EE-U | BPK0 | GOV. ELECTRICAL CONTROL (SUPPLY MODULE, SENSOR/DETECTOR/FEEDBACK EQUIP, ACTUATOR, AUX/PROTECTION) | ACTIVE | SNR-H03MEY10GH100 | APAO | AO1 | WSCH | O-BPKT00-67YI | O-BPKT00-67YI-BM | 1 | YEARS | JP-02310-H03MEY10GH100-EE-U |  | 2024-09-03 | MSP0-E920 | หคมก-ธ. | PTW งานเกี่ยวกับไฟฟ้า | 0 | 7 | 08:00:00 |  | 0 | 83 |  | H03MEY | Turbine Control and Protection Equipment | U | EE | H03MEY10 | GH | Governor&Turbine Control | PNL. Turbine Control Cubicle |  | 2024-09-12 | 16:00:00
PO-02540-H03CWF10GK100-F01-EE-U | BPK0 | AUTOMATIC SYNCHRONIZER | ACTIVE | SNR-H03CWF10GK100-F01 | APAO | AO1 | WSCH | O-BPKT00-67YI | O-BPKT00-67YI-BM | 1 | YEARS | JP-02540-H03CWF10GK100-F01-EE-U |  | 2024-09-04 | MSP0-E250 | หรคฟ-ธ. | PTW งานเกี่ยวกับไฟฟ้า | 0 | 7 | 08:00:00 |  | 0 | 84 |  | H03CWF | Main Control Panel | U | EE | H03CWF10 | GK | Master SW. Control | Digital Synchronizer SYN 3000/3221en (SNR-H00APA01GH001+0APA01-A500) |  | 2024-09-12 | 16:00:00 | PMNUM มีความยาวมากกว่า 30 ตัวอักษร
PO-01980-H03BAA11GT100-T01-EE-U | BPK0 | NEUTRAL TRANSFORMER NGT. (SNR-H03MKY01CE210) (หมปฟ-ธ.) | ACTIVE | SNR-H03BAA11GT100-T01 | APAO | AO1 | WSCH | O-BPKT00-67YI | O-BPKT00-67YI-BM | 1 | YEARS | JP-01980-H03BAA11GT100-T01-EE-U |  | 2024-09-07 | MSP0-E830 | หมปฟ-ธ. | PTW งานเกี่ยวกับไฟฟ้า | 0 | 7 | 08:00:00 |  | 0 | 85 |  | H03BAA | Generator Leads | U | EE | H03BAA11 | GT | Generator Neutral System | NGT Transformer (SNR-H03MKY01CE210) |  | 2024-09-07 | 16:00:00 | PMNUM มีความยาวมากกว่า 30 ตัวอักษร
PO-01960-H03BAA10GA100-EE-U | BPK0 | 13.8 KV. ISOLATE PHASE BUS DUCT 3 Parts (หกฟ-ธ.) | ACTIVE | SNR-H03BAA10GA100 | APAO | AO1 | WSCH | O-BPKT00-67YI | O-BPKT00-67YI-BM | 1 | YEARS | JP-01960-H03BAA10GA100-EE-U |  | 2024-09-08 | MSP0-E220 | หกฟ-ธ. | PTW งานเกี่ยวกับไฟฟ้า | 0 | 7 | 08:00:00 |  | 0 | 86 |  | H03BAA | Generator Leads | U | EE | H03BAA10 | GA | 13.8 KV. BUS & Accessories | IPB 13.8 kV |  | 2024-09-08 | 16:00:00
PO-01560-H03MKA40HA001-EE-U | BPK0 | GENERATOR STATOR (หขศ-ฟ.) | ACTIVE | SNR-H03MKA40HA001 | APAO | AO1 | WSCH | O-BPKT00-67YI | O-BPKT00-67YI-BM | 1 | YEARS | JP-01560-H03MKA40HA001-EE-U |  | 2024-09-03 | SNR0-3D0 | หขศ-ฟ. | PTW งานนั่งร้าน : ติดตั้งและแก้ไข, PTW งานนั่งร้าน : รื้อถอน | 0 | 7 | 08:00:00 |  | 0 | 87 |  | H03MKA | Generator | U | EE | H03MKA40 | HA | Stator | Gen. Stator |  | 2024-09-09 | 16:00:00
PO-02160-H03BAT10GT100-EE-U | BPK0 | 13.8/230 kV OIL IMMERSED TYPE TRANSFORMER (หขศ-ฟ.) | ACTIVE | SNR-H03BAT10GT100 | APAO | AO1 | WSCH | O-BPKT00-67YI | O-BPKT00-67YI-BM | 1 | YEARS | JP-02160-H03BAT10GT100-EE-U |  | 2024-09-03 | SNR0-3D0 | หขศ-ฟ. | PTW งานนั่งร้าน : ติดตั้งและแก้ไข, PTW งานนั่งร้าน : รื้อถอน | 0 | 7 | 08:00:00 |  | 0 | 88 |  | H03BAT | 13.8/230kV Generator Transformer | U | EE | H03BAT10 | GT | Generator Transformer | 13.8/230KV.Generator Transformer KG3A (SNR-H03BAT01GH001) |  | 2024-09-09 | 16:00:00
PO-01720-H03BAA10GS200-T03-EE-U | BPK0 | PT1 OF GEN. DS. (SYNCH., GEN.PROT., AVR&GOV.) (หทอฟ-ธ.) | ACTIVE | SNR-H03BAA10GS200-T03 | APAO | AO1 | WSCH | O-BPKT00-67YI | O-BPKT00-67YI-BM | 1 | YEARS | JP-01720-H03BAA10GS200-T03-EE-U |  | 2024-09-03 | MSP0-EA30 | หทอฟ-ธ. | PTW งานทั่วไป//PTW งานเกี่ยวกับไฟฟ้า | 0 | 7 | 08:00:00 |  | 0 | 89 |  | H03BAA | Generator Leads | U | EE | H03BAA10 | GS | 13.8 KV. BUS & Accessories | DS.1331 PT1 (SNR-H03BAC01CE210A,B,C) |  | 2024-09-03 | 16:00:00 | PMNUM มีความยาวมากกว่า 30 ตัวอักษร
PO-02530-H03MKC20CT001-EE-U | BPK0 | INSTRUMENT (SLIP RING COVER AREA TEMP. MKA05CT001) | ACTIVE | SNR-H03MKC20CT001 | APAO | AO1 | WSCH | O-BPKT00-67YI | O-BPKT00-67YI-BM | 1 | YEARS | JP-02530-H03MKC20CT001-EE-U |  | 2024-09-03 | SNR0-2E0 | หฟศ-ฟ. | PTW งานทั่วไป | 0 | 7 | 08:00:00 |  | 0 | 90 |  | H03MKC | Excitation System | U | EE | H03MKC20 | CT | Excitation Set | Slip Ring Cover Area Temp. RTD (SNR-H03MKA05CT001) |  | 2024-09-09 | 16:00:00
PO-02830-H03M-EE-U | BPK0 | MOTOR (หบศ-ฟ.) | ACTIVE | SNR-H03M | APAO | AO1 | WSCH | O-BPKT00-67YI | O-BPKT00-67YI-BM | 1 | YEARS | JP-02830-H03M-EE-U |  | 2024-08-29 | SNR0-2M0 | หบศ-ฟ. | PTW งานทั่วไป | 0 | 7 | 08:00:00 |  | 0 | 91 |  | H03M | Mechanical (Turbine and Generator) | U | EE | H03M |  | Mechanical (Turbine and Generator) | Mechanical (Turbine and Generator) |  | 2024-08-30 | 16:00:00
PO-02760-H03CJA10-EE-U | BPK0 | UNIT CONTROL FUNCTION AND SEQUENCE TEST (หวปศ-ฟ.) | ACTIVE | SNR-H03CJA10 | APAO | AO1 | WSCH | O-BPKT00-67YI | O-BPKT00-67YI-BM | 1 | YEARS | JP-02760-H03CJA10-EE-U |  | 2024-09-11 | SNR0-2P0 | หวปศ-ฟ. | PTW งานทั่วไป | 0 | 7 | 08:00:00 |  | 0 | 92 |  | H03CJA | Unit Control System | U | EE | H03CJA10 |  | Unit Control Board | Unit Control Board |  | 2024-09-12 | 16:00:00
PO-02660-H13SGY10EG100-EE-C13 | BPK0 | CO2 PNL. UNIT 1-3 CONTROL PANEL | ACTIVE | SNR-H13SGY10EG100 | APAO | AO1 | WSCH | O-BPKT00-67YI | O-BPKT00-67YI-BM | 1 | YEARS | JP-02660-H13SGY10EG100-EE-C13 |  | 2024-09-03 | SNR0-2E0 | หฟศ-ฟ. | PTW งานเกี่ยวกับไฟฟ้า | 0 | 7 | 08:00:00 |  | 0 | 93 |  | H13SGY | Fire System Control and Protection Equip | C13 | EE | H13SGY10 | EG | CO2 Alarm and Control | CO2 PNL. Unit 1-3 Control Panel (00CYE00EJ001) |  | 2024-09-09 | 16:00:00
PO-02770-H00BRA10GU100-EE-C0 | BPK0 | INVERTER NO.1 & NO.2 | ACTIVE | SNR-H00BRA10GU100 | APAO | AO1 | WSCH | O-BPKT00-67YI | O-BPKT00-67YI-BM | 1 | YEARS | JP-02770-H00BRA10GU100-EE-C0 |  | 2024-09-05 | MSP0-E940 | หบฟส-ธ. | PTW งานเกี่ยวกับไฟฟ้า | 0 | 7 | 08:00:00 |  | 0 | 94 |  | H00BRA | 230V Safe AC | C0 | EE | H00BRA10 | GU | No_kks_found | Inverter No.1&2 (SNR-H00BRA10GH001) |  | 2024-09-06 | 16:00:00
PO-02590-H00BFA10-EE-C0 | BPK0 | ACB-6 | ACTIVE | SNR-H00BFA10 | APAO | AO1 | WSCH | O-BPKT00-67YI | O-BPKT00-67YI-BM | 1 | YEARS | JP-02590-H00BFA10-EE-C0 |  | 2024-09-04 | MSP0-E840 | หอตฟ-ธ. | PTW งานเกี่ยวกับไฟฟ้า | 0 | 7 | 08:00:00 |  | 0 | 95 |  | H00BFA | LV.Distribution Board | C0 | EE | H00BFA10 |  | ACB-1 (SNR-H00BHA12GS100) | ACB-1 (SNR-H00BHA12GS100) |  | 2024-09-09 | 16:00:00
PO-02210-H00BBT10GT101-EE-C0 | BPK0 | STATION SERVICE TRANSFORMER (หทอฟ-ธ.) | ACTIVE | SNR-H00BBT10GT101 | APAO | AO1 | WSCH | O-BPKT00-67YI | O-BPKT00-67YI-BM | 1 | YEARS | JP-02210-H00BBT10GT101-EE-C0 |  | 2024-09-03 | MSP0-EA30 | หทอฟ-ธ. | PTW งานเกี่ยวกับไฟฟ้า | 0 | 7 | 08:00:00 |  | 0 | 96 |  | H00BBT | Station Service TR. & Aux. | C0 | EE | H00BBT10 | GT | Station Service Transformers | Transformers KW1B(SSTR1) (SNR-H00BBT10GT001) |  | 2024-09-09 | 16:00:00
PO-02200-H00BBT10GT101-EE-C0 | BPK0 | STATION SERVICE TRANSFORMER (หมปฟ-ธ.) | ACTIVE | SNR-H00BBT10GT101 | APAO | AO1 | WSCH | O-BPKT00-67YI | O-BPKT00-67YI-BM | 1 | YEARS | JP-02200-H00BBT10GT101-EE-C0 |  | 2024-09-03 | MSP0-E830 | หมปฟ-ธ. | PTW งานเกี่ยวกับไฟฟ้า | 0 | 7 | 08:00:00 |  | 0 | 97 |  | H00BBT | Station Service TR. & Aux. | C0 | EE | H00BBT10 | GT | Station Service Transformers | Transformers KW1B(SSTR1) (SNR-H00BBT10GT001) |  | 2024-09-09 | 16:00:00
PO-02270-H00BBT10GT101-EE-C0 | BPK0 | STATION SERVICE TRANSFORMER PROTECTION F111 | ACTIVE | SNR-H00BBT10GT101 | APAO | AO1 | WSCH | O-BPKT00-67YI | O-BPKT00-67YI-BM | 1 | YEARS | JP-02270-H00BBT10GT101-EE-C0 |  | 2024-09-03 | MSP0-E240 | หรวฟ-ธ. | PTW งานเกี่ยวกับไฟฟ้า | 0 | 7 | 08:00:00 |  | 0 | 98 |  | H00BBT | Station Service TR. & Aux. | C0 | EE | H00BBT10 | GT | Station Service Transformers | Transformers KW1B(SSTR1) (SNR-H00BBT10GT001) |  | 2024-09-09 | 16:00:00
Group-63-H03MKA-CV-U | BPK0 | Generator,MSP0-VG80,PTW งานทั่วไป | ACTIVE | BPK-T00 | APAO | AO1 | WSCH | O-BPKT00-67YI | O-BPKT00-67YI-BM | 1 | YEARS |  |  | 2024-09-03 | MSP0-VG80 | หบฟ3-ธ. | PTW งานทั่วไป | 0 | 7 | 08:00:00 |  | 0 | 99 | 1 | H03MKA | Generator | U | CV |  |  |  |  | 63 | 2024-09-03 | 16:00:00
PO-02850-H03MKA30HA001-CV-U | BPK0 | Lower Bracket : ฐานคอนกรีต (Concrete Foundation) และเหล็กรองรับฐาน (Base Plate) | ACTIVE | SNR-H03MKA30HA001 | APAO | AO1 | WSCH | O-BPKT00-67YI | O-BPKT00-67YI-BM | 1 | YEARS | JP-02850-H03MKA30HA001-CV-U |  | 2024-09-03 | MSP0-VG80 | หบฟ3-ธ. | PTW งานทั่วไป | 1 | 7 | 08:00:00 | Group-63-H03MKA-CV-U | 0 | 1 | 1 | H03MKA | Generator | U | CV | H03MKA30 | HA | Support Structure & Foundaton | Lower Bracket | 63 | 2024-09-03 | 16:00:00
PO-02860-H03MKA40-CV-U | BPK0 | Stator : ฐานคอนกรีต (Concrete Foundation) และเหล็กรองรับฐาน (Base Plate) | ACTIVE | SNR-H03MKA40 | APAO | AO1 | WSCH | O-BPKT00-67YI | O-BPKT00-67YI-BM | 1 | YEARS | JP-02860-H03MKA40-CV-U |  | 2024-09-03 | MSP0-VG80 | หบฟ3-ธ. | PTW งานทั่วไป | 1 | 7 | 08:00:00 | Group-63-H03MKA-CV-U | 0 | 2 | 1 | H03MKA | Generator | U | CV | H03MKA40 |  | Stator | Stator | 63 | 2024-09-03 | 16:00:00
Group-64-H03MEA-CV-U | BPK0 | Hydraulic Turbine,MSP0-VG80,PTW งานทั่วไป | ACTIVE | BPK-T00 | APAO | AO1 | WSCH | O-BPKT00-67YI | O-BPKT00-67YI-BM | 1 | YEARS |  |  | 2024-09-04 | MSP0-VG80 | หบฟ3-ธ. | PTW งานทั่วไป | 0 | 7 | 08:00:00 |  | 0 | 100 | 0 | H03MEA | Hydraulic Turbine | U | CV |  |  |  |  | 64 | 2024-09-05 | 16:00:00
PO-02870-H03MEA30-CV-U | BPK0 | Turbine Room : ผนังคอนกรีต (RC. Wall) | ACTIVE | SNR-H03MEA30 | APAO | AO1 | WSCH | O-BPKT00-67YI | O-BPKT00-67YI-BM | 1 | YEARS | JP-02870-H03MEA30-CV-U |  | 2024-09-04 | MSP0-VG80 | หบฟ3-ธ. | PTW งานทั่วไป | 1 | 7 | 08:00:00 | Group-64-H03MEA-CV-U | 0 | 1 | 0 | H03MEA | Hydraulic Turbine | U | CV | H03MEA30 |  | Runner, Main Shaft | Runner, Main Shaft | 64 | 2024-09-04 | 16:00:00
PO-02910-H03MEA10HA001-CV-U | BPK0 | ตรวจสอบสภาพผนังคอนกรีตหุ้ม Spiral Case | ACTIVE | SNR-H03MEA10HA001 | APAO | AO1 | WSCH | O-BPKT00-67YI | O-BPKT00-67YI-BM | 1 | YEARS | JP-02910-H03MEA10HA001-CV-U |  | 2024-09-05 | MSP0-VG80 | หบฟ3-ธ. | PTW งานทั่วไป | 1 | 7 | 08:00:00 | Group-64-H03MEA-CV-U | 0 | 2 | 0 | H03MEA | Hydraulic Turbine | U | CV | H03MEA10 | HA | Spiral Case | Spiral Case | 64 | 2024-09-05 | 16:00:00
Group-65-H03-CV-U | BPK0 | Srinagarind Hydro Unit 3,MSP0-VG80,PTW งานทั่วไป | ACTIVE | BPK-T00 | APAO | AO1 | WSCH | O-BPKT00-67YI | O-BPKT00-67YI-BM | 1 | YEARS |  |  | 2024-09-03 | MSP0-VG80 | หบฟ3-ธ. | PTW งานทั่วไป | 0 | 7 | 08:00:00 |  | 0 | 101 | 1 | H03 | Srinagarind Hydro Unit 3 | U | CV |  |  |  |  | 65 | 2024-09-06 | 16:00:00
PO-02840-H03-CV-U | BPK0 | อาคาร Power House | ACTIVE | SNR-H03 | APAO | AO1 | WSCH | O-BPKT00-67YI | O-BPKT00-67YI-BM | 1 | YEARS | JP-02840-H03-CV-U |  | 2024-09-03 | MSP0-VG80 | หบฟ3-ธ. | PTW งานทั่วไป | 1 | 7 | 08:00:00 | Group-65-H03-CV-U | 0 | 1 | 1 | H03 | Srinagarind Hydro Unit 3 | U | CV | H03 |  | Srinagarind Hydro Unit 3 | Srinagarind Hydro Unit 3 | 65 | 2024-09-03 | 16:00:00
PO-02930-H03-CV-U | BPK0 | รวบรวมข้อมูล และจัดทำรายงานเสร็จงาน | ACTIVE | SNR-H03 | APAO | AO1 | WSCH | O-BPKT00-67YI | O-BPKT00-67YI-BM | 1 | YEARS | JP-02930-H03-CV-U |  | 2024-09-03 | MSP0-VG80 | หบฟ3-ธ. | PTW งานทั่วไป | 1 | 7 | 08:00:00 | Group-65-H03-CV-U | 0 | 2 | 1 | H03 | Srinagarind Hydro Unit 3 | U | CV | H03 |  | Srinagarind Hydro Unit 3 | Srinagarind Hydro Unit 3 | 65 | 2024-09-06 | 16:00:00
PO-02880-H03MEA40HA004-CV-U | BPK0 | Upper Draft Tube : พื้นผิวคอนกรีตภายในท่อ (Abrasion of Concrete Lining) | ACTIVE | SNR-H03MEA40HA004 | APAO | AO1 | WSCH | O-BPKT00-67YI | O-BPKT00-67YI-BM | 1 | YEARS | JP-02880-H03MEA40HA004-CV-U |  | 2024-09-04 | MSP0-VG80 | หบฟ3-ธ. | PTW งานในที่อับอากาศ | 0 | 7 | 08:00:00 |  | 0 | 102 |  | H03MEA | Hydraulic Turbine | U | CV | H03MEA40 | HA | Head Cover, Stay Ring, Draft Tube, Shaft | Draft Tube |  | 2024-09-04 | 16:00:00
PO-02920-H03MEB10AA001-CV-U | BPK0 | Inlet Valve Downsteam : ฐานคอนกรีต(Concrete Foundation) และเหล็กรองรับฐาน (Base Plate) | ACTIVE | SNR-H03MEB10AA001 | APAO | AO1 | WSCH | O-BPKT00-67YI | O-BPKT00-67YI-BM | 1 | YEARS | JP-02920-H03MEB10AA001-CV-U |  | 2024-09-05 | MSP0-VG80 | หบฟ3-ธ. | PTW งานทั่วไป | 0 | 7 | 08:00:00 |  | 0 | 103 |  | H03MEB | Inlet Valve | U | CV | H03MEB10 | AA | Main Inlet Valve Set | Inlet Valve |  | 2024-09-05 | 16:00:00
PO-02900-H03BAT10GT100-CV-U | BPK0 | Transformer : ฐานรองรับ (Concrete Foundation) | ACTIVE | SNR-H03BAT10GT100 | APAO | AO1 | WSCH | O-BPKT00-67YI | O-BPKT00-67YI-BM | 1 | YEARS | JP-02900-H03BAT10GT100-CV-U |  | 2024-09-05 | MSP0-VG80 | หบฟ3-ธ. | PTW งานทั่วไป | 0 | 7 | 08:00:00 |  | 0 | 104 |  | H03BAT | 13.8/230kV Generator Transformer | U | CV | H03BAT10 | GT | Generator Transformer | 13.8/230KV.Generator Transformer KG3A (SNR-H03BAT01GH001) |  | 2024-09-05 | 16:00:00
PO-02890-H03ADA-CV-U | BPK0 | ตรวจสอบสภาพฐานคอนกรีตรองรับอุปกรณ์ภายใน Switchyard : ฐานรองรับ (Concrete Foundation) | ACTIVE | SNR-H03ADA | APAO | AO1 | WSCH | O-BPKT00-67YI | O-BPKT00-67YI-BM | 1 | YEARS | JP-02890-H03ADA-CV-U |  | 2024-09-04 | MSP0-VG80 | หบฟ3-ธ. | PTW งานทั่วไป | 0 | 7 | 08:00:00 |  | 0 | 105 |  | H03ADA | 230kV Bay | U | CV | H03ADA |  | 230kV Bay | 230kV Bay |  | 2024-09-04 | 16:00:00