## List of Locations
Location | Description | Sort Fields | Type | Status | Bus. Area | Main Craft | Cost Center | Priority | Site
PMN-H | โรงไฟฟ้าพลังน้ำเขื่อนปากมูล |  | OPERATING | OPERATING | E210 | SRD0-1G0 | F40605004 |  | SRD0
PMN-H00 | โรงไฟฟ้าพลังน้ำเขื่อนปากมูล |  | OPERATING | OPERATING | E210 | SRD0-1G0 | F40605004 |  | SRD0
PMN-H00A | Grid And Distribution Systems |  | OPERATING | OPERATING | E210 | SRD0-1E0 | F40605004 |  | SRD0
PMN-H00AE | 110-(150) kV Systems |  | OPERATING | OPERATING | E210 | SRD0-1E0 | F40605004 |  | SRD0
PMN-H00AEA | GIS 115 kV |  | OPERATING | OPERATING | E210 | SRD0-1E0 | F40605004 |  | SRD0
PMN-H00AEA10 | Bay8 115 kV Bus Bar & Coupling Bus |  | OPERATING | OPERATING | E210 | SRD0-1E0 | F40605004 |  | SRD0
PMN-H00AEA10CE001 | CT QY8B 600/1A |  | OPERATING | OPERATING | E210 | SRD0-1E0 | F40605004 |  | SRD0
PMN-H00AEA10CE002 | PT VY1B (115kV/110V) |  | OPERATING | OPERATING | E210 | SRD0-1E0 | F40605004 |  | SRD0
PMN-H00AEA10CE003 | PT VY2B (115kV/110V) |  | OPERATING | OPERATING | E210 | SRD0-1E0 | F40605004 |  | SRD0
PMN-H00AEA10GS001 | Breaker 7002 |  | OPERATING | OPERATING | E210 | SRD0-1E0 | F40605004 |  | SRD0
PMN-H00AEA10GS002 | DS 7006 |  | OPERATING | OPERATING | E210 | SRD0-1E0 | F40605004 |  | SRD0
PMN-H00AEA10GS003 | DS 7007 |  | OPERATING | OPERATING | E210 | SRD0-1E0 | F40605004 |  | SRD0
PMN-H00AEA10GS004 | DS 7004GC |  | OPERATING | OPERATING | E210 | SRD0-1E0 | F40605004 |  | SRD0
PMN-H00AEA10GS005 | DS 7004GA |  | OPERATING | OPERATING | E210 | SRD0-1E0 | F40605004 |  | SRD0
PMN-H00AEA10GS006 | DS 7004GB |  | OPERATING | OPERATING | E210 | SRD0-1E0 | F40605004 |  | SRD0
PMN-H00AEA10GS007 | DS 7004GD |  | OPERATING | OPERATING | E210 | SRD0-1E0 | F40605004 |  | SRD0
PMN-H00AEA20 | Bay3 115 kV Unit Feeder 1 |  | OPERATING | OPERATING | E210 | SRD0-1E0 | F40605004 |  | SRD0
PMN-H00AEA20CE001 | CT QY3B 600/1A |  | OPERATING | OPERATING | E210 | SRD0-1E0 | F40605004 |  | SRD0
PMN-H00AEA20GS001 | Breaker 7032 |  | OPERATING | OPERATING | E210 | SRD0-1E0 | F40605004 |  | SRD0
PMN-H00AEA20GS002 | DS 7036 |  | OPERATING | OPERATING | E210 | SRD0-1E0 | F40605004 |  | SRD0
PMN-H00AEA20GS003 | DS 7034 |  | OPERATING | OPERATING | E210 | SRD0-1E0 | F40605004 |  | SRD0
PMN-H00AEA20GS004 | DS 7037 |  | OPERATING | OPERATING | E210 | SRD0-1E0 | F40605004 |  | SRD0
PMN-H00AEA20GS005 | DS 7034GA |  | OPERATING | OPERATING | E210 | SRD0-1E0 | F40605004 |  | SRD0
PMN-H00AEA20GS006 | DS 7034GB |  | OPERATING | OPERATING | E210 | SRD0-1E0 | F40605004 |  | SRD0
PMN-H00AEA20GS007 | DS 7034GC |  | OPERATING | OPERATING | E210 | SRD0-1E0 | F40605004 |  | SRD0
PMN-H00AEA30 | Bay4 115 kV Unit Feeder 2 |  | OPERATING | OPERATING | E210 | SRD0-1E0 | F40605004 |  | SRD0
PMN-H00AEA30CE001 | CT QY4B 600/1A |  | OPERATING | OPERATING | E210 | SRD0-1E0 | F40605004 |  | SRD0
PMN-H00AEA30GS001 | Breaker 7042 |  | OPERATING | OPERATING | E210 | SRD0-1E0 | F40605004 |  | SRD0
PMN-H00AEA30GS002 | DS 7046 |  | OPERATING | OPERATING | E210 | SRD0-1E0 | F40605004 |  | SRD0
PMN-H00AEA30GS003 | DS 7044 |  | OPERATING | OPERATING | E210 | SRD0-1E0 | F40605004 |  | SRD0
PMN-H00AEA30GS004 | DS 7047 |  | OPERATING | OPERATING | E210 | SRD0-1E0 | F40605004 |  | SRD0
PMN-H00AEA30GS005 | DS 7044GA |  | OPERATING | OPERATING | E210 | SRD0-1E0 | F40605004 |  | SRD0
PMN-H00AEA30GS006 | DS 7044GB |  | OPERATING | OPERATING | E210 | SRD0-1E0 | F40605004 |  | SRD0
PMN-H00AEA30GS007 | DS 7044GC |  | OPERATING | OPERATING | E210 | SRD0-1E0 | F40605004 |  | SRD0
PMN-H00AEA40 | Bay5 115 kV Unit Feeder 3 |  | OPERATING | OPERATING | E210 | SRD0-1E0 | F40605004 |  | SRD0
PMN-H00AEA40CE001 | CT QY5B 600/1A |  | OPERATING | OPERATING | E210 | SRD0-1E0 | F40605004 |  | SRD0
PMN-H00AEA40GS001 | Breaker 7052 |  | OPERATING | OPERATING | E210 | SRD0-1E0 | F40605004 |  | SRD0
PMN-H00AEA40GS002 | DS 7056 |  | OPERATING | OPERATING | E210 | SRD0-1E0 | F40605004 |  | SRD0
PMN-H00AEA40GS003 | DS 7054 |  | OPERATING | OPERATING | E210 | SRD0-1E0 | F40605004 |  | SRD0
PMN-H00AEA40GS004 | DS 7057 |  | OPERATING | OPERATING | E210 | SRD0-1E0 | F40605004 |  | SRD0
PMN-H00AEA40GS005 | DS 7054GA |  | OPERATING | OPERATING | E210 | SRD0-1E0 | F40605004 |  | SRD0
PMN-H00AEA40GS006 | DS 7054GB |  | OPERATING | OPERATING | E210 | SRD0-1E0 | F40605004 |  | SRD0
PMN-H00AEA40GS007 | DS 7054GC |  | OPERATING | OPERATING | E210 | SRD0-1E0 | F40605004 |  | SRD0
PMN-H00AEA50 | Bay7 115 kV Unit Feeder 4 |  | OPERATING | OPERATING | E210 | SRD0-1E0 | F40605004 |  | SRD0
PMN-H00AEA50CE001 | CT QY7B 600/1A |  | OPERATING | OPERATING | E210 | SRD0-1E0 | F40605004 |  | SRD0
PMN-H00AEA50GS001 | Breaker 7072 |  | OPERATING | OPERATING | E210 | SRD0-1E0 | F40605004 |  | SRD0
PMN-H00AEA50GS002 | DS 7076 |  | OPERATING | OPERATING | E210 | SRD0-1E0 | F40605004 |  | SRD0
PMN-H00AEA50GS003 | DS 7074 |  | OPERATING | OPERATING | E210 | SRD0-1E0 | F40605004 |  | SRD0
PMN-H00AEA50GS004 | DS 7077 |  | OPERATING | OPERATING | E210 | SRD0-1E0 | F40605004 |  | SRD0
PMN-H00AEA50GS005 | DS 7074GA |  | OPERATING | OPERATING | E210 | SRD0-1E0 | F40605004 |  | SRD0
PMN-H00AEA50GS006 | DS 7074GB |  | OPERATING | OPERATING | E210 | SRD0-1E0 | F40605004 |  | SRD0
PMN-H00AEA50GS007 | DS 7074GC |  | OPERATING | OPERATING | E210 | SRD0-1E0 | F40605004 |  | SRD0
PMN-H00AEA60 | Bay2 115 kV Line 1 |  | OPERATING | OPERATING | E210 | SRD0-1E0 | F40605004 |  | SRD0
PMN-H00AEA60CE001 | CT QY2B 600/1A |  | OPERATING | OPERATING | E210 | SRD0-1E0 | F40605004 |  | SRD0
PMN-H00AEA60CE002 | CT QY2A |  | OPERATING | OPERATING | E210 | SRD0-1E0 | F40605004 |  | SRD0
PMN-H00AEA60CE002-T01 | CT QY2A Phase A (600/1A) |  | OPERATING | OPERATING | E210 | SRD0-1E0 | F40605004 |  | SRD0
PMN-H00AEA60CE002-T02 | CT QY2A Phase B (600/1A) |  | OPERATING | OPERATING | E210 | SRD0-1E0 | F40605004 |  | SRD0
PMN-H00AEA60CE002-T03 | CT QY2A Phase C (600/1A) |  | OPERATING | OPERATING | E210 | SRD0-1E0 | F40605004 |  | SRD0
PMN-H00AEA60CE003 | PT VY2A |  | OPERATING | OPERATING | E210 | SRD0-1E0 | F40605004 |  | SRD0
PMN-H00AEA60CE003-T01 | PT VY2A Phase A (115kV/115V) |  | OPERATING | OPERATING | E210 | SRD0-1E0 | F40605004 |  | SRD0
PMN-H00AEA60CE003-T02 | PT VY2A Phase B (115kV/115V) |  | OPERATING | OPERATING | E210 | SRD0-1E0 | F40605004 |  | SRD0
PMN-H00AEA60CE003-T03 | PT VY2A Phase C (115kV/115V) |  | OPERATING | OPERATING | E210 | SRD0-1E0 | F40605004 |  | SRD0
PMN-H00AEA60GS001 | Breaker 7022 |  | OPERATING | OPERATING | E210 | SRD0-1E0 | F40605004 |  | SRD0
PMN-H00AEA60GS002 | DS 7026 |  | OPERATING | OPERATING | E210 | SRD0-1E0 | F40605004 |  | SRD0
PMN-H00AEA60GS003 | DS 7024 |  | OPERATING | OPERATING | E210 | SRD0-1E0 | F40605004 |  | SRD0
PMN-H00AEA60GS004 | DS 7025 |  | OPERATING | OPERATING | E210 | SRD0-1E0 | F40605004 |  | SRD0
PMN-H00AEA60GS005 | DS 7023 |  | OPERATING | OPERATING | E210 | SRD0-1E0 | F40605004 |  | SRD0
PMN-H00AEA60GS006 | DS 7027 |  | OPERATING | OPERATING | E210 | SRD0-1E0 | F40605004 |  | SRD0
PMN-H00AEA60GS007 | DS 7024GA |  | OPERATING | OPERATING | E210 | SRD0-1E0 | F40605004 |  | SRD0
PMN-H00AEA60GS008 | DS 7024GB |  | OPERATING | OPERATING | E210 | SRD0-1E0 | F40605004 |  | SRD0
PMN-H00AEA60GS009 | DS 7024GC |  | OPERATING | OPERATING | E210 | SRD0-1E0 | F40605004 |  | SRD0
PMN-H00AEA60GS010 | DS 7024GD |  | OPERATING | OPERATING | E210 | SRD0-1E0 | F40605004 |  | SRD0
PMN-H00AEA60GV001 | Lightning Arester |  | OPERATING | OPERATING | E210 | SRD0-1E0 | F40605004 |  | SRD0
PMN-H00AEA60GV001-T01 | Lightning Arester Phase A |  | OPERATING | OPERATING | E210 | SRD0-1E0 | F40605004 |  | SRD0
PMN-H00AEA60GV001-T02 | Lightning Arester Phase B |  | OPERATING | OPERATING | E210 | SRD0-1E0 | F40605004 |  | SRD0
PMN-H00AEA60GV001-T03 | Lightning Arester Phase C |  | OPERATING | OPERATING | E210 | SRD0-1E0 | F40605004 |  | SRD0
PMN-H00AEA60GY001 | Wave Trap Phase A |  | OPERATING | OPERATING | E210 | SRD0-1E0 | F40605004 |  | SRD0
PMN-H00AEA60GY002 | Wave Trap Phase C |  | OPERATING | OPERATING | E210 | SRD0-1E0 | F40605004 |  | SRD0
PMN-H00AEA70 | Bay6 115 kV Line 2 |  | OPERATING | OPERATING | E210 | SRD0-1E0 | F40605004 |  | SRD0
PMN-H00AEA70CE001 | CT QY6B 600/1A |  | OPERATING | OPERATING | E210 | SRD0-1E0 | F40605004 |  | SRD0
PMN-H00AEA70CE002 | CT QY6A |  | OPERATING | OPERATING | E210 | SRD0-1E0 | F40605004 |  | SRD0
PMN-H00AEA70CE002-T01 | CT QY6A Phase A (600/1A) |  | OPERATING | OPERATING | E210 | SRD0-1E0 | F40605004 |  | SRD0
PMN-H00AEA70CE002-T02 | CT QY6A Phase B (600/1A) |  | OPERATING | OPERATING | E210 | SRD0-1E0 | F40605004 |  | SRD0
PMN-H00AEA70CE002-T03 | CT QY6A Phase C (600/1A) |  | OPERATING | OPERATING | E210 | SRD0-1E0 | F40605004 |  | SRD0
PMN-H00AEA70CE003 | PT VY6A |  | OPERATING | OPERATING | E210 | SRD0-1E0 | F40605004 |  | SRD0
PMN-H00AEA70CE003-T01 | PT VY6A Phase A (115kV/115V) |  | OPERATING | OPERATING | E210 | SRD0-1E0 | F40605004 |  | SRD0
PMN-H00AEA70CE003-T02 | PT VY6A Phase B (115kV/115V) |  | OPERATING | OPERATING | E210 | SRD0-1E0 | F40605004 |  | SRD0
PMN-H00AEA70CE003-T03 | PT VY6A Phase C (115kV/115V) |  | OPERATING | OPERATING | E210 | SRD0-1E0 | F40605004 |  | SRD0
PMN-H00AEA70GS001 | Breaker 7062 |  | OPERATING | OPERATING | E210 | SRD0-1E0 | F40605004 |  | SRD0
PMN-H00AEA70GS002 | DS 7066 |  | OPERATING | OPERATING | E210 | SRD0-1E0 | F40605004 |  | SRD0
PMN-H00AEA70GS003 | DS 7064 |  | OPERATING | OPERATING | E210 | SRD0-1E0 | F40605004 |  | SRD0
PMN-H00AEA70GS004 | DS 7065 |  | OPERATING | OPERATING | E210 | SRD0-1E0 | F40605004 |  | SRD0
PMN-H00AEA70GS005 | DS 7063 |  | OPERATING | OPERATING | E210 | SRD0-1E0 | F40605004 |  | SRD0
PMN-H00AEA70GS006 | DS 7067 |  | OPERATING | OPERATING | E210 | SRD0-1E0 | F40605004 |  | SRD0
PMN-H00AEA70GS007 | DS 7064GA |  | OPERATING | OPERATING | E210 | SRD0-1E0 | F40605004 |  | SRD0
PMN-H00AEA70GS008 | DS 7064GB |  | OPERATING | OPERATING | E210 | SRD0-1E0 | F40605004 |  | SRD0
PMN-H00AEA70GS009 | DS 7064GC |  | OPERATING | OPERATING | E210 | SRD0-1E0 | F40605004 |  | SRD0
PMN-H00AEA70GS010 | DS 7064GD |  | OPERATING | OPERATING | E210 | SRD0-1E0 | F40605004 |  | SRD0
PMN-H00AEA70GV001 | Lightning Arester |  | OPERATING | OPERATING | E210 | SRD0-1E0 | F40605004 |  | SRD0
PMN-H00AEA70GV001-T01 | Lightning Arester Phase A |  | OPERATING | OPERATING | E210 | SRD0-1E0 | F40605004 |  | SRD0
PMN-H00AEA70GV001-T02 | Lightning Arester Phase B |  | OPERATING | OPERATING | E210 | SRD0-1E0 | F40605004 |  | SRD0
PMN-H00AEA70GV001-T03 | Lightning Arester Phase C |  | OPERATING | OPERATING | E210 | SRD0-1E0 | F40605004 |  | SRD0
PMN-H00AEA70GY001 | Wave Trap Phase A |  | OPERATING | OPERATING | E210 | SRD0-1E0 | F40605004 |  | SRD0
PMN-H00AEA70GY002 | Wave Trap Phase C |  | OPERATING | OPERATING | E210 | SRD0-1E0 | F40605004 |  | SRD0
PMN-H00AS | decentralize Panels And Cabinets |  | OPERATING | OPERATING | E210 | SRD0-1E0 | F40605004 |  | SRD0
PMN-H00ASR | Protection |  | OPERATING | OPERATING | E210 | SRD0-1E0 | F40605004 |  | SRD0
PMN-H00ASR10 | 115kV Bus Protection Cubicle (=10+BU) |  | OPERATING | OPERATING | E210 | SRD0-1E0 | F40605004 |  | SRD0
PMN-H00ASR10EY001 | 115 kV Bus Bar Protection Cubicle |  | OPERATING | OPERATING | E210 | SRD0-1E0 | F40605004 |  | SRD0
PMN-H00ASR10EY001-F11 | Bus Bar Trip Circuit -F31 |  | OPERATING | OPERATING | E210 | SRD0-1E0 | F40605004 |  | SRD0
PMN-H00ASR10EY001-F12 | Bus Bar Trip Circuit -F32 |  | OPERATING | OPERATING | E210 | SRD0-1E0 | F40605004 |  | SRD0
PMN-H00ASR10EY001-G01 | DC Circuit Power Supply (-F11) |  | OPERATING | OPERATING | E210 | SRD0-1E0 | F40605004 |  | SRD0
PMN-H00ASR10EY001-G02 | DC Circuit Power Supply (-F12) |  | OPERATING | OPERATING | E210 | SRD0-1E0 | F40605004 |  | SRD0
PMN-H00ASR10EY001-G03 | DC Circuit Power Supply (-F13) |  | OPERATING | OPERATING | E210 | SRD0-1E0 | F40605004 |  | SRD0
PMN-H00ASR10EY001-G15 | Bus Bar Protection Voltage Supply (-F43) |  | OPERATING | OPERATING | E210 | SRD0-1E0 | F40605004 |  | SRD0
PMN-H00ASR10EY001-K04 | Difforential Relay 87 Mbcz12(-F21) |  | OPERATING | OPERATING | E210 | SRD0-1E0 | F40605004 |  | SRD0
PMN-H00ASR10EY001-K05 | Difforential Relay 87 Mbcz12(-F22) |  | OPERATING | OPERATING | E210 | SRD0-1E0 | F40605004 |  | SRD0
PMN-H00ASR10EY001-K06 | Difforential Relay 87 Mbcz12(-F23) |  | OPERATING | OPERATING | E210 | SRD0-1E0 | F40605004 |  | SRD0
PMN-H00ASR10EY001-K07 | Difforential Relay 87 Mbcz12(-F24) |  | OPERATING | OPERATING | E210 | SRD0-1E0 | F40605004 |  | SRD0
PMN-H00ASR10EY001-K08 | Difforential Relay 87 Mbcz12(-F25) |  | OPERATING | OPERATING | E210 | SRD0-1E0 | F40605004 |  | SRD0
PMN-H00ASR10EY001-K09 | Difforential Relay 87 Mbcz12(-F26) |  | OPERATING | OPERATING | E210 | SRD0-1E0 | F40605004 |  | SRD0
PMN-H00ASR10EY001-K10 | Difforential Relay 87 Mbcz11(-F27) |  | OPERATING | OPERATING | E210 | SRD0-1E0 | F40605004 |  | SRD0
PMN-H00ASR10EY001-K13 | Difforential Relay 87 Mcgg62(-F41) |  | OPERATING | OPERATING | E210 | SRD0-1E0 | F40605004 |  | SRD0
PMN-H00ASR10EY001-K14 | Difforential Relay 87 Mcgg22(-F42) |  | OPERATING | OPERATING | E210 | SRD0-1E0 | F40605004 |  | SRD0
PMN-H00ASR10EY001-K16 | Aux. Relay |  | OPERATING | OPERATING | E210 | SRD0-1E0 | F40605004 |  | SRD0
PMN-H00ASR20 | 115kV Line1 Protection Cubicle (=15+PL) |  | OPERATING | OPERATING | E210 | SRD0-1E0 | F40605004 |  | SRD0
PMN-H00ASR20EY001 | Line 1 Over Current Relay Cubicle |  | OPERATING | OPERATING | E210 | SRD0-1E0 | F40605004 |  | SRD0
PMN-H00ASR20EY001-K01 | L1 Over Current Rly. 50/52 Mcgg62 (-F23) |  | OPERATING | OPERATING | E210 | SRD0-1E0 | F40605004 |  | SRD0
PMN-H00ASR20EY001-K02 | L1 Ground Over Cur. Rly. 50/51N (-F24) |  | OPERATING | OPERATING | E210 | SRD0-1E0 | F40605004 |  | SRD0
PMN-H00ASR20EY001-K03 | L1 Ground Over Cur. Rly. 50/51N (-F25) |  | OPERATING | OPERATING | E210 | SRD0-1E0 | F40605004 |  | SRD0
PMN-H00ASR20EY002 | Line1 Protection Difforential Relay 87 Cubicle |  | OPERATING | OPERATING | E210 | SRD0-1E0 | F40605004 |  | SRD0
PMN-H00ASR20EY002-K01 | Line1 Diff. Relay 87 (-F20) |  | OPERATING | OPERATING | E210 | SRD0-1E0 | F40605004 |  | SRD0
PMN-H00ASR20EY002-K02 | Line1 Diff. Relay 87 (-F21) |  | OPERATING | OPERATING | E210 | SRD0-1E0 | F40605004 |  | SRD0
PMN-H00ASR20EY002-K03 | Line1 Diff. Relay 87 (-F22) |  | OPERATING | OPERATING | E210 | SRD0-1E0 | F40605004 |  | SRD0
PMN-H00ASR20EY003 | Line1 Voltage Relay Cubicle |  | OPERATING | OPERATING | E210 | SRD0-1E0 | F40605004 |  | SRD0
PMN-H00ASR20EY003-K01 | L1 Undervolt. Rly. 59-1 Mvtu12(-F11) |  | OPERATING | OPERATING | E210 | SRD0-1E0 | F40605004 |  | SRD0
PMN-H00ASR20EY003-K02 | L1 Undervolt. Rly. 59-1 Mvtu12(-F12) |  | OPERATING | OPERATING | E210 | SRD0-1E0 | F40605004 |  | SRD0
PMN-H00ASR20EY003-K03 | L1 Undervolt. Rly. 59-1 Mvtu12(-F13) |  | OPERATING | OPERATING | E210 | SRD0-1E0 | F40605004 |  | SRD0
PMN-H00ASR20EY003-K04 | L1 Undervolt. Rly. 59-2 Mvtu12(-F14) |  | OPERATING | OPERATING | E210 | SRD0-1E0 | F40605004 |  | SRD0
PMN-H00ASR20EY003-K05 | L1 Undervolt. Rly. 59-2 Mvtu12(-F15) |  | OPERATING | OPERATING | E210 | SRD0-1E0 | F40605004 |  | SRD0
PMN-H00ASR20EY003-K06 | L1 Undervolt. Rly. 59-2 Mvtu12(-F16) |  | OPERATING | OPERATING | E210 | SRD0-1E0 | F40605004 |  | SRD0
PMN-H00ASR20EY003-K07 | L1 Ground Voltage Relay 69 Meti11(-F26) |  | OPERATING | OPERATING | E210 | SRD0-1E0 | F40605004 |  | SRD0
PMN-H00ASR20EY004 | Line1 Impedance Relay 21 Optimoh0 (-F17) |  | OPERATING | OPERATING | E210 | SRD0-1E0 | F40605004 |  | SRD0
PMN-H00ASR20EY005 | L1 Auto Reclose Relay 79 Rec Mvtr (-F18) |  | OPERATING | OPERATING | E210 | SRD0-1E0 | F40605004 |  | SRD0
PMN-H00ASR20EY006 | Line1 Synchrocheck 25 Mvas01 (+PL-F19) |  | OPERATING | OPERATING | E210 | SRD0-1E0 | F40605004 |  | SRD0
PMN-H00ASR20EY007 | Line1 Protection Voltage Supply&Aux. |  | OPERATING | OPERATING | E210 | SRD0-1E0 | F40605004 |  | SRD0
PMN-H00ASR20EY007-F01 | Line1 Protection Trip Circuit (-F17) |  | OPERATING | OPERATING | E210 | SRD0-1E0 | F40605004 |  | SRD0
PMN-H00ASR20EY007-F05 | Line1 Protection Trip&Close(-F41) |  | OPERATING | OPERATING | E210 | SRD0-1E0 | F40605004 |  | SRD0
PMN-H00ASR20EY007-F06 | Line1 Protection Trip&Close(-F42) |  | OPERATING | OPERATING | E210 | SRD0-1E0 | F40605004 |  | SRD0
PMN-H00ASR20EY007-G03 | Line1 Protection Volt. Supply (+Pl-F31) |  | OPERATING | OPERATING | E210 | SRD0-1E0 | F40605004 |  | SRD0
PMN-H00ASR20EY007-G04 | Line1 Protection Volt. Supply (+Pl-F32) |  | OPERATING | OPERATING | E210 | SRD0-1E0 | F40605004 |  | SRD0
PMN-H00ASR20EY007-K02 | Line1 Protection Lockout Relay (-F27) |  | OPERATING | OPERATING | E210 | SRD0-1E0 | F40605004 |  | SRD0
PMN-H00ASR20EY007-K07 | Line1 Protection Coupling Relay |  | OPERATING | OPERATING | E210 | SRD0-1E0 | F40605004 |  | SRD0
PMN-H00ASR30 | 115kV Line2 Protection Cubicle (=16+PL) |  | OPERATING | OPERATING | E210 | SRD0-1E0 | F40605004 |  | SRD0
PMN-H00ASR30EY001 | Line 2 Over Current Relay Cubicle |  | OPERATING | OPERATING | E210 | SRD0-1E0 | F40605004 |  | SRD0
PMN-H00ASR30EY001-K01 | L2 Over Current Rly. 50/52 Mcgg62(-F23) |  | OPERATING | OPERATING | E210 | SRD0-1E0 | F40605004 |  | SRD0
PMN-H00ASR30EY001-K02 | L2 Ground Over Cur. Rly. 50/51N (-F24) |  | OPERATING | OPERATING | E210 | SRD0-1E0 | F40605004 |  | SRD0
PMN-H00ASR30EY001-K03 | L2 Ground Over Cur. Rly. 50/51N (-F25) |  | OPERATING | OPERATING | E210 | SRD0-1E0 | F40605004 |  | SRD0
PMN-H00ASR30EY002 | Line2 Protection Difforential Relay 87 Cubicle |  | OPERATING | OPERATING | E210 | SRD0-1E0 | F40605004 |  | SRD0
PMN-H00ASR30EY002-F01 | Line2 Diff. Relay 87 (-F20) |  | OPERATING | OPERATING | E210 | SRD0-1E0 | F40605004 |  | SRD0
PMN-H00ASR30EY002-F02 | Line2 Diff. Relay 87 (-F21) |  | OPERATING | OPERATING | E210 | SRD0-1E0 | F40605004 |  | SRD0
PMN-H00ASR30EY002-F03 | Line2 Diff. Relay 87 (-F22) |  | OPERATING | OPERATING | E210 | SRD0-1E0 | F40605004 |  | SRD0
PMN-H00ASR30EY003 | Line2 Voltage Relay Cubicle |  | OPERATING | OPERATING | E210 | SRD0-1E0 | F40605004 |  | SRD0
PMN-H00ASR30EY003-F01 | L2 Undervolt. Rly. 59-1 Mvtu12(-F11) |  | OPERATING | OPERATING | E210 | SRD0-1E0 | F40605004 |  | SRD0
PMN-H00ASR30EY003-F02 | L2 Undervolt. Rly. 59-1 Mvtu12(-F12) |  | OPERATING | OPERATING | E210 | SRD0-1E0 | F40605004 |  | SRD0
PMN-H00ASR30EY003-F03 | L2 Undervolt. Rly. 59-1 Mvtu12(-F13) |  | OPERATING | OPERATING | E210 | SRD0-1E0 | F40605004 |  | SRD0
PMN-H00ASR30EY003-F04 | L2 Undervolt. Rly. 59-2 Mvtu12(-F14) |  | OPERATING | OPERATING | E210 | SRD0-1E0 | F40605004 |  | SRD0
PMN-H00ASR30EY003-F05 | L2 Undervolt. Rly. 59-2 Mvtu12(-F15) |  | OPERATING | OPERATING | E210 | SRD0-1E0 | F40605004 |  | SRD0
PMN-H00ASR30EY003-F06 | L2 Undervolt. Rly. 59-2 Mvtu12(-F16) |  | OPERATING | OPERATING | E210 | SRD0-1E0 | F40605004 |  | SRD0
PMN-H00ASR30EY003-F07 | L2 Ground Voltage Relay 69 Meti11(-F26) |  | OPERATING | OPERATING | E210 | SRD0-1E0 | F40605004 |  | SRD0
PMN-H00ASR30EY004 | Line2 Impedance Relay 21 Optimoh0 (-F17) |  | OPERATING | OPERATING | E210 | SRD0-1E0 | F40605004 |  | SRD0
PMN-H00ASR30EY005 | L2 Auto Reclose Relay 79 Rec Mvtr (-F18) |  | OPERATING | OPERATING | E210 | SRD0-1E0 | F40605004 |  | SRD0
PMN-H00ASR30EY006 | Line2 Synchrocheck 25 Mvas01 (+PL-F19) |  | OPERATING | OPERATING | E210 | SRD0-1E0 | F40605004 |  | SRD0
PMN-H00ASR30EY007 | Line2 Protection Voltage Supply&Aux. |  | OPERATING | OPERATING | E210 | SRD0-1E0 | F40605004 |  | SRD0
PMN-H00ASR30EY007-F01 | Line2 Protection Trip Circuit (-F17) |  | OPERATING | OPERATING | E210 | SRD0-1E0 | F40605004 |  | SRD0
PMN-H00ASR30EY007-F05 | Line2 Protection Trip&Close(-F41) |  | OPERATING | OPERATING | E210 | SRD0-1E0 | F40605004 |  | SRD0
PMN-H00ASR30EY007-F06 | Line2 Protection Trip&Close(-F42) |  | OPERATING | OPERATING | E210 | SRD0-1E0 | F40605004 |  | SRD0
PMN-H00ASR30EY007-G03 | Line2 Protection Volt. Supply (+Pl-F31) |  | OPERATING | OPERATING | E210 | SRD0-1E0 | F40605004 |  | SRD0
PMN-H00ASR30EY007-G04 | Line2 Protection Volt. Supply (+Pl-F32) |  | OPERATING | OPERATING | E210 | SRD0-1E0 | F40605004 |  | SRD0
PMN-H00ASR30EY007-K02 | Line2 Protection Lockout Relay (-F27) |  | OPERATING | OPERATING | E210 | SRD0-1E0 | F40605004 |  | SRD0
PMN-H00ASR30EY007-K07 | Line2 Protection Coupling Relay |  | OPERATING | OPERATING | E210 | SRD0-1E0 | F40605004 |  | SRD0
PMN-H00ASW | Indication, Manual Operation, Monitering |  | OPERATING | OPERATING | E210 | SRD0-1E0 | F40605004 |  | SRD0
PMN-H00ASW10 | 115kV GIS Local Panel And Cabinet |  | OPERATING | OPERATING | E210 | SRD0-1E0 | F40605004 |  | SRD0
PMN-H00ASW10GH001 | Bay2 Line 1 Control Panel |  | OPERATING | OPERATING | E210 | SRD0-1E0 | F40605004 |  | SRD0
PMN-H00ASW10GH002 | Bay3 Unit Feeder 1 Control Panel |  | OPERATING | OPERATING | E210 | SRD0-1E0 | F40605004 |  | SRD0
PMN-H00ASW10GH003 | Bay4 Unit Feeder 2 Control Panel |  | OPERATING | OPERATING | E210 | SRD0-1E0 | F40605004 |  | SRD0
PMN-H00ASW10GH004 | Bay5 Unit Feeder 3 Control Panel |  | OPERATING | OPERATING | E210 | SRD0-1E0 | F40605004 |  | SRD0
PMN-H00ASW10GH005 | Bay6 Line 2 Control Panel |  | OPERATING | OPERATING | E210 | SRD0-1E0 | F40605004 |  | SRD0
PMN-H00ASW10GH006 | Bay7 Unit Feeder 4 Control Panel |  | OPERATING | OPERATING | E210 | SRD0-1E0 | F40605004 |  | SRD0
PMN-H00ASW10GH007 | Bay8 Coupling Bus Control Panel |  | OPERATING | OPERATING | E210 | SRD0-1E0 | F40605004 |  | SRD0
PMN-H00B | Power Transmission And Aux.Power Supply |  | OPERATING | OPERATING | E210 | SRD0-1E0 | F40605004 |  | SRD0
PMN-H00BF | LV. Distribution Board & Transformer |  | OPERATING | OPERATING | E210 | SRD0-1E0 | F40605004 |  | SRD0
PMN-H00BFA | LV.Distribution Board |  | OPERATING | OPERATING | E210 | SRD0-1E0 | F40605004 |  | SRD0
PMN-H00BFA10 | Main Distribution Board 1 |  | OPERATING | OPERATING | E210 | SRD0-1E0 | F40605004 |  | SRD0
PMN-H00BFA10CE001 | CT T11-T13 2500/1A (=21+MD12) |  | OPERATING | OPERATING | E210 | SRD0-1E0 | F40605004 |  | SRD0
PMN-H00BFA10CE002 | PT 440/110V |  | OPERATING | OPERATING | E210 | SRD0-1E0 | F40605004 |  | SRD0
PMN-H00BFA10CE002-T01 | PT 440/110V -T14-15 (=21+MD12) |  | OPERATING | OPERATING | E210 | SRD0-1E0 | F40605004 |  | SRD0
PMN-H00BFA10CE002-T02 | PT 440/110V -T24-25 (=21+MD13) |  | OPERATING | OPERATING | E210 | SRD0-1E0 | F40605004 |  | SRD0
PMN-H00BFA10CE002-T03 | PT 440/110V -T34-35 (=21+MD12) |  | OPERATING | OPERATING | E210 | SRD0-1E0 | F40605004 |  | SRD0
PMN-H00BFA10GS001 | 400 V Main Distribution Board Bus A |  | OPERATING | OPERATING | E210 | SRD0-1E0 | F40605004 |  | SRD0
PMN-H00BFA10GS001-Q01 | Main Feeder Bkr. Q01 2500A (=21+MD12) |  | OPERATING | OPERATING | E210 | SRD0-1E0 | F40605004 |  | SRD0
PMN-H00BFA10GS001-Q02 | Diesel Feeder Bkr. Q02 1000A (=21+MD13) |  | OPERATING | OPERATING | E210 | SRD0-1E0 | F40605004 |  | SRD0
PMN-H00BFA10GS001-Q03 | Bkr. Unit Auxiliary Board 1 (=21+MD14) |  | OPERATING | OPERATING | E210 | SRD0-1E0 | F40605004 |  | SRD0
PMN-H00BFA10GS001-Q04 | Bkr. Unit Auxiliary Board 2 (=21+MD14) |  | OPERATING | OPERATING | E210 | SRD0-1E0 | F40605004 |  | SRD0
PMN-H00BFA10GS001-Q05 | Bkr. Unit Auxiliary Board 3 (=21+MD15) |  | OPERATING | OPERATING | E210 | SRD0-1E0 | F40605004 |  | SRD0
PMN-H00BFA10GS001-Q06 | Bkr. Unit Auxiliary Board 4 (=21+MD15) |  | OPERATING | OPERATING | E210 | SRD0-1E0 | F40605004 |  | SRD0
PMN-H00BFA10GS001-Q07 | Bkr.General Ser. Distr. Board (=21+MD11) |  | OPERATING | OPERATING | E210 | SRD0-1E0 | F40605004 |  | SRD0
PMN-H00BFA10GS001-Q08 | Bkr.Pwr. House Spill. Drain (=21+MD14) |  | OPERATING | OPERATING | E210 | SRD0-1E0 | F40605004 |  | SRD0
PMN-H00BFA10GS001-Q09 | Bkr.Spillway Radial Gate Board(=21+MD11) |  | OPERATING | OPERATING | E210 | SRD0-1E0 | F40605004 |  | SRD0
PMN-H00BFA20 | Main Distribution Board 2 |  | OPERATING | OPERATING | E210 | SRD0-1E0 | F40605004 |  | SRD0
PMN-H00BFA20CE001 | CT T11-T13 2500/1A (=21+MD22) |  | OPERATING | OPERATING | E210 | SRD0-1E0 | F40605004 |  | SRD0
PMN-H00BFA20CE002 | PT 440/110V |  | OPERATING | OPERATING | E210 | SRD0-1E0 | F40605004 |  | SRD0
PMN-H00BFA20CE002-T01 | PT 440/110V -T14-15 (=21+MD22) |  | OPERATING | OPERATING | E210 | SRD0-1E0 | F40605004 |  | SRD0
PMN-H00BFA20CE002-T02 | PT 440/110V -T24-25 (=21+MD23) |  | OPERATING | OPERATING | E210 | SRD0-1E0 | F40605004 |  | SRD0
PMN-H00BFA20CE002-T03 | PT 440/110V -T34-35 (=21+MD22) |  | OPERATING | OPERATING | E210 | SRD0-1E0 | F40605004 |  | SRD0
PMN-H00BFA20GS001 | 400 V Main Distribution Board Bus B |  | OPERATING | OPERATING | E210 | SRD0-1E0 | F40605004 |  | SRD0
PMN-H00BFA20GS001-Q01 | Main Feeder Bkr. Q01 2500A (21-Md22) |  | OPERATING | OPERATING | E210 | SRD0-1E0 | F40605004 |  | SRD0
PMN-H00BFA20GS001-Q02 | Diesel Feeder Bkr. Q02 1000A (21-Md23) |  | OPERATING | OPERATING | E210 | SRD0-1E0 | F40605004 |  | SRD0
PMN-H00BFA20GS001-Q03 | Bkr. Unit Auxiliary Board 1 (=21+MD24) |  | OPERATING | OPERATING | E210 | SRD0-1E0 | F40605004 |  | SRD0
PMN-H00BFA20GS001-Q04 | Bkr. Unit Auxiliary Board 2 (=21+MD24) |  | OPERATING | OPERATING | E210 | SRD0-1E0 | F40605004 |  | SRD0
PMN-H00BFA20GS001-Q05 | Bkr. Unit Auxiliary Board 3 (=21+MD25) |  | OPERATING | OPERATING | E210 | SRD0-1E0 | F40605004 |  | SRD0
PMN-H00BFA20GS001-Q06 | Bkr. Unit Auxiliary Board 4 (=21+MD25) |  | OPERATING | OPERATING | E210 | SRD0-1E0 | F40605004 |  | SRD0
PMN-H00BFA20GS001-Q07 | Bkr.General Ser. Distr. Board (=21+MD21) |  | OPERATING | OPERATING | E210 | SRD0-1E0 | F40605004 |  | SRD0
PMN-H00BFA20GS001-Q08 | Bkr.Pwr. House Spill. Drain (=21+MD24) |  | OPERATING | OPERATING | E210 | SRD0-1E0 | F40605004 |  | SRD0
PMN-H00BFA20GS001-Q09 | Bkr.Spillway Radial Gate Board(=21+MD21) |  | OPERATING | OPERATING | E210 | SRD0-1E0 | F40605004 |  | SRD0
PMN-H00BFB | LV.Distribution Board |  | OPERATING | OPERATING | E210 | SRD0-1E0 | F40605004 |  | SRD0
PMN-H00BFB10 | General Service Board |  | OPERATING | OPERATING | E210 | SRD0-1E0 | F40605004 |  | SRD0
PMN-H00BFB10GS001 | 416V General Service Board |  | OPERATING | OPERATING | E210 | SRD0-1E0 | F40605004 |  | SRD0
PMN-H00BFB10GS001-Q01 | Incomming Bkr. 1600A Q01(=21+SD13) |  | OPERATING | OPERATING | E210 | SRD0-1E0 | F40605004 |  | SRD0
PMN-H00BFB10GS001-Q02 | Incomming Bkr. 1600A O02(=21+SD13) |  | OPERATING | OPERATING | E210 | SRD0-1E0 | F40605004 |  | SRD0
PMN-H00BFB10GS001-Q03 | Bkr. Coupling Bus 1250A(=21+SD14) |  | OPERATING | OPERATING | E210 | SRD0-1E0 | F40605004 |  | SRD0
PMN-H00BFB10GS001-Q04 | Backwash Filter No.1 (=21+SD11A) |  | OPERATING | OPERATING | E210 | SRD0-1E0 | F40605004 |  | SRD0
PMN-H00BFB10GS001-Q05 | Backwash Filter No.2 (=21+SD11B) |  | OPERATING | OPERATING | E210 | SRD0-1E0 | F40605004 |  | SRD0
PMN-H00BFB10GS001-Q06 | Cooling Water No.5 (=21+SD11C) |  | OPERATING | OPERATING | E210 | SRD0-1E0 | F40605004 |  | SRD0
PMN-H00BFB10GS001-Q07 | High Pressure Compresser No.1(=21+SD11C) |  | OPERATING | OPERATING | E210 | SRD0-1E0 | F40605004 |  | SRD0
PMN-H00BFB10GS001-Q08 | High Pressure Compresser No.2(=21+SD11E) |  | OPERATING | OPERATING | E210 | SRD0-1E0 | F40605004 |  | SRD0
PMN-H00BFB10GS001-Q09 | Low Pressure Compresser No.1(=21+SD11F) |  | OPERATING | OPERATING | E210 | SRD0-1E0 | F40605004 |  | SRD0
PMN-H00BFB10GS001-Q10 | Low Pressure Compresser No.2(=21+SD11G) |  | OPERATING | OPERATING | E210 | SRD0-1E0 | F40605004 |  | SRD0
PMN-H00BFB10GS001-Q11 | 48V DC Battery Charger No.1(=21+SD11H) |  | OPERATING | OPERATING | E210 | SRD0-1E0 | F40605004 |  | SRD0
PMN-H00BFB10GS001-Q12 | 48V DC Battery Charger No.2(=21+SD11I) |  | OPERATING | OPERATING | E210 | SRD0-1E0 | F40605004 |  | SRD0
PMN-H00BFB10GS001-Q13 | 115kV Switchboard (=21+SD11J) |  | OPERATING | OPERATING | E210 | SRD0-1E0 | F40605004 |  | SRD0
PMN-H00BFB10GS001-Q14 | 125V DC Battery Charger No.1(=21+SD11K) |  | OPERATING | OPERATING | E210 | SRD0-1E0 | F40605004 |  | SRD0
PMN-H00BFB10GS001-Q15 | 125V DC Battery Charger No.2(=21+SD11L) |  | OPERATING | OPERATING | E210 | SRD0-1E0 | F40605004 |  | SRD0
PMN-H00BFB10GS001-Q16 | Emply Plate(=21+SD11M) |  | OPERATING | OPERATING | E210 | SRD0-1E0 | F40605004 |  | SRD0
PMN-H00BFB10GS001-Q17 | Diesel Generator Aux. (=21+SD12A) |  | OPERATING | OPERATING | E210 | SRD0-1E0 | F40605004 |  | SRD0
PMN-H00BFB10GS001-Q18 | Main Transformer Fire Prot.(=21+SD12B) |  | OPERATING | OPERATING | E210 | SRD0-1E0 | F40605004 |  | SRD0
PMN-H00BFB10GS001-Q19 | Spare 20Kw(=21+SD12C) |  | OPERATING | OPERATING | E210 | SRD0-1E0 | F40605004 |  | SRD0
PMN-H00BFB10GS001-Q20 | Warning System Aux. Voltage(=21+SD12D) |  | OPERATING | OPERATING | E210 | SRD0-1E0 | F40605004 |  | SRD0
PMN-H00BFB10GS001-Q21 | Heating Lighting Sucket +GC(=21+SD12E) |  | OPERATING | OPERATING | E210 | SRD0-1E0 | F40605004 |  | SRD0
PMN-H00BFB10GS001-Q22 | Heating Lighting Sucket +MB(=21+SD12F) |  | OPERATING | OPERATING | E210 | SRD0-1E0 | F40605004 |  | SRD0
PMN-H00BFB10GS001-Q23 | Signal Voltage +MB(=21+SD12G) |  | OPERATING | OPERATING | E210 | SRD0-1E0 | F40605004 |  | SRD0
PMN-H00BFB10GS001-Q24 | Signal Voltage +MB(=21+SD12H) |  | OPERATING | OPERATING | E210 | SRD0-1E0 | F40605004 |  | SRD0
PMN-H00BFB10GS001-Q25 | Spare 20Kw (=21+SD12I) |  | OPERATING | OPERATING | E210 | SRD0-1E0 | F40605004 |  | SRD0
PMN-H00BFB10GS001-Q26 | Spare 20Kw (=21+SD12J) |  | OPERATING | OPERATING | E210 | SRD0-1E0 | F40605004 |  | SRD0
PMN-H00BFB10GS001-Q27 | Fire Fighting System(=21+SD12K) |  | OPERATING | OPERATING | E210 | SRD0-1E0 | F40605004 |  | SRD0
PMN-H00BFB10GS001-Q28 | Lighting&Small Power Board (=21+SD12M) |  | OPERATING | OPERATING | E210 | SRD0-1E0 | F40605004 |  | SRD0
PMN-H00BFB10GS001-Q29 | Water Distribution Sys. 40Kw(=21+SD12N) |  | OPERATING | OPERATING | E210 | SRD0-1E0 | F40605004 |  | SRD0
PMN-H00BFB10GS001-Q30 | Heating,Lighting =20+MV5(=21+SD12P) |  | OPERATING | OPERATING | E210 | SRD0-1E0 | F40605004 |  | SRD0
PMN-H00BFB10GS001-Q31 | Heating,Lighting =20+MV6(=21+SD12Q) |  | OPERATING | OPERATING | E210 | SRD0-1E0 | F40605004 |  | SRD0
PMN-H00BFB10GS001-Q32 | Heating,Lighting Line Station(=21+SD12R) |  | OPERATING | OPERATING | E210 | SRD0-1E0 | F40605004 |  | SRD0
PMN-H00BFB10GS001-Q33 | On Load Tap Changer =20+AT1(=21+SD12S) |  | OPERATING | OPERATING | E210 | SRD0-1E0 | F40605004 |  | SRD0
PMN-H00BFB10GS001-Q34 | On Load Tap Changer =20+AT2(=21+SD12T) |  | OPERATING | OPERATING | E210 | SRD0-1E0 | F40605004 |  | SRD0
PMN-H00BFB10GS001-Q35 | Main Transformer Fire Prot.(=21+SD12U) |  | OPERATING | OPERATING | E210 | SRD0-1E0 | F40605004 |  | SRD0
PMN-H00BFB10GS001-Q36 | Emply Plate (=21+SD12V) |  | OPERATING | OPERATING | E210 | SRD0-1E0 | F40605004 |  | SRD0
PMN-H00BFB10GS001-Q37 | Emply Plate (=21+SD12W) |  | OPERATING | OPERATING | E210 | SRD0-1E0 | F40605004 |  | SRD0
PMN-H00BFB10GS001-Q38 | Emply Plate (=21+SD12X) |  | OPERATING | OPERATING | E210 | SRD0-1E0 | F40605004 |  | SRD0
PMN-H00BFB10GS001-Q39 | Upper Monerail Hoist 10Kw (=21+SD15A) |  | OPERATING | OPERATING | E210 | SRD0-1E0 | F40605004 |  | SRD0
PMN-H00BFB10GS001-Q40 | Passenger Elevater 10Kw (=21+SD15B) |  | OPERATING | OPERATING | E210 | SRD0-1E0 | F40605004 |  | SRD0
PMN-H00BFB10GS001-Q41 | Emply Plate (=21+SD15C) |  | OPERATING | OPERATING | E210 | SRD0-1E0 | F40605004 |  | SRD0
PMN-H00BFB10GS001-Q42 | Upstream GAntry Crane 42Kw (=21+SD15D) |  | OPERATING | OPERATING | E210 | SRD0-1E0 | F40605004 |  | SRD0
PMN-H00BFB10GS001-Q43 | Down Gantry Crane 42Kw (=21+SD15E) |  | OPERATING | OPERATING | E210 | SRD0-1E0 | F40605004 |  | SRD0
PMN-H00BFB10GS001-Q44 | Trash Rack Rake 79Kw (=21+SD15F) |  | OPERATING | OPERATING | E210 | SRD0-1E0 | F40605004 |  | SRD0
PMN-H00BFB10GS001-Q45 | Air Cond. Ventil. Sys. 250Kw (=21+SD15G) |  | OPERATING | OPERATING | E210 | SRD0-1E0 | F40605004 |  | SRD0
PMN-H00BFB10GS001-Q46 | Emply Plate (=21+SD15H) |  | OPERATING | OPERATING | E210 | SRD0-1E0 | F40605004 |  | SRD0
PMN-H00BFB10GS001-Q47 | De-Watering Sys. Board 440Kw (=21+SD15I) |  | OPERATING | OPERATING | E210 | SRD0-1E0 | F40605004 |  | SRD0
PMN-H00BFB10GS001-Q48 | Water Treatment System 5Kw (=21+SD16A) |  | OPERATING | OPERATING | E210 | SRD0-1E0 | F40605004 |  | SRD0
PMN-H00BFB10GS001-Q49 | Water Measuring System 1Kw (=21+SD16B) |  | OPERATING | OPERATING | E210 | SRD0-1E0 | F40605004 |  | SRD0
PMN-H00BFB10GS001-Q50 | Spare 15Kw (=21+SD16C) |  | OPERATING | OPERATING | E210 | SRD0-1E0 | F40605004 |  | SRD0
PMN-H00BFB10GS001-Q51 | Spare 10Kw (=21+SD16D) |  | OPERATING | OPERATING | E210 | SRD0-1E0 | F40605004 |  | SRD0
PMN-H00BFB10GS001-Q52 | Emply Plate (=21+SD16E) |  | OPERATING | OPERATING | E210 | SRD0-1E0 | F40605004 |  | SRD0
PMN-H00BFB10GS001-Q53 | Emply Plate (=21+SD16F) |  | OPERATING | OPERATING | E210 | SRD0-1E0 | F40605004 |  | SRD0
PMN-H00BFB10GS001-Q54 | Oil Treatment Plant 70Kw (=21+SD16G) |  | OPERATING | OPERATING | E210 | SRD0-1E0 | F40605004 |  | SRD0
PMN-H00BFB10GS001-Q55 | Werkshop&Sterage 50Kw (=21+SD16H) |  | OPERATING | OPERATING | E210 | SRD0-1E0 | F40605004 |  | SRD0
PMN-H00BFB10GS001-Q56 | Overhead Crane 90Kw (=21+SD16I) |  | OPERATING | OPERATING | E210 | SRD0-1E0 | F40605004 |  | SRD0
PMN-H00BFB10GS001-Q57 | Spare 20Kw(=21+SD16J) |  | OPERATING | OPERATING | E210 | SRD0-1E0 | F40605004 |  | SRD0
PMN-H00BFB10GS001-Q58 | Spare 20Kw(=21+SD16K) |  | OPERATING | OPERATING | E210 | SRD0-1E0 | F40605004 |  | SRD0
PMN-H00BFB10GS001-Q59 | Spare 20Kw(=21+SD16L) |  | OPERATING | OPERATING | E210 | SRD0-1E0 | F40605004 |  | SRD0
PMN-H00BFB10GS001-Q60 | Power Socket Outlets 50Kw(=21+SD16M) |  | OPERATING | OPERATING | E210 | SRD0-1E0 | F40605004 |  | SRD0
PMN-H00BFB10GS001-Q61 | Empty Plate (=21+SD16N) |  | OPERATING | OPERATING | E210 | SRD0-1E0 | F40605004 |  | SRD0
PMN-H00BFB20 | Power House Drainage Board |  | OPERATING | OPERATING | E210 | SRD0-1E0 | F40605004 |  | SRD0
PMN-H00BFB20GS001 | Power House Drainage Board |  | OPERATING | OPERATING | E210 | SRD0-1E0 | F40605004 |  | SRD0
PMN-H00BFB20GS001-Q01 | 400V Incomming Bkr. Bus A (=54+PD11) |  | OPERATING | OPERATING | E210 | SRD0-1E0 | F40605004 |  | SRD0
PMN-H00BFB20GS001-Q02 | 400V Incomming Bkr. Bus B (=54+PD11) |  | OPERATING | OPERATING | E210 | SRD0-1E0 | F40605004 |  | SRD0
PMN-H00BFB20GS001-Q03 | Spare 15 Kw (=54+PD12A) |  | OPERATING | OPERATING | E210 | SRD0-1E0 | F40605004 |  | SRD0
PMN-H00BFB20GS001-Q04 | Spare 15 Kw (=54+PD12B) |  | OPERATING | OPERATING | E210 | SRD0-1E0 | F40605004 |  | SRD0
PMN-H00BFB20GS001-Q05 | Empty Plate (=54+PD12C) |  | OPERATING | OPERATING | E210 | SRD0-1E0 | F40605004 |  | SRD0
PMN-H00BFB20GS001-Q06 | Drainage Pump No.1 24Kw (=54+PD12D) |  | OPERATING | OPERATING | E210 | SRD0-1E0 | F40605004 |  | SRD0
PMN-H00BFB20GS001-Q07 | Drainage Pump No.2 24Kw (=54+PD12E) |  | OPERATING | OPERATING | E210 | SRD0-1E0 | F40605004 |  | SRD0
PMN-H00BFB20GS001-Q08 | Drainage Pump No.3 24Kw (=54+PD12F) |  | OPERATING | OPERATING | E210 | SRD0-1E0 | F40605004 |  | SRD0
PMN-H00BFB20GS001-Q09 | Empty Plate (=54+PD12G) |  | OPERATING | OPERATING | E210 | SRD0-1E0 | F40605004 |  | SRD0
PMN-H00BFB30 | De-Watering Sys. Board |  | OPERATING | OPERATING | E210 | SRD0-1E0 | F40605004 |  | SRD0
PMN-H00BFB30GS001 | De-Watering Sys. Board |  | OPERATING | OPERATING | E210 | SRD0-1E0 | F40605004 |  | SRD0
PMN-H00BFB30GS001-Q01 | 400V Incomming Bkr. Bus A (=56+DS11) |  | OPERATING | OPERATING | E210 | SRD0-1E0 | F40605004 |  | SRD0
PMN-H00BFB30GS001-Q02 | 400V Incomming Bkr. Bus B (=56+DS11) |  | OPERATING | OPERATING | E210 | SRD0-1E0 | F40605004 |  | SRD0
PMN-H00BFB30GS001-Q03 | Spare 110 Kw (=56+DS12A) |  | OPERATING | OPERATING | E210 | SRD0-1E0 | F40605004 |  | SRD0
PMN-H00BFB30GS001-Q04 | Spare 110 Kw (=56+DS12B) |  | OPERATING | OPERATING | E210 | SRD0-1E0 | F40605004 |  | SRD0
PMN-H00BFB30GS001-Q05 | Dewatering Pump No.1 90Kw (=56+DS12C) |  | OPERATING | OPERATING | E210 | SRD0-1E0 | F40605004 |  | SRD0
PMN-H00BFB30GS001-Q06 | Dewatering Pump No.1 90Kw (=56+DS12D) |  | OPERATING | OPERATING | E210 | SRD0-1E0 | F40605004 |  | SRD0
PMN-H00BFB40 | Spillway Drainage Board |  | OPERATING | OPERATING | E210 | SRD0-1E0 | F40605004 |  | SRD0
PMN-H00BFB40GS001 | Spillway Drainage Board |  | OPERATING | OPERATING | E210 | SRD0-1E0 | F40605004 |  | SRD0
PMN-H00BFB40GS001-Q01 | 400V Incomming Bkr. Bus A (=55+DD11) |  | OPERATING | OPERATING | E210 | SRD0-1E0 | F40605004 |  | SRD0
PMN-H00BFB40GS001-Q02 | 400V Incomming Bkr. Bus B (=55+DD11) |  | OPERATING | OPERATING | E210 | SRD0-1E0 | F40605004 |  | SRD0
PMN-H00BFB40GS001-Q03 | Drainage Pit No.1 15Kw (=55+DD11B) |  | OPERATING | OPERATING | E210 | SRD0-1E0 | F40605004 |  | SRD0
PMN-H00BFB40GS001-Q04 | Drainage Pit No.2 15Kw (=55+DD11C) |  | OPERATING | OPERATING | E210 | SRD0-1E0 | F40605004 |  | SRD0
PMN-H00BFB40GS001-Q05 | Spare 15 Kw (=55+DD11D) |  | OPERATING | OPERATING | E210 | SRD0-1E0 | F40605004 |  | SRD0
PMN-H00BFB40GS001-Q06 | Spare 15 Kw (=55+DD11E) |  | OPERATING | OPERATING | E210 | SRD0-1E0 | F40605004 |  | SRD0
PMN-H00BFB40GS001-Q07 | Empty Plate (=55+DD11F) |  | OPERATING | OPERATING | E210 | SRD0-1E0 | F40605004 |  | SRD0
PMN-H00BFB50 | Spillway Radial Gate Board |  | OPERATING | OPERATING | E210 | SRD0-1E0 | F40605004 |  | SRD0
PMN-H00BFB50GS001 | Spillway Radial Gate Board |  | OPERATING | OPERATING | E210 | SRD0-1E0 | F40605004 |  | SRD0
PMN-H00BFB50GS001-Q01 | 400V Incomming Bkr. Bus A (=21+SW11A) |  | OPERATING | OPERATING | E210 | SRD0-1E0 | F40605004 |  | SRD0
PMN-H00BFB50GS001-Q02 | 400V Incomming Bkr. Bus B (=21+SW11A) |  | OPERATING | OPERATING | E210 | SRD0-1E0 | F40605004 |  | SRD0
PMN-H00BFB50GS001-Q03 | Chain Winches Unit1 22.3Kw(=21+SW11B) |  | OPERATING | OPERATING | E210 | SRD0-1E0 | F40605004 |  | SRD0
PMN-H00BFB50GS001-Q04 | Chain Winches Unit2 22.3Kw(=21+SW11C) |  | OPERATING | OPERATING | E210 | SRD0-1E0 | F40605004 |  | SRD0
PMN-H00BFB50GS001-Q05 | Chain Winches Unit3 22.3Kw(=21+SW11D) |  | OPERATING | OPERATING | E210 | SRD0-1E0 | F40605004 |  | SRD0
PMN-H00BFB50GS001-Q06 | Chain Winches Unit4 22.3Kw(=21+SW11E) |  | OPERATING | OPERATING | E210 | SRD0-1E0 | F40605004 |  | SRD0
PMN-H00BFB50GS001-Q07 | Spillway Flap Gate(=21+SW11F) |  | OPERATING | OPERATING | E210 | SRD0-1E0 | F40605004 |  | SRD0
PMN-H00BFB60 | Local Power Supply Cubicle |  | OPERATING | OPERATING | E210 | SRD0-1E0 | F40605004 |  | SRD0
PMN-H00BFB60GW001 | Air Cond. Ventil. Sys. Local Power Cub. |  | OPERATING | OPERATING | E210 | SRD0-1E0 | F40605004 |  | SRD0
PMN-H00BFB60GW002 | Water Cooling Local Power Supply Cub. |  | OPERATING | OPERATING | E210 | SRD0-1E0 | F40605004 |  | SRD0
PMN-H00BFB70 | Lighting & Socket Systems |  | OPERATING | OPERATING | E210 | SRD0-1E0 | F40605004 |  | SRD0
PMN-H00BFB70GH001 | Lighting & Socket Supply Board& Panel |  | OPERATING | OPERATING | E210 | SRD0-1E0 | F40605004 |  | SRD0
PMN-H00BFB70GT001 | Lighting & Socket Transformer |  | OPERATING | OPERATING | E210 | SRD0-1E0 | F40605004 |  | SRD0
PMN-H00BFT | Low Voltage Auxiliary Transformer |  | OPERATING | OPERATING | E210 | SRD0-1E0 | F40605004 |  | SRD0
PMN-H00BFT10 | Low Voltage Aux. Transformer KW1B Sys. |  | OPERATING | OPERATING | E210 | SRD0-1E0 | F40605004 |  | SRD0
PMN-H00BFT10CE001 | CT QW1C 200/1A (=20+MV5 -T1-3) |  | OPERATING | OPERATING | E210 | SRD0-1E0 | F40605004 |  | SRD0
PMN-H00BFT10GS001 | 6 kV Breaker 612A (=20+MV5) |  | OPERATING | OPERATING | E210 | SRD0-1E0 | F40605004 |  | SRD0
PMN-H00BFT10GS002 | DS 615A (=20+MV1) |  | OPERATING | OPERATING | E210 | SRD0-1E0 | F40605004 |  | SRD0
PMN-H00BFT10GS003 | DS 625A (=20+MV2) |  | OPERATING | OPERATING | E210 | SRD0-1E0 | F40605004 |  | SRD0
PMN-H00BFT10GS004 | DS 614GC |  | OPERATING | OPERATING | E210 | SRD0-1E0 | F40605004 |  | SRD0
PMN-H00BFT10GT001 | Station Service Transformer KW1B |  | OPERATING | OPERATING | E210 | SRD0-1E0 | F40605004 |  | SRD0
PMN-H00BFT20 | Low Voltage Aux. Transformer KW2B Sys. |  | OPERATING | OPERATING | E210 | SRD0-1E0 | F40605004 |  | SRD0
PMN-H00BFT20CE001 | CT QW2C 200/1A (=20+MV6 -T1-3) |  | OPERATING | OPERATING | E210 | SRD0-1E0 | F40605004 |  | SRD0
PMN-H00BFT20GS001 | 6 kV Breaker 622A (=20+MV6) |  | OPERATING | OPERATING | E210 | SRD0-1E0 | F40605004 |  | SRD0
PMN-H00BFT20GS002 | DS 615B (=20+MV3) |  | OPERATING | OPERATING | E210 | SRD0-1E0 | F40605004 |  | SRD0
PMN-H00BFT20GS003 | DS 625B (=20+MV4) |  | OPERATING | OPERATING | E210 | SRD0-1E0 | F40605004 |  | SRD0
PMN-H00BFT20GS004 | DS 624GC |  | OPERATING | OPERATING | E210 | SRD0-1E0 | F40605004 |  | SRD0
PMN-H00BFT20GT001 | Station Service Transformer KW2B |  | OPERATING | OPERATING | E210 | SRD0-1E0 | F40605004 |  | SRD0
PMN-H00BFY | Control And Protection |  | OPERATING | OPERATING | E210 | SRD0-1E0 | F40605004 |  | SRD0
PMN-H00BFY10 | Auxiliary Protection AT1 |  | OPERATING | OPERATING | E210 | SRD0-1E0 | F40605004 |  | SRD0
PMN-H00BFY10EY001 | Controller Transformer STR-1 |  | OPERATING | OPERATING | E210 | SRD0-1E0 | F40605004 |  | SRD0
PMN-H00BFY10EY002 | Safe DC Source 1 |  | OPERATING | OPERATING | E210 | SRD0-1E0 | F40605004 |  | SRD0
PMN-H00BFY20 | Auxiliary Protection AT2 |  | OPERATING | OPERATING | E210 | SRD0-1E0 | F40605004 |  | SRD0
PMN-H00BFY20EY001 | Controller Transformer STR-2 |  | OPERATING | OPERATING | E210 | SRD0-1E0 | F40605004 |  | SRD0
PMN-H00BFY20EY002 | Safe DC Source 2 |  | OPERATING | OPERATING | E210 | SRD0-1E0 | F40605004 |  | SRD0
PMN-H00BM | Diesel Emergency Power System |  | OPERATING | OPERATING | E210 | SRD0-1E0 | F40605004 |  | SRD0
PMN-H00BMA | Low Voltage Emer. Distribution Board |  | OPERATING | OPERATING | E210 | SRD0-1E0 | F40605004 |  | SRD0
PMN-H00BMA10 | Diesel Generator Board |  | OPERATING | OPERATING | E210 | SRD0-1E0 | F40605004 |  | SRD0
PMN-H00BMA10GS001 | Diesel Generator Breaker |  | OPERATING | OPERATING | E210 | SRD0-1E0 | F40605004 |  | SRD0
PMN-H00BMA10GS001-Q01 | Diesel Main Bkr. Q1 1000A (21+DG11) |  | OPERATING | OPERATING | E210 | SRD0-1E0 | F40605004 |  | SRD0
PMN-H00BMA10GS001-Q02 | Diesel Bkr. Q91 1000A (21+DG12) |  | OPERATING | OPERATING | E210 | SRD0-1E0 | F40605004 |  | SRD0
PMN-H00BMA10GS001-Q03 | Diesel Bkr. Q92 1000A (21+DG12) |  | OPERATING | OPERATING | E210 | SRD0-1E0 | F40605004 |  | SRD0
PMN-H00BR | Safe AC Inverter |  | OPERATING | OPERATING | E210 | SRD0-1E0 | F40605004 |  | SRD0
PMN-H00BRU | Safe AC Inverter |  | OPERATING | OPERATING | E210 | SRD0-1E0 | F40605004 |  | SRD0
PMN-H00BRU10 | Safe AC Inverter |  | OPERATING | OPERATING | E210 | SRD0-1E0 | F40605004 |  | SRD0
PMN-H00BRU10GS001 | Safe AC Inverter Cubicle1=21+SA1 |  | OPERATING | OPERATING | E210 | SRD0-1E0 | F40605004 |  | SRD0
PMN-H00BRU10GS001-Q01 | Supply for Control Board A 201 |  | OPERATING | OPERATING | E210 | SRD0-1E0 | F40605004 |  | SRD0
PMN-H00BRU10GS001-Q02 | Supply for Control Board A 202 |  | OPERATING | OPERATING | E210 | SRD0-1E0 | F40605004 |  | SRD0
PMN-H00BRU10GS001-Q03 | Interface Board A071-1 |  | OPERATING | OPERATING | E210 | SRD0-1E0 | F40605004 |  | SRD0
PMN-H00BRU10GS001-Q04 | Interface Board A071-2 |  | OPERATING | OPERATING | E210 | SRD0-1E0 | F40605004 |  | SRD0
PMN-H00BRU10GS001-Q05 | Adapter Print A068 |  | OPERATING | OPERATING | E210 | SRD0-1E0 | F40605004 |  | SRD0
PMN-H00BRU10GS001-Q06 | Controller Board A070 |  | OPERATING | OPERATING | E210 | SRD0-1E0 | F40605004 |  | SRD0
PMN-H00BRU10GS001-Q07 | Front Panel Board A073 |  | OPERATING | OPERATING | E210 | SRD0-1E0 | F40605004 |  | SRD0
PMN-H00BRU10GS001-Q08 | External Connection Board A025 |  | OPERATING | OPERATING | E210 | SRD0-1E0 | F40605004 |  | SRD0
PMN-H00BRU10GS001-Q09 | Board Single Phase 220VDC A032 |  | OPERATING | OPERATING | E210 | SRD0-1E0 | F40605004 |  | SRD0
PMN-H00BRU10GS001-Q10 | Board Single Phase 220VDC A034 |  | OPERATING | OPERATING | E210 | SRD0-1E0 | F40605004 |  | SRD0
PMN-H00BRU10GS001-Q11 | Relay Board A077 |  | OPERATING | OPERATING | E210 | SRD0-1E0 | F40605004 |  | SRD0
PMN-H00BRU10GS001-Q12 | Relay Board A078 |  | OPERATING | OPERATING | E210 | SRD0-1E0 | F40605004 |  | SRD0
PMN-H00BRU10GS001-Q13 | Fan Monitor A055 |  | OPERATING | OPERATING | E210 | SRD0-1E0 | F40605004 |  | SRD0
PMN-H00BRU10GS001-Q14 | Main Bypass Input Curcuit Breaker Q090 |  | OPERATING | OPERATING | E210 | SRD0-1E0 | F40605004 |  | SRD0
PMN-H00BRU10GS001-Q15 | Manual Bypass Curcuit Breaker Q050 |  | OPERATING | OPERATING | E210 | SRD0-1E0 | F40605004 |  | SRD0
PMN-H00BRU10GS001-Q16 | Outgoing Breaker Q100 |  | OPERATING | OPERATING | E210 | SRD0-1E0 | F40605004 |  | SRD0
PMN-H00BRU10GS001-Q17 | Curcuit Breaker Heater Q080 |  | OPERATING | OPERATING | E210 | SRD0-1E0 | F40605004 |  | SRD0
PMN-H00BRU10GS001-Q18 | Breaker Panel Light Q081 |  | OPERATING | OPERATING | E210 | SRD0-1E0 | F40605004 |  | SRD0
PMN-H00BRU10GS001-Q19 | Main DC Curcuit Breaker Q020 |  | OPERATING | OPERATING | E210 | SRD0-1E0 | F40605004 |  | SRD0
PMN-H00BRU10GS001-Q20 | Test Terminal Curcuit Breaker Q007 |  | OPERATING | OPERATING | E210 | SRD0-1E0 | F40605004 |  | SRD0
PMN-H00BRU10GS001-Q21 | Heater E800 |  | OPERATING | OPERATING | E210 | SRD0-1E0 | F40605004 |  | SRD0
PMN-H00BRU10GS001-Q22 | Heater E801 |  | OPERATING | OPERATING | E210 | SRD0-1E0 | F40605004 |  | SRD0
PMN-H00BRU10GS001-Q23 | Current Meter P021 |  | OPERATING | OPERATING | E210 | SRD0-1E0 | F40605004 |  | SRD0
PMN-H00BRU10GS001-Q24 | Current Meter P023 |  | OPERATING | OPERATING | E210 | SRD0-1E0 | F40605004 |  | SRD0
PMN-H00BRU10GS001-Q25 | Current Meter P051 |  | OPERATING | OPERATING | E210 | SRD0-1E0 | F40605004 |  | SRD0
PMN-H00BRU10GS001-Q26 | Volt Meter P022 |  | OPERATING | OPERATING | E210 | SRD0-1E0 | F40605004 |  | SRD0
PMN-H00BRU10GS001-Q27 | Volt Meter P024 |  | OPERATING | OPERATING | E210 | SRD0-1E0 | F40605004 |  | SRD0
PMN-H00BRU10GS001-Q28 | Volt Meter P052 |  | OPERATING | OPERATING | E210 | SRD0-1E0 | F40605004 |  | SRD0
PMN-H00BRU10GS001-Q29 | Volt Meter P095 |  | OPERATING | OPERATING | E210 | SRD0-1E0 | F40605004 |  | SRD0
PMN-H00BRU10GS001-Q30 | Hertz Meter P025 |  | OPERATING | OPERATING | E210 | SRD0-1E0 | F40605004 |  | SRD0
PMN-H00BRU10GS001-Q31 | Panel Light |  | OPERATING | OPERATING | E210 | SRD0-1E0 | F40605004 |  | SRD0
PMN-H00BRU10GS001-Q32 | Static SW. 1Phase A035 |  | OPERATING | OPERATING | E210 | SRD0-1E0 | F40605004 |  | SRD0
PMN-H00BRU10GS001-Q33 | Static SW. 1Phase A036 |  | OPERATING | OPERATING | E210 | SRD0-1E0 | F40605004 |  | SRD0
PMN-H00BRU10GS001-Q34 | Fuse F021 |  | OPERATING | OPERATING | E210 | SRD0-1E0 | F40605004 |  | SRD0
PMN-H00BRU10GS001-Q35 | Transformer T002 |  | OPERATING | OPERATING | E210 | SRD0-1E0 | F40605004 |  | SRD0
PMN-H00BRU10GS002 | Safe AC Inverter Cubicle1=21+SA2 |  | OPERATING | OPERATING | E210 | SRD0-1E0 | F40605004 |  | SRD0
PMN-H00BRU10GS002-Q01 | Supply for Control Board A 201 |  | OPERATING | OPERATING | E210 | SRD0-1E0 | F40605004 |  | SRD0
PMN-H00BRU10GS002-Q02 | Supply for Control Board A 202 |  | OPERATING | OPERATING | E210 | SRD0-1E0 | F40605004 |  | SRD0
PMN-H00BRU10GS002-Q03 | Interface Board A071-1 |  | OPERATING | OPERATING | E210 | SRD0-1E0 | F40605004 |  | SRD0
PMN-H00BRU10GS002-Q04 | Interface Board A071-2 |  | OPERATING | OPERATING | E210 | SRD0-1E0 | F40605004 |  | SRD0
PMN-H00BRU10GS002-Q05 | Adapter Print A068 |  | OPERATING | OPERATING | E210 | SRD0-1E0 | F40605004 |  | SRD0
PMN-H00BRU10GS002-Q06 | Controller Board A070 |  | OPERATING | OPERATING | E210 | SRD0-1E0 | F40605004 |  | SRD0
PMN-H00BRU10GS002-Q07 | Front Panel Board A073 |  | OPERATING | OPERATING | E210 | SRD0-1E0 | F40605004 |  | SRD0
PMN-H00BRU10GS002-Q08 | External Connection Board A025 |  | OPERATING | OPERATING | E210 | SRD0-1E0 | F40605004 |  | SRD0
PMN-H00BRU10GS002-Q09 | Board Single Phase 220VDC A032 |  | OPERATING | OPERATING | E210 | SRD0-1E0 | F40605004 |  | SRD0
PMN-H00BRU10GS002-Q10 | Board Single Phase 220VDC A034 |  | OPERATING | OPERATING | E210 | SRD0-1E0 | F40605004 |  | SRD0
PMN-H00BRU10GS002-Q11 | Relay Board A077 |  | OPERATING | OPERATING | E210 | SRD0-1E0 | F40605004 |  | SRD0
PMN-H00BRU10GS002-Q12 | Relay Board A078 |  | OPERATING | OPERATING | E210 | SRD0-1E0 | F40605004 |  | SRD0
PMN-H00BRU10GS002-Q13 | Fan Monitor A055 |  | OPERATING | OPERATING | E210 | SRD0-1E0 | F40605004 |  | SRD0
PMN-H00BRU10GS002-Q14 | Main Bypass Input Curcuit Breaker Q090 |  | OPERATING | OPERATING | E210 | SRD0-1E0 | F40605004 |  | SRD0
PMN-H00BRU10GS002-Q15 | Manual Bypass Curcuit Breaker Q050 |  | OPERATING | OPERATING | E210 | SRD0-1E0 | F40605004 |  | SRD0
PMN-H00BRU10GS002-Q16 | Outgoing Breaker Q100 |  | OPERATING | OPERATING | E210 | SRD0-1E0 | F40605004 |  | SRD0
PMN-H00BRU10GS002-Q17 | Curcuit Breaker Heater Q080 |  | OPERATING | OPERATING | E210 | SRD0-1E0 | F40605004 |  | SRD0
PMN-H00BRU10GS002-Q18 | Breaker Panel Light Q081 |  | OPERATING | OPERATING | E210 | SRD0-1E0 | F40605004 |  | SRD0
PMN-H00BRU10GS002-Q19 | Main DC Curcuit Breaker Q020 |  | OPERATING | OPERATING | E210 | SRD0-1E0 | F40605004 |  | SRD0
PMN-H00BRU10GS002-Q20 | Test Terminal Curcuit Breaker Q007 |  | OPERATING | OPERATING | E210 | SRD0-1E0 | F40605004 |  | SRD0
PMN-H00BRU10GS002-Q21 | Heater E800 |  | OPERATING | OPERATING | E210 | SRD0-1E0 | F40605004 |  | SRD0
PMN-H00BRU10GS002-Q22 | Heater E801 |  | OPERATING | OPERATING | E210 | SRD0-1E0 | F40605004 |  | SRD0
PMN-H00BRU10GS002-Q23 | Current Meter P021 |  | OPERATING | OPERATING | E210 | SRD0-1E0 | F40605004 |  | SRD0
PMN-H00BRU10GS002-Q24 | Current Meter P023 |  | OPERATING | OPERATING | E210 | SRD0-1E0 | F40605004 |  | SRD0
PMN-H00BRU10GS002-Q25 | Current Meter P051 |  | OPERATING | OPERATING | E210 | SRD0-1E0 | F40605004 |  | SRD0
PMN-H00BRU10GS002-Q26 | Volt Meter P022 |  | OPERATING | OPERATING | E210 | SRD0-1E0 | F40605004 |  | SRD0
PMN-H00BRU10GS002-Q27 | Volt Meter P024 |  | OPERATING | OPERATING | E210 | SRD0-1E0 | F40605004 |  | SRD0
PMN-H00BRU10GS002-Q28 | Volt Meter P052 |  | OPERATING | OPERATING | E210 | SRD0-1E0 | F40605004 |  | SRD0
PMN-H00BRU10GS002-Q29 | Volt Meter P095 |  | OPERATING | OPERATING | E210 | SRD0-1E0 | F40605004 |  | SRD0
PMN-H00BRU10GS002-Q30 | Hertz Meter P025 |  | OPERATING | OPERATING | E210 | SRD0-1E0 | F40605004 |  | SRD0
PMN-H00BRU10GS002-Q31 | Panel Light |  | OPERATING | OPERATING | E210 | SRD0-1E0 | F40605004 |  | SRD0
PMN-H00BRU10GS002-Q32 | Static SW. 1Phase A035 |  | OPERATING | OPERATING | E210 | SRD0-1E0 | F40605004 |  | SRD0
PMN-H00BRU10GS002-Q33 | Static SW. 1Phase A036 |  | OPERATING | OPERATING | E210 | SRD0-1E0 | F40605004 |  | SRD0
PMN-H00BRU10GS002-Q34 | Fuse F021 |  | OPERATING | OPERATING | E210 | SRD0-1E0 | F40605004 |  | SRD0
PMN-H00BRU10GS002-Q35 | Transformer T002 |  | OPERATING | OPERATING | E210 | SRD0-1E0 | F40605004 |  | SRD0
PMN-H00BRU20 | Inverter Volt Distribution 230 V 50Hz |  | OPERATING | OPERATING | E210 | SRD0-1E0 | F40605004 |  | SRD0
PMN-H00BRU20GS003 | Inverter Volt Distribution 230 V 50Hz |  | OPERATING | OPERATING | E210 | SRD0-1E0 | F40605004 |  | SRD0
PMN-H00BRU20GS003-Q01 | Measuring Aux. Volt Common -F101 |  | OPERATING | OPERATING | E210 | SRD0-1E0 | F40605004 |  | SRD0
PMN-H00BRU20GS003-Q02 | Signal Voltage Unit1 -F102 |  | OPERATING | OPERATING | E210 | SRD0-1E0 | F40605004 |  | SRD0
PMN-H00BRU20GS003-Q03 | Measuring Aux. Volt Unit 1 -F103 |  | OPERATING | OPERATING | E210 | SRD0-1E0 | F40605004 |  | SRD0
PMN-H00BRU20GS003-Q04 | Rotor Earth Fault ProtecT. Unit 1 -F104 |  | OPERATING | OPERATING | E210 | SRD0-1E0 | F40605004 |  | SRD0
PMN-H00BRU20GS003-Q05 | Signal Voltage Unit 2 -F105 |  | OPERATING | OPERATING | E210 | SRD0-1E0 | F40605004 |  | SRD0
PMN-H00BRU20GS003-Q06 | Measuring Aux. Volt Unit 2 -F106 |  | OPERATING | OPERATING | E210 | SRD0-1E0 | F40605004 |  | SRD0
PMN-H00BRU20GS003-Q07 | Rotor Earth Fault ProtecT. Unit 2 -F107 |  | OPERATING | OPERATING | E210 | SRD0-1E0 | F40605004 |  | SRD0
PMN-H00BRU20GS003-Q08 | Signal Voltage Mosaic Board -F108 |  | OPERATING | OPERATING | E210 | SRD0-1E0 | F40605004 |  | SRD0
PMN-H00BRU20GS003-Q09 | Master Clock Aux. Voltage -F201 |  | OPERATING | OPERATING | E210 | SRD0-1E0 | F40605004 |  | SRD0
PMN-H00BRU20GS003-Q11 | Signal Voltage Unit 3 -F202 |  | OPERATING | OPERATING | E210 | SRD0-1E0 | F40605004 |  | SRD0
PMN-H00BRU20GS003-Q12 | Measuring Aux. Volt Unit 3 -F203 |  | OPERATING | OPERATING | E210 | SRD0-1E0 | F40605004 |  | SRD0
PMN-H00BRU20GS003-Q13 | Rotor Earth Fault ProtecT. Unit 3 -F204 |  | OPERATING | OPERATING | E210 | SRD0-1E0 | F40605004 |  | SRD0
PMN-H00BRU20GS003-Q14 | Signal Voltage Unit 4 -F205 |  | OPERATING | OPERATING | E210 | SRD0-1E0 | F40605004 |  | SRD0
PMN-H00BRU20GS003-Q15 | Measuring Aux. Volt Unit 4 -F206 |  | OPERATING | OPERATING | E210 | SRD0-1E0 | F40605004 |  | SRD0
PMN-H00BRU20GS003-Q16 | Rotor Earth Fault ProtecT. Unit 4 -F207 |  | OPERATING | OPERATING | E210 | SRD0-1E0 | F40605004 |  | SRD0
PMN-H00BRU20GS003-Q17 | Signal Volt. Mosaic Board Gen.Cub.-F208 |  | OPERATING | OPERATING | E210 | SRD0-1E0 | F40605004 |  | SRD0
PMN-H00BRU20GS003-Q18 | Scada Supply Volt. 1 Unit 1 -F111 |  | OPERATING | OPERATING | E210 | SRD0-1E0 | F40605004 |  | SRD0
PMN-H00BRU20GS003-Q19 | Scada Supply Volt. 2 Unit 1 -F211 |  | OPERATING | OPERATING | E210 | SRD0-1E0 | F40605004 |  | SRD0
PMN-H00BRU20GS003-Q20 | Scada Supply Volt. 1 Unit 2 -F112 |  | OPERATING | OPERATING | E210 | SRD0-1E0 | F40605004 |  | SRD0
PMN-H00BRU20GS003-Q21 | Scada Supply Volt. 2 Unit 2 -F212 |  | OPERATING | OPERATING | E210 | SRD0-1E0 | F40605004 |  | SRD0
PMN-H00BRU20GS003-Q22 | Scada Supply Volt. 1 Unit 3 -F113 |  | OPERATING | OPERATING | E210 | SRD0-1E0 | F40605004 |  | SRD0
PMN-H00BRU20GS003-Q23 | Scada Supply Volt. 2 Unit 3 -F213 |  | OPERATING | OPERATING | E210 | SRD0-1E0 | F40605004 |  | SRD0
PMN-H00BRU20GS003-Q24 | Scada Supply Volt. 1 Unit 4 -F114 |  | OPERATING | OPERATING | E210 | SRD0-1E0 | F40605004 |  | SRD0
PMN-H00BRU20GS003-Q25 | Scada Supply Volt. 2 Unit 4 -F214 |  | OPERATING | OPERATING | E210 | SRD0-1E0 | F40605004 |  | SRD0
PMN-H00BRU20GS003-Q26 | Scada Supply Volt. 1 GIS Line -F115 |  | OPERATING | OPERATING | E210 | SRD0-1E0 | F40605004 |  | SRD0
PMN-H00BRU20GS003-Q27 | Scada Supply Volt. 2 GIS Line -F215 |  | OPERATING | OPERATING | E210 | SRD0-1E0 | F40605004 |  | SRD0
PMN-H00BRU20GS003-Q28 | Scada Supply Volt. 1 Spillway -F116 |  | OPERATING | OPERATING | E210 | SRD0-1E0 | F40605004 |  | SRD0
PMN-H00BRU20GS003-Q29 | Scada Supply Volt. 2 Spillway -F216 |  | OPERATING | OPERATING | E210 | SRD0-1E0 | F40605004 |  | SRD0
PMN-H00BRU20GS003-Q30 | Scada Supply Volt. 1 Aux. -F117 |  | OPERATING | OPERATING | E210 | SRD0-1E0 | F40605004 |  | SRD0
PMN-H00BRU20GS003-Q31 | Scada Supply Volt. 2 Aux. -F217 |  | OPERATING | OPERATING | E210 | SRD0-1E0 | F40605004 |  | SRD0
PMN-H00BRU20GS003-Q32 | Scada Supply Volt. 1 Common -F118 |  | OPERATING | OPERATING | E210 | SRD0-1E0 | F40605004 |  | SRD0
PMN-H00BRU20GS003-Q33 | Scada Supply Volt. 2 Common -F218 |  | OPERATING | OPERATING | E210 | SRD0-1E0 | F40605004 |  | SRD0
PMN-H00BRU20GS003-Q34 | Scada Supply Volt. 1 Running Spare -F119 |  | OPERATING | OPERATING | E210 | SRD0-1E0 | F40605004 |  | SRD0
PMN-H00BRU20GS003-Q35 | Scada Supply Volt. 2 Running Spare -F219 |  | OPERATING | OPERATING | E210 | SRD0-1E0 | F40605004 |  | SRD0
PMN-H00BRU20GS003-Q36 | Moniter 1 Printer 1 Control desk -F121 |  | OPERATING | OPERATING | E210 | SRD0-1E0 | F40605004 |  | SRD0
PMN-H00BRU20GS003-Q37 | Moniter 2 Printer 2 Control desk -F221 |  | OPERATING | OPERATING | E210 | SRD0-1E0 | F40605004 |  | SRD0
PMN-H00BRU20GS003-Q38 | Moniter Printer ElecTronic Room -F122 |  | OPERATING | OPERATING | E210 | SRD0-1E0 | F40605004 |  | SRD0
PMN-H00BRU20GS003-Q39 | Bus Coupler Prot. Aux. Volt -F222 |  | OPERATING | OPERATING | E210 | SRD0-1E0 | F40605004 |  | SRD0
PMN-H00BRU20GS003-Q40 | Line 1 ProtecT. Aux. Volt -F123 |  | OPERATING | OPERATING | E210 | SRD0-1E0 | F40605004 |  | SRD0
PMN-H00BRU20GS003-Q41 | Line 2 ProtecT. Aux. Volt -F223 |  | OPERATING | OPERATING | E210 | SRD0-1E0 | F40605004 |  | SRD0
PMN-H00BRU20GS003-Q42 | Signal Voltage 1 Ebg -F124 |  | OPERATING | OPERATING | E210 | SRD0-1E0 | F40605004 |  | SRD0
PMN-H00BRU20GS003-Q43 | Signal Voltage 2 Ebg -F224 |  | OPERATING | OPERATING | E210 | SRD0-1E0 | F40605004 |  | SRD0
PMN-H00BT | Battery System |  | OPERATING | OPERATING | E210 | SRD0-1E0 | F40605004 |  | SRD0
PMN-H00BTB | 125V Battery |  | OPERATING | OPERATING | E210 | SRD0-1E0 | F40605004 |  | SRD0
PMN-H00BTB10 | 125V Battery |  | OPERATING | OPERATING | E210 | SRD0-1E0 | F40605004 |  | SRD0
PMN-H00BTB10GR001 | 125V Battery Rack No.1 |  | OPERATING | OPERATING | E210 | SRD0-1E0 | F40605004 |  | SRD0
PMN-H00BTB10GR002 | 125V Battery Rack No.2 |  | OPERATING | OPERATING | E210 | SRD0-1E0 | F40605004 |  | SRD0
PMN-H00BTE | 48V Battery |  | OPERATING | OPERATING | E210 | SRD0-1E0 | F40605004 |  | SRD0
PMN-H00BTE10 | 48V Battery |  | OPERATING | OPERATING | E210 | SRD0-1E0 | F40605004 |  | SRD0
PMN-H00BTE10GR001 | 48V Battery Rack No.1 |  | OPERATING | OPERATING | E210 | SRD0-1E0 | F40605004 |  | SRD0
PMN-H00BTE10GR002 | 48V Battery Rack No.2 |  | OPERATING | OPERATING | E210 | SRD0-1E0 | F40605004 |  | SRD0
PMN-H00BTM | Battery Chargers |  | OPERATING | OPERATING | E210 | SRD0-1E0 | F40605004 |  | SRD0
PMN-H00BTM10 | Battery Chargers |  | OPERATING | OPERATING | E210 | SRD0-1E0 | F40605004 |  | SRD0
PMN-H00BTM10GR001 | 125V Battery Charger 1(=22+DC11) |  | OPERATING | OPERATING | E210 | SRD0-1E0 | F40605004 |  | SRD0
PMN-H00BTM10GR002 | 125V Battery Charger 2(=22+DC17) |  | OPERATING | OPERATING | E210 | SRD0-1E0 | F40605004 |  | SRD0
PMN-H00BTQ | Battery Chargers |  | OPERATING | OPERATING | E210 | SRD0-1E0 | F40605004 |  | SRD0
PMN-H00BTQ10 | 48V Battery Chargers |  | OPERATING | OPERATING | E210 | SRD0-1E0 | F40605004 |  | SRD0
PMN-H00BTQ10GR001 | 48V Battery Charger 1(=22+DC21) |  | OPERATING | OPERATING | E210 | SRD0-1E0 | F40605004 |  | SRD0
PMN-H00BTQ10GR002 | 48V Battery Charger 2(=22+DC21) |  | OPERATING | OPERATING | E210 | SRD0-1E0 | F40605004 |  | SRD0
PMN-H00BU | DC.Distribution Boards,Normal System |  | OPERATING | OPERATING | E210 | SRD0-1E0 | F40605004 |  | SRD0
PMN-H00BUB | DC.Distribution Boards |  | OPERATING | OPERATING | E210 | SRD0-1E0 | F40605004 |  | SRD0
PMN-H00BUB10 | 125V Battery System |  | OPERATING | OPERATING | E210 | SRD0-1E0 | F40605004 |  | SRD0
PMN-H00BUB10GS001 | 125V Battery System 1 |  | OPERATING | OPERATING | E210 | SRD0-1E0 | F40605004 |  | SRD0
PMN-H00BUB10GS001-Q01 | Trip Voltage Unit1 |  | OPERATING | OPERATING | E210 | SRD0-1E0 | F40605004 |  | SRD0
PMN-H00BUB10GS001-Q02 | Trip Voltage Unit2 |  | OPERATING | OPERATING | E210 | SRD0-1E0 | F40605004 |  | SRD0
PMN-H00BUB10GS001-Q03 | Control And Alarm Voltage Unit3 |  | OPERATING | OPERATING | E210 | SRD0-1E0 | F40605004 |  | SRD0
PMN-H00BUB10GS001-Q04 | Control And Alarm Voltage Unit4 |  | OPERATING | OPERATING | E210 | SRD0-1E0 | F40605004 |  | SRD0
PMN-H00BUB10GS001-Q05 | ComPuter Controller Unit1 |  | OPERATING | OPERATING | E210 | SRD0-1E0 | F40605004 |  | SRD0
PMN-H00BUB10GS001-Q06 | ComPuter Controller Unit2 |  | OPERATING | OPERATING | E210 | SRD0-1E0 | F40605004 |  | SRD0
PMN-H00BUB10GS001-Q07 | Back Up ComPuter Controller Unit3 |  | OPERATING | OPERATING | E210 | SRD0-1E0 | F40605004 |  | SRD0
PMN-H00BUB10GS001-Q08 | Back Up ComPuter Controller Unit4 |  | OPERATING | OPERATING | E210 | SRD0-1E0 | F40605004 |  | SRD0
PMN-H00BUB10GS001-Q09 | Excitation Control Voltage Unit1 |  | OPERATING | OPERATING | E210 | SRD0-1E0 | F40605004 |  | SRD0
PMN-H00BUB10GS001-Q10 | Excitation Control Voltage Unit2 |  | OPERATING | OPERATING | E210 | SRD0-1E0 | F40605004 |  | SRD0
PMN-H00BUB10GS001-Q11 | Back Up Excitation Cont.Voltage Unit3 |  | OPERATING | OPERATING | E210 | SRD0-1E0 | F40605004 |  | SRD0
PMN-H00BUB10GS001-Q12 | Back Up Excitation Cont.Voltage Unit4 |  | OPERATING | OPERATING | E210 | SRD0-1E0 | F40605004 |  | SRD0
PMN-H00BUB10GS001-Q13 | Protection Supply Voltage Unit1 |  | OPERATING | OPERATING | E210 | SRD0-1E0 | F40605004 |  | SRD0
PMN-H00BUB10GS001-Q14 | Protection Supply Voltage Unit2 |  | OPERATING | OPERATING | E210 | SRD0-1E0 | F40605004 |  | SRD0
PMN-H00BUB10GS001-Q15 | Back Up Protection Supply Volt.Unit3 |  | OPERATING | OPERATING | E210 | SRD0-1E0 | F40605004 |  | SRD0
PMN-H00BUB10GS001-Q16 | Back Up Protection Supply Volt.Unit4 |  | OPERATING | OPERATING | E210 | SRD0-1E0 | F40605004 |  | SRD0
PMN-H00BUB10GS001-Q17 | Governor Supply Voltage Unit3 |  | OPERATING | OPERATING | E210 | SRD0-1E0 | F40605004 |  | SRD0
PMN-H00BUB10GS001-Q18 | Governor Supply Voltage Unit4 |  | OPERATING | OPERATING | E210 | SRD0-1E0 | F40605004 |  | SRD0
PMN-H00BUB10GS001-Q19 | 115kV Control Voltage Unit3 |  | OPERATING | OPERATING | E210 | SRD0-1E0 | F40605004 |  | SRD0
PMN-H00BUB10GS001-Q20 | 115kV Control Voltage Unit4 |  | OPERATING | OPERATING | E210 | SRD0-1E0 | F40605004 |  | SRD0
PMN-H00BUB10GS001-Q21 | Control Voltage for Common |  | OPERATING | OPERATING | E210 | SRD0-1E0 | F40605004 |  | SRD0
PMN-H00BUB10GS001-Q22 | Alarm Supply Voltage for Common |  | OPERATING | OPERATING | E210 | SRD0-1E0 | F40605004 |  | SRD0
PMN-H00BUB10GS001-Q23 | Line1 Protection |  | OPERATING | OPERATING | E210 | SRD0-1E0 | F40605004 |  | SRD0
PMN-H00BUB10GS001-Q24 | Line2 Protection |  | OPERATING | OPERATING | E210 | SRD0-1E0 | F40605004 |  | SRD0
PMN-H00BUB10GS001-Q25 | Empty Plate |  | OPERATING | OPERATING | E210 | SRD0-1E0 | F40605004 |  | SRD0
PMN-H00BUB10GS001-Q26 | Empty Plate |  | OPERATING | OPERATING | E210 | SRD0-1E0 | F40605004 |  | SRD0
PMN-H00BUB10GS001-Q27 | Empty Plate |  | OPERATING | OPERATING | E210 | SRD0-1E0 | F40605004 |  | SRD0
PMN-H00BUB10GS001-Q28 | High Pressure Pump1 7.8Kw |  | OPERATING | OPERATING | E210 | SRD0-1E0 | F40605004 |  | SRD0
PMN-H00BUB10GS001-Q29 | Auxiliary Protection |  | OPERATING | OPERATING | E210 | SRD0-1E0 | F40605004 |  | SRD0
PMN-H00BUB10GS001-Q30 | Bus Bar Protection |  | OPERATING | OPERATING | E210 | SRD0-1E0 | F40605004 |  | SRD0
PMN-H00BUB10GS001-Q31 | Bus Coupler Protection |  | OPERATING | OPERATING | E210 | SRD0-1E0 | F40605004 |  | SRD0
PMN-H00BUB10GS001-Q32 | 115kV Busbar Control Voltage |  | OPERATING | OPERATING | E210 | SRD0-1E0 | F40605004 |  | SRD0
PMN-H00BUB10GS001-Q33 | 115kV Line1 Control Voltage |  | OPERATING | OPERATING | E210 | SRD0-1E0 | F40605004 |  | SRD0
PMN-H00BUB10GS001-Q34 | Control Voltage Main Distr. Board1 |  | OPERATING | OPERATING | E210 | SRD0-1E0 | F40605004 |  | SRD0
PMN-H00BUB10GS001-Q35 | Control Voltage Unit Aux.Board1 |  | OPERATING | OPERATING | E210 | SRD0-1E0 | F40605004 |  | SRD0
PMN-H00BUB10GS001-Q36 | Control Voltage Unit Aux.Board2 |  | OPERATING | OPERATING | E210 | SRD0-1E0 | F40605004 |  | SRD0
PMN-H00BUB10GS001-Q37 | Control Voltage Gen.Serv. Distr.Board |  | OPERATING | OPERATING | E210 | SRD0-1E0 | F40605004 |  | SRD0
PMN-H00BUB10GS001-Q38 | Control Voltage Power House Drain Board |  | OPERATING | OPERATING | E210 | SRD0-1E0 | F40605004 |  | SRD0
PMN-H00BUB10GS001-Q39 | Control Voltage 6kV Cb Unit1 |  | OPERATING | OPERATING | E210 | SRD0-1E0 | F40605004 |  | SRD0
PMN-H00BUB10GS001-Q40 | Control Voltage 6kV Cb Unit2 |  | OPERATING | OPERATING | E210 | SRD0-1E0 | F40605004 |  | SRD0
PMN-H00BUB10GS001-Q41 | Control Voltage 6kV Cb Aux Trafo 1 |  | OPERATING | OPERATING | E210 | SRD0-1E0 | F40605004 |  | SRD0
PMN-H00BUB10GS001-Q42 | Control Voltage 6kV Cb Aux Trafo 2 |  | OPERATING | OPERATING | E210 | SRD0-1E0 | F40605004 |  | SRD0
PMN-H00BUB10GS001-Q43 | Emergency Lighting |  | OPERATING | OPERATING | E210 | SRD0-1E0 | F40605004 |  | SRD0
PMN-H00BUB10GS001-Q44 | Spare |  | OPERATING | OPERATING | E210 | SRD0-1E0 | F40605004 |  | SRD0
PMN-H00BUB10GS001-Q45 | Spare |  | OPERATING | OPERATING | E210 | SRD0-1E0 | F40605004 |  | SRD0
PMN-H00BUB10GS001-Q46 | Spare |  | OPERATING | OPERATING | E210 | SRD0-1E0 | F40605004 |  | SRD0
PMN-H00BUB10GS001-Q47 | Field Flashing Voltage Unit3 |  | OPERATING | OPERATING | E210 | SRD0-1E0 | F40605004 |  | SRD0
PMN-H00BUB10GS001-Q48 | Field Flashing Voltage Unit4 |  | OPERATING | OPERATING | E210 | SRD0-1E0 | F40605004 |  | SRD0
PMN-H00BUB10GS001-Q49 | Empty ptate |  | OPERATING | OPERATING | E210 | SRD0-1E0 | F40605004 |  | SRD0
PMN-H00BUB10GS001-Q50 | High Pressure Pump2 7.8Kw |  | OPERATING | OPERATING | E210 | SRD0-1E0 | F40605004 |  | SRD0
PMN-H00BUB10GS001-Q51 | Supply Voltage for Inverter1 |  | OPERATING | OPERATING | E210 | SRD0-1E0 | F40605004 |  | SRD0
PMN-H00BUB10GS001-Q52 | Coupling And Measuring Battery 1&2 |  | OPERATING | OPERATING | E210 | SRD0-1E0 | F40605004 |  | SRD0
PMN-H00BUB20 | 125V Battery System |  | OPERATING | OPERATING | E210 | SRD0-1E0 | F40605004 |  | SRD0
PMN-H00BUB20GS001 | 125V Battery System 2 |  | OPERATING | OPERATING | E210 | SRD0-1E0 | F40605004 |  | SRD0
PMN-H00BUB20GS001-Q01 | Auxiliary Protection |  | OPERATING | OPERATING | E210 | SRD0-1E0 | F40605004 |  | SRD0
PMN-H00BUB20GS001-Q02 | Bus Bar Protection |  | OPERATING | OPERATING | E210 | SRD0-1E0 | F40605004 |  | SRD0
PMN-H00BUB20GS001-Q03 | 115kV Line2 Control Voltage |  | OPERATING | OPERATING | E210 | SRD0-1E0 | F40605004 |  | SRD0
PMN-H00BUB20GS001-Q04 | Control Voltage Main Distr. Board2 |  | OPERATING | OPERATING | E210 | SRD0-1E0 | F40605004 |  | SRD0
PMN-H00BUB20GS001-Q05 | Control Voltage Unit Aux.Board3 |  | OPERATING | OPERATING | E210 | SRD0-1E0 | F40605004 |  | SRD0
PMN-H00BUB20GS001-Q06 | Control Voltage Unit Aux.Board4 |  | OPERATING | OPERATING | E210 | SRD0-1E0 | F40605004 |  | SRD0
PMN-H00BUB20GS001-Q07 | Control Voltage Dam Drainage Board |  | OPERATING | OPERATING | E210 | SRD0-1E0 | F40605004 |  | SRD0
PMN-H00BUB20GS001-Q08 | Control Voltage Spillway Board |  | OPERATING | OPERATING | E210 | SRD0-1E0 | F40605004 |  | SRD0
PMN-H00BUB20GS001-Q09 | Control Voltage 6kV Cb Unit3 |  | OPERATING | OPERATING | E210 | SRD0-1E0 | F40605004 |  | SRD0
PMN-H00BUB20GS001-Q10 | Control Voltage 6kV Cb Unit4 |  | OPERATING | OPERATING | E210 | SRD0-1E0 | F40605004 |  | SRD0
PMN-H00BUB20GS001-Q11 | Empty Plate |  | OPERATING | OPERATING | E210 | SRD0-1E0 | F40605004 |  | SRD0
PMN-H00BUB20GS001-Q12 | Empty Plate |  | OPERATING | OPERATING | E210 | SRD0-1E0 | F40605004 |  | SRD0
PMN-H00BUB20GS001-Q13 | Spare |  | OPERATING | OPERATING | E210 | SRD0-1E0 | F40605004 |  | SRD0
PMN-H00BUB20GS001-Q14 | Spare |  | OPERATING | OPERATING | E210 | SRD0-1E0 | F40605004 |  | SRD0
PMN-H00BUB20GS001-Q15 | Spare |  | OPERATING | OPERATING | E210 | SRD0-1E0 | F40605004 |  | SRD0
PMN-H00BUB20GS001-Q16 | Supply Voltage for Inverter 2 |  | OPERATING | OPERATING | E210 | SRD0-1E0 | F40605004 |  | SRD0
PMN-H00BUB20GS001-Q17 | Field Flashing Voltage Unit1 |  | OPERATING | OPERATING | E210 | SRD0-1E0 | F40605004 |  | SRD0
PMN-H00BUB20GS001-Q18 | Field Flashing Voltage Unit2 |  | OPERATING | OPERATING | E210 | SRD0-1E0 | F40605004 |  | SRD0
PMN-H00BUB20GS001-Q19 | High Pressure Pump 4 7.8Kw |  | OPERATING | OPERATING | E210 | SRD0-1E0 | F40605004 |  | SRD0
PMN-H00BUB20GS001-Q20 | Trip Voltage Unit3 |  | OPERATING | OPERATING | E210 | SRD0-1E0 | F40605004 |  | SRD0
PMN-H00BUB20GS001-Q21 | Trip Voltage Unit4 |  | OPERATING | OPERATING | E210 | SRD0-1E0 | F40605004 |  | SRD0
PMN-H00BUB20GS001-Q22 | Control And Alarm Voltage Unit1 |  | OPERATING | OPERATING | E210 | SRD0-1E0 | F40605004 |  | SRD0
PMN-H00BUB20GS001-Q23 | Control And Alarm Voltage Unit2 |  | OPERATING | OPERATING | E210 | SRD0-1E0 | F40605004 |  | SRD0
PMN-H00BUB20GS001-Q24 | Back Up ComPuter Controller Unit1 |  | OPERATING | OPERATING | E210 | SRD0-1E0 | F40605004 |  | SRD0
PMN-H00BUB20GS001-Q25 | Back Up ComPuter Controller Unit2 |  | OPERATING | OPERATING | E210 | SRD0-1E0 | F40605004 |  | SRD0
PMN-H00BUB20GS001-Q26 | ComPuter Controller Unit3 |  | OPERATING | OPERATING | E210 | SRD0-1E0 | F40605004 |  | SRD0
PMN-H00BUB20GS001-Q27 | ComPuter Controller Unit4 |  | OPERATING | OPERATING | E210 | SRD0-1E0 | F40605004 |  | SRD0
PMN-H00BUB20GS001-Q28 | Back Up Excitation Cont. Voltage Unit1 |  | OPERATING | OPERATING | E210 | SRD0-1E0 | F40605004 |  | SRD0
PMN-H00BUB20GS001-Q29 | Back Up Excitation Cont. Voltage Unit2 |  | OPERATING | OPERATING | E210 | SRD0-1E0 | F40605004 |  | SRD0
PMN-H00BUB20GS001-Q30 | Excitation Control Voltage Unit3 |  | OPERATING | OPERATING | E210 | SRD0-1E0 | F40605004 |  | SRD0
PMN-H00BUB20GS001-Q31 | Excitation Control Voltage Unit4 |  | OPERATING | OPERATING | E210 | SRD0-1E0 | F40605004 |  | SRD0
PMN-H00BUB20GS001-Q32 | Back Up Protection Supply Volt.Unit1 |  | OPERATING | OPERATING | E210 | SRD0-1E0 | F40605004 |  | SRD0
PMN-H00BUB20GS001-Q33 | Back Up Protection Supply Volt.Unit2 |  | OPERATING | OPERATING | E210 | SRD0-1E0 | F40605004 |  | SRD0
PMN-H00BUB20GS001-Q34 | Protection Supply Voltage Unit3 |  | OPERATING | OPERATING | E210 | SRD0-1E0 | F40605004 |  | SRD0
PMN-H00BUB20GS001-Q35 | Protection Supply Voltage Unit4 |  | OPERATING | OPERATING | E210 | SRD0-1E0 | F40605004 |  | SRD0
PMN-H00BUB20GS001-Q36 | Governor Supply Voltage Unit1 |  | OPERATING | OPERATING | E210 | SRD0-1E0 | F40605004 |  | SRD0
PMN-H00BUB20GS001-Q37 | Governor Supply Voltage Unit2 |  | OPERATING | OPERATING | E210 | SRD0-1E0 | F40605004 |  | SRD0
PMN-H00BUB20GS001-Q38 | 115kV Control Voltage Unit1 |  | OPERATING | OPERATING | E210 | SRD0-1E0 | F40605004 |  | SRD0
PMN-H00BUB20GS001-Q39 | 115kV Control Voltage Unit2 |  | OPERATING | OPERATING | E210 | SRD0-1E0 | F40605004 |  | SRD0
PMN-H00BUB20GS001-Q40 | Trip Voltage for Common |  | OPERATING | OPERATING | E210 | SRD0-1E0 | F40605004 |  | SRD0
PMN-H00BUB20GS001-Q41 | Alarm Supply Voltage for Common |  | OPERATING | OPERATING | E210 | SRD0-1E0 | F40605004 |  | SRD0
PMN-H00BUB20GS001-Q42 | Line1 Protection |  | OPERATING | OPERATING | E210 | SRD0-1E0 | F40605004 |  | SRD0
PMN-H00BUB20GS001-Q43 | Line2 Protection |  | OPERATING | OPERATING | E210 | SRD0-1E0 | F40605004 |  | SRD0
PMN-H00BUB20GS001-Q44 | Empty Plate |  | OPERATING | OPERATING | E210 | SRD0-1E0 | F40605004 |  | SRD0
PMN-H00BUB20GS001-Q45 | Empty Plate |  | OPERATING | OPERATING | E210 | SRD0-1E0 | F40605004 |  | SRD0
PMN-H00BUB20GS001-Q46 | Empty Plate |  | OPERATING | OPERATING | E210 | SRD0-1E0 | F40605004 |  | SRD0
PMN-H00BUB20GS001-Q47 | High Pressure Pump 3 7.8Kw |  | OPERATING | OPERATING | E210 | SRD0-1E0 | F40605004 |  | SRD0
PMN-H00BUE | DC.Distribution Boards |  | OPERATING | OPERATING | E210 | SRD0-1E0 | F40605004 |  | SRD0
PMN-H00BUE10 | 48V Battery System |  | OPERATING | OPERATING | E210 | SRD0-1E0 | F40605004 |  | SRD0
PMN-H00BUE10GS001 | 48V DC Battery Supply |  | OPERATING | OPERATING | E210 | SRD0-1E0 | F40605004 |  | SRD0
PMN-H00BUE10GS001-Q01 | Digital Radio |  | OPERATING | OPERATING | E210 | SRD0-1E0 | F40605004 |  | SRD0
PMN-H00BUE10GS001-Q02 | Pcm Mux |  | OPERATING | OPERATING | E210 | SRD0-1E0 | F40605004 |  | SRD0
PMN-H00BUE10GS001-Q03 | PLC (Iskra/et63) |  | OPERATING | OPERATING | E210 | SRD0-1E0 | F40605004 |  | SRD0
PMN-H00BUE10GS001-Q04 | PLC (Iskra/et61) |  | OPERATING | OPERATING | E210 | SRD0-1E0 | F40605004 |  | SRD0
PMN-H00BUE10GS001-Q05 | RTU (IndaCTic) |  | OPERATING | OPERATING | E210 | SRD0-1E0 | F40605004 |  | SRD0
PMN-H00BUE10GS001-Q06 | PABX (Siemens/Ems-601) |  | OPERATING | OPERATING | E210 | SRD0-1E0 | F40605004 |  | SRD0
PMN-H00BUE10GS001-Q07 | Telephone System |  | OPERATING | OPERATING | E210 | SRD0-1E0 | F40605004 |  | SRD0
PMN-H00BUE10GS001-Q08 | RTU |  | OPERATING | OPERATING | E210 | SRD0-1E0 | F40605004 |  | SRD0
PMN-H00BUE10GS001-Q09 | Spare |  | OPERATING | OPERATING | E210 | SRD0-1E0 | F40605004 |  | SRD0
PMN-H00BUE10GS001-Q10 | Spare |  | OPERATING | OPERATING | E210 | SRD0-1E0 | F40605004 |  | SRD0
PMN-H00BUE10GS001-Q11 | Spare |  | OPERATING | OPERATING | E210 | SRD0-1E0 | F40605004 |  | SRD0
PMN-H00BUE10GS001-Q12 | Spare |  | OPERATING | OPERATING | E210 | SRD0-1E0 | F40605004 |  | SRD0
PMN-H00BUE10GS001-Q13 | Spare |  | OPERATING | OPERATING | E210 | SRD0-1E0 | F40605004 |  | SRD0
PMN-H00BUE10GS001-Q14 | Spare |  | OPERATING | OPERATING | E210 | SRD0-1E0 | F40605004 |  | SRD0
PMN-H00BUE10GS001-Q15 | Spare |  | OPERATING | OPERATING | E210 | SRD0-1E0 | F40605004 |  | SRD0
PMN-H00BUE10GS001-Q16 | Spare |  | OPERATING | OPERATING | E210 | SRD0-1E0 | F40605004 |  | SRD0
PMN-H00BUE10GS001-Q17 | Spare |  | OPERATING | OPERATING | E210 | SRD0-1E0 | F40605004 |  | SRD0
PMN-H00C | INSTRUMENTATION AND CONTROL EQUIPMENT |  | OPERATING | OPERATING | E210 | SRD0-1E0 | F40605004 |  | SRD0
PMN-H00CB | Synchronization |  | OPERATING | OPERATING | E210 | SRD0-1E0 | F40605004 |  | SRD0
PMN-H00CBP | Cabinets for Synchronization |  | OPERATING | OPERATING | E210 | SRD0-1E0 | F40605004 |  | SRD0
PMN-H00CBP10 | Synchronous Systems Panel (=0+GC.2) |  | OPERATING | OPERATING | E210 | SRD0-1E0 | F40605004 |  | SRD0
PMN-H00CBP10EY001 | Auto Sync. Relay Unit1-4 Panel |  | OPERATING | OPERATING | E210 | SRD0-1E0 | F40605004 |  | SRD0
PMN-H00CBP10EY002 | Auto Sync. Relay Line1&2 Panel |  | OPERATING | OPERATING | E210 | SRD0-1E0 | F40605004 |  | SRD0
PMN-H00CBP10EY003 | Synchroscope Panel |  | OPERATING | OPERATING | E210 | SRD0-1E0 | F40605004 |  | SRD0
PMN-H00CD | Control |  | OPERATING | OPERATING | E210 | SRD0-1E0 | F40605004 |  | SRD0
PMN-H00CDA | Cabinets for Drive Control Interface |  | OPERATING | OPERATING | E210 | SRD0-1E0 | F40605004 |  | SRD0
PMN-H00CDA10 | Common Alarm,Volt. Supply (=0+GC.3) |  | OPERATING | OPERATING | E210 | SRD0-1E0 | F40605004 |  | SRD0
PMN-H00CDA10EM001 | Common Alarm,Volt. Supply (=0+GC.3) |  | OPERATING | OPERATING | E210 | SRD0-1E0 | F40605004 |  | SRD0
PMN-H00CDA10EM001-Q01 | Common Alarm System CPU |  | OPERATING | OPERATING | E210 | SRD0-1E0 | F40605004 |  | SRD0
PMN-H00CDA10EM001-Q02 | Common Alarm Input Signaling I/O Module |  | OPERATING | OPERATING | E210 | SRD0-1E0 | F40605004 |  | SRD0
PMN-H00CDA10EM001-Q03 | Common Alarm Input Signaling for Relay |  | OPERATING | OPERATING | E210 | SRD0-1E0 | F40605004 |  | SRD0
PMN-H00CDA10EM001-Q04 | Common Alarm System Voltage Supply |  | OPERATING | OPERATING | E210 | SRD0-1E0 | F40605004 |  | SRD0
PMN-H00CDA20 | Mosaic Control Interface |  | OPERATING | OPERATING | E210 | SRD0-1E0 | F40605004 |  | SRD0
PMN-H00CDA20GH001 | Mosaic Control Interface |  | OPERATING | OPERATING | E210 | SRD0-1E0 | F40605004 |  | SRD0
PMN-H00CDA20GH001-Q01 | GIS. Operation Selection(=10+MB) |  | OPERATING | OPERATING | E210 | SRD0-1E0 | F40605004 |  | SRD0
PMN-H00CDA20GH001-Q02 | Station Service Operat. SelecT.(=21+MB) |  | OPERATING | OPERATING | E210 | SRD0-1E0 | F40605004 |  | SRD0
PMN-H00CDA20GH001-Q03 | Spillway Operation Selection(=57+MB) |  | OPERATING | OPERATING | E210 | SRD0-1E0 | F40605004 |  | SRD0
PMN-H00CDA20GH001-Q04 | Mosaic Board Signaling(=0+MB) |  | OPERATING | OPERATING | E210 | SRD0-1E0 | F40605004 |  | SRD0
PMN-H00CDA20GH001-Q05 | Mosaic Board Signaling(=1(-4)+MB) |  | OPERATING | OPERATING | E210 | SRD0-1E0 | F40605004 |  | SRD0
PMN-H00CDA20GH001-Q06 | Mosaic Board Signaling(=10+MB) |  | OPERATING | OPERATING | E210 | SRD0-1E0 | F40605004 |  | SRD0
PMN-H00CDA20GH001-Q07 | Mosaic Board Signaling(=11(-14)+MB) |  | OPERATING | OPERATING | E210 | SRD0-1E0 | F40605004 |  | SRD0
PMN-H00CDA20GH001-Q08 | Mosaic Board Signaling(=15+MB) |  | OPERATING | OPERATING | E210 | SRD0-1E0 | F40605004 |  | SRD0
PMN-H00CDA20GH001-Q09 | Mosaic Board Signaling(=16+MB) |  | OPERATING | OPERATING | E210 | SRD0-1E0 | F40605004 |  | SRD0
PMN-H00CDA20GH001-Q10 | Mosaic Board Signaling(=21+MB) |  | OPERATING | OPERATING | E210 | SRD0-1E0 | F40605004 |  | SRD0
PMN-H00CDA20GH001-Q11 | Mosaic Board Signaling(=57+MB) |  | OPERATING | OPERATING | E210 | SRD0-1E0 | F40605004 |  | SRD0
PMN-H00CDA30 | Local Control Box & Cubicle |  | OPERATING | OPERATING | E210 | SRD0-1E0 | F40605004 |  | SRD0
PMN-H00CDA30GH001 | Local Control Box & Cubicle |  | OPERATING | OPERATING | E210 | SRD0-1E0 | F40605004 |  | SRD0
PMN-H00CDA30GH001-Q01 | Power House Drainage Control Box |  | OPERATING | OPERATING | E210 | SRD0-1E0 | F40605004 |  | SRD0
PMN-H00CDA30GH001-Q02 | Spillway Drainage Control Box |  | OPERATING | OPERATING | E210 | SRD0-1E0 | F40605004 |  | SRD0
PMN-H00CDA30GH001-Q03 | dewatering Drainage Control Box |  | OPERATING | OPERATING | E210 | SRD0-1E0 | F40605004 |  | SRD0
PMN-H00CDA30GH001-Q04 | High Pressure Air Control Box |  | OPERATING | OPERATING | E210 | SRD0-1E0 | F40605004 |  | SRD0
PMN-H00CDA30GH001-Q05 | Low Pressure Air Control Box |  | OPERATING | OPERATING | E210 | SRD0-1E0 | F40605004 |  | SRD0
PMN-H00CDA30GH001-Q06 | Head & Tail Water Measuring Control Box |  | OPERATING | OPERATING | E210 | SRD0-1E0 | F40605004 |  | SRD0
PMN-H00CDA30GH001-Q07 | Cooling Water System Control Cubicle |  | OPERATING | OPERATING | E210 | SRD0-1E0 | F40605004 |  | SRD0
PMN-H00CDA30GH001-Q08 | Water Treatment Control Cubicle |  | OPERATING | OPERATING | E210 | SRD0-1E0 | F40605004 |  | SRD0
PMN-H00CE | Cabinet for Annunciation Systems |  | OPERATING | OPERATING | E210 | SRD0-1E0 | F40605004 |  | SRD0
PMN-H00CEA | Cabinet for Annunciation Systems |  | OPERATING | OPERATING | E210 | SRD0-1E0 | F40605004 |  | SRD0
PMN-H00CEA10 | Annunciator (=0+GC.4) |  | OPERATING | OPERATING | E210 | SRD0-1E0 | F40605004 |  | SRD0
PMN-H00CEA10EG001 | Alarm System Acoustic Annunciation |  | OPERATING | OPERATING | E210 | SRD0-1E0 | F40605004 |  | SRD0
PMN-H00CF | Measurement , Recerding |  | OPERATING | OPERATING | E210 | SRD0-1E0 | F40605004 |  | SRD0
PMN-H00CFQ | Cabinets for Recerding |  | OPERATING | OPERATING | E210 | SRD0-1E0 | F40605004 |  | SRD0
PMN-H00CFQ10 | Recorder Panel (=0+GC.1) |  | OPERATING | OPERATING | E210 | SRD0-1E0 | F40605004 |  | SRD0
PMN-H00CFQ10GH001 | Recorder On/off Control Unit1-4 |  | OPERATING | OPERATING | E210 | SRD0-1E0 | F40605004 |  | SRD0
PMN-H00CFQ10GH002 | Recorder On/off Control Line 1 |  | OPERATING | OPERATING | E210 | SRD0-1E0 | F40605004 |  | SRD0
PMN-H00CFQ10GH003 | Recorder On/off Control Line 2 |  | OPERATING | OPERATING | E210 | SRD0-1E0 | F40605004 |  | SRD0
PMN-H00CK | Process Computer System |  | OPERATING | OPERATING | E210 | SRD0-1E0 | F40605004 |  | SRD0
PMN-H00CKN | Process Computer System |  | OPERATING | OPERATING | E210 | SRD0-1E0 | F40605004 |  | SRD0
PMN-H00CKN10 | Ovation Control Systems |  | OPERATING | OPERATING | E210 | SRD0-1E0 | F40605004 |  | SRD0
PMN-H00CKN10EM001 | Drop No.5 (Spillway) |  | OPERATING | OPERATING | E210 | SRD0-1E0 | F40605004 |  | SRD0
PMN-H00CKN10EM002 | Drop No.6 (GIS) |  | OPERATING | OPERATING | E210 | SRD0-1E0 | F40605004 |  | SRD0
PMN-H00CKN10EM003 | Drop No.7 (Common) |  | OPERATING | OPERATING | E210 | SRD0-1E0 | F40605004 |  | SRD0
PMN-H00CKN10EM004 | Drop No.8 (Spare) |  | OPERATING | OPERATING | E210 | SRD0-1E0 | F40605004 |  | SRD0
PMN-H00CKN10EM005 | Highway Interface Node No.60 |  | OPERATING | OPERATING | E210 | SRD0-1E0 | F40605004 |  | SRD0
PMN-H00CKN10EM006 | Highway Interface Node No.62 |  | OPERATING | OPERATING | E210 | SRD0-1E0 | F40605004 |  | SRD0
PMN-H00CY | Communication Equipment |  | OPERATING | OPERATING | E210 | SRD0-1E0 | F40605004 |  | SRD0
PMN-H00CYH | Telemetry System |  | OPERATING | OPERATING | E210 | SRD0-1E0 | F40605004 |  | SRD0
PMN-H00CYH10 | Pakmun telemetering |  | OPERATING | OPERATING | E210 | SRD0-1E0 | F40605004 |  | SRD0
PMN-H00CYH10EM001 | Server |  | OPERATING | OPERATING | E210 | SRD0-1E0 | F40605004 |  | SRD0
PMN-H00CYH11 | Bun Dharik Station ( TS9_อ.บุณฑริก ) |  | OPERATING | OPERATING | E210 | SRD0-1E0 | F40605004 |  | SRD0
PMN-H00CYH11CF001 | Rain Gauge |  | OPERATING | OPERATING | E210 | SRD0-1E0 | F40605004 |  | SRD0
PMN-H00CYH11EM001 | Cabinet RTU |  | OPERATING | OPERATING | E210 | SRD0-1E0 | F40605004 |  | SRD0
PMN-H00CYH11EM001-A01 | Router |  | OPERATING | OPERATING | E210 | SRD0-1E0 | F40605004 |  | SRD0
PMN-H00CYH11EM001-A02 | Broad |  | OPERATING | OPERATING | E210 | SRD0-1E0 | F40605004 |  | SRD0
PMN-H00CYH11GZ001 | Battery 12 VDC |  | OPERATING | OPERATING | E210 | SRD0-1E0 | F40605004 |  | SRD0
PMN-H00CYH20 | Maha ChanAChai Station ( TS1_มหาชนะชัย ) |  | OPERATING | OPERATING | E210 | SRD0-1E0 | F40605004 |  | SRD0
PMN-H00CYH20BR001 | Wind pipe Bubble |  | OPERATING | OPERATING | E210 | SRD0-1E0 | F40605004 |  | SRD0
PMN-H00CYH20CE001 | Solar Cell |  | OPERATING | OPERATING | E210 | SRD0-1E0 | F40605004 |  | SRD0
PMN-H00CYH20CF002 | Rain Gauge |  | OPERATING | OPERATING | E210 | SRD0-1E0 | F40605004 |  | SRD0
PMN-H00CYH20CL001 | Bubble Gauge |  | OPERATING | OPERATING | E210 | SRD0-1E0 | F40605004 |  | SRD0
PMN-H00CYH20CL001-B01 | Sensor |  | OPERATING | OPERATING | E210 | SRD0-1E0 | F40605004 |  | SRD0
PMN-H00CYH20CL002 | Staff Gauge |  | OPERATING | OPERATING | E210 | SRD0-1E0 | F40605004 |  | SRD0
PMN-H00CYH20EM001 | Cabinet RTU |  | OPERATING | OPERATING | E210 | SRD0-1E0 | F40605004 |  | SRD0
PMN-H00CYH20EM001-A01 | Router |  | OPERATING | OPERATING | E210 | SRD0-1E0 | F40605004 |  | SRD0
PMN-H00CYH20EM001-A02 | Broad |  | OPERATING | OPERATING | E210 | SRD0-1E0 | F40605004 |  | SRD0
PMN-H00CYH20GZ001 | Battery 12 VDC |  | OPERATING | OPERATING | E210 | SRD0-1E0 | F40605004 |  | SRD0
PMN-H00CYH21 | Phana Station ( TS10_อ.พนา ) |  | OPERATING | OPERATING | E210 | SRD0-1E0 | F40605004 |  | SRD0
PMN-H00CYH21CF001 | Rain Gauge |  | OPERATING | OPERATING | E210 | SRD0-1E0 | F40605004 |  | SRD0
PMN-H00CYH21EM001 | Cabinet RTU |  | OPERATING | OPERATING | E210 | SRD0-1E0 | F40605004 |  | SRD0
PMN-H00CYH21EM001-A01 | Router |  | OPERATING | OPERATING | E210 | SRD0-1E0 | F40605004 |  | SRD0
PMN-H00CYH21EM001-A02 | Broad |  | OPERATING | OPERATING | E210 | SRD0-1E0 | F40605004 |  | SRD0
PMN-H00CYH21GZ001 | Battery 12 VDC |  | OPERATING | OPERATING | E210 | SRD0-1E0 | F40605004 |  | SRD0
PMN-H00CYH30 | Rasri Salai Station ( TS2_ราษีไศล ) |  | OPERATING | OPERATING | E210 | SRD0-1E0 | F40605004 |  | SRD0
PMN-H00CYH30BR001 | Wind pipe Bubble |  | OPERATING | OPERATING | E210 | SRD0-1E0 | F40605004 |  | SRD0
PMN-H00CYH30CF001 | Rain Gauge |  | OPERATING | OPERATING | E210 | SRD0-1E0 | F40605004 |  | SRD0
PMN-H00CYH30CL001 | Bubble Gauge |  | OPERATING | OPERATING | E210 | SRD0-1E0 | F40605004 |  | SRD0
PMN-H00CYH30CL001-B01 | Sensor |  | OPERATING | OPERATING | E210 | SRD0-1E0 | F40605004 |  | SRD0
PMN-H00CYH30CL002 | Staff Gauge |  | OPERATING | OPERATING | E210 | SRD0-1E0 | F40605004 |  | SRD0
PMN-H00CYH30EM001 | Cabinet RTU |  | OPERATING | OPERATING | E210 | SRD0-1E0 | F40605004 |  | SRD0
PMN-H00CYH30EM001-A01 | Router |  | OPERATING | OPERATING | E210 | SRD0-1E0 | F40605004 |  | SRD0
PMN-H00CYH30EM001-A02 | Broad |  | OPERATING | OPERATING | E210 | SRD0-1E0 | F40605004 |  | SRD0
PMN-H00CYH30GZ001 | Battery 12 VDC |  | OPERATING | OPERATING | E210 | SRD0-1E0 | F40605004 |  | SRD0
PMN-H00CYH31 | Trakarn Phuedphol Station ( TS11_อ.ตระการพืชผล ) |  | OPERATING | OPERATING | E210 | SRD0-1E0 | F40605004 |  | SRD0
PMN-H00CYH31CF001 | Rain Gauge |  | OPERATING | OPERATING | E210 | SRD0-1E0 | F40605004 |  | SRD0
PMN-H00CYH31EM001 | Cabinet RTU |  | OPERATING | OPERATING | E210 | SRD0-1E0 | F40605004 |  | SRD0
PMN-H00CYH31EM001-A01 | Router |  | OPERATING | OPERATING | E210 | SRD0-1E0 | F40605004 |  | SRD0
PMN-H00CYH31EM001-A02 | Broad |  | OPERATING | OPERATING | E210 | SRD0-1E0 | F40605004 |  | SRD0
PMN-H00CYH31GZ001 | Battery 12 VDC |  | OPERATING | OPERATING | E210 | SRD0-1E0 | F40605004 |  | SRD0
PMN-H00CYH40 | Wat Tha Kok Hae Station ( TS3_วัดท่ากกแห่ ) |  | OPERATING | OPERATING | E210 | SRD0-1E0 | F40605004 |  | SRD0
PMN-H00CYH40BR001 | Wind pipe Bubble |  | OPERATING | OPERATING | E210 | SRD0-1E0 | F40605004 |  | SRD0
PMN-H00CYH40CF001 | Rain Gauge |  | OPERATING | OPERATING | E210 | SRD0-1E0 | F40605004 |  | SRD0
PMN-H00CYH40CL001 | Bubble Gauge |  | OPERATING | OPERATING | E210 | SRD0-1E0 | F40605004 |  | SRD0
PMN-H00CYH40CL001-B01 | Sensor |  | OPERATING | OPERATING | E210 | SRD0-1E0 | F40605004 |  | SRD0
PMN-H00CYH40CL002 | Staff Gauge |  | OPERATING | OPERATING | E210 | SRD0-1E0 | F40605004 |  | SRD0
PMN-H00CYH40EM001 | Cabinet RTU |  | OPERATING | OPERATING | E210 | SRD0-1E0 | F40605004 |  | SRD0
PMN-H00CYH40EM001-A01 | Router |  | OPERATING | OPERATING | E210 | SRD0-1E0 | F40605004 |  | SRD0
PMN-H00CYH40EM001-A02 | Broad |  | OPERATING | OPERATING | E210 | SRD0-1E0 | F40605004 |  | SRD0
PMN-H00CYH40GZ001 | Battery 12 VDC |  | OPERATING | OPERATING | E210 | SRD0-1E0 | F40605004 |  | SRD0
PMN-H00CYH41 | Tha Ber Bang Station ( TS12_ท่าบ่อแบง ) |  | OPERATING | OPERATING | E210 | SRD0-1E0 | F40605004 |  | SRD0
PMN-H00CYH41BR001 | Wind pipe Bubble |  | OPERATING | OPERATING | E210 | SRD0-1E0 | F40605004 |  | SRD0
PMN-H00CYH41CF001 | Rain Gauge |  | OPERATING | OPERATING | E210 | SRD0-1E0 | F40605004 |  | SRD0
PMN-H00CYH41CL001 | Bubble Gauge |  | OPERATING | OPERATING | E210 | SRD0-1E0 | F40605004 |  | SRD0
PMN-H00CYH41CL001-B01 | Sensor |  | OPERATING | OPERATING | E210 | SRD0-1E0 | F40605004 |  | SRD0
PMN-H00CYH41CL002 | Staff Gauge |  | OPERATING | OPERATING | E210 | SRD0-1E0 | F40605004 |  | SRD0
PMN-H00CYH41EM001 | Cabinet RTU |  | OPERATING | OPERATING | E210 | SRD0-1E0 | F40605004 |  | SRD0
PMN-H00CYH41EM001-A01 | Router |  | OPERATING | OPERATING | E210 | SRD0-1E0 | F40605004 |  | SRD0
PMN-H00CYH41EM001-A02 | Broad |  | OPERATING | OPERATING | E210 | SRD0-1E0 | F40605004 |  | SRD0
PMN-H00CYH41GZ001 | Battery 12 VDC |  | OPERATING | OPERATING | E210 | SRD0-1E0 | F40605004 |  | SRD0
PMN-H00CYH50 | Wat Pak Dom Station ( TS4_วัดปากโดม ) |  | OPERATING | OPERATING | E210 | SRD0-1E0 | F40605004 |  | SRD0
PMN-H00CYH50BR001 | Wind pipe Bubble |  | OPERATING | OPERATING | E210 | SRD0-1E0 | F40605004 |  | SRD0
PMN-H00CYH50CF001 | Rain Gauge |  | OPERATING | OPERATING | E210 | SRD0-1E0 | F40605004 |  | SRD0
PMN-H00CYH50CL001 | Bubble Gauge |  | OPERATING | OPERATING | E210 | SRD0-1E0 | F40605004 |  | SRD0
PMN-H00CYH50CL001-B01 | Sensor |  | OPERATING | OPERATING | E210 | SRD0-1E0 | F40605004 |  | SRD0
PMN-H00CYH50CL002 | Staff Gauge |  | OPERATING | OPERATING | E210 | SRD0-1E0 | F40605004 |  | SRD0
PMN-H00CYH50EM001 | Cabinet RTU |  | OPERATING | OPERATING | E210 | SRD0-1E0 | F40605004 |  | SRD0
PMN-H00CYH50EM001-A01 | Router |  | OPERATING | OPERATING | E210 | SRD0-1E0 | F40605004 |  | SRD0
PMN-H00CYH50EM001-A02 | Broad |  | OPERATING | OPERATING | E210 | SRD0-1E0 | F40605004 |  | SRD0
PMN-H00CYH50GZ001 | Battery 12 VDC |  | OPERATING | OPERATING | E210 | SRD0-1E0 | F40605004 |  | SRD0
PMN-H00CYH51 | Sri Muang Mai Station ( TS13_อ.ศรีเมืองใหม่ ) |  | OPERATING | OPERATING | E210 | SRD0-1E0 | F40605004 |  | SRD0
PMN-H00CYH51CF001 | Rain Gauge |  | OPERATING | OPERATING | E210 | SRD0-1E0 | F40605004 |  | SRD0
PMN-H00CYH51EM001 | Cabinet RTU |  | OPERATING | OPERATING | E210 | SRD0-1E0 | F40605004 |  | SRD0
PMN-H00CYH51EM001-A01 | Router |  | OPERATING | OPERATING | E210 | SRD0-1E0 | F40605004 |  | SRD0
PMN-H00CYH51EM001-A02 | Broad |  | OPERATING | OPERATING | E210 | SRD0-1E0 | F40605004 |  | SRD0
PMN-H00CYH51GZ001 | Battery 12 VDC |  | OPERATING | OPERATING | E210 | SRD0-1E0 | F40605004 |  | SRD0
PMN-H00CYH60 | Kaeng SPue Station ( TS5_แก่งสะพือ ) |  | OPERATING | OPERATING | E210 | SRD0-1E0 | F40605004 |  | SRD0
PMN-H00CYH60BR001 | Wind pipe Bubble |  | OPERATING | OPERATING | E210 | SRD0-1E0 | F40605004 |  | SRD0
PMN-H00CYH60CF001 | Rain Gauge |  | OPERATING | OPERATING | E210 | SRD0-1E0 | F40605004 |  | SRD0
PMN-H00CYH60CL001 | Bubble Gauge |  | OPERATING | OPERATING | E210 | SRD0-1E0 | F40605004 |  | SRD0
PMN-H00CYH60CL001-B01 | Sensor |  | OPERATING | OPERATING | E210 | SRD0-1E0 | F40605004 |  | SRD0
PMN-H00CYH60CL002 | Staff Gauge |  | OPERATING | OPERATING | E210 | SRD0-1E0 | F40605004 |  | SRD0
PMN-H00CYH60EM001 | Cabinet RTU |  | OPERATING | OPERATING | E210 | SRD0-1E0 | F40605004 |  | SRD0
PMN-H00CYH60EM001-A01 | Router |  | OPERATING | OPERATING | E210 | SRD0-1E0 | F40605004 |  | SRD0
PMN-H00CYH60EM001-A02 | Broad |  | OPERATING | OPERATING | E210 | SRD0-1E0 | F40605004 |  | SRD0
PMN-H00CYH60GZ001 | Battery 12 VDC |  | OPERATING | OPERATING | E210 | SRD0-1E0 | F40605004 |  | SRD0
PMN-H00CYH61 | Sirindhorn Dam Station ( TS14_เขื่อนสิรินธร ) |  | OPERATING | OPERATING | E210 | SRD0-1E0 | F40605004 |  | SRD0
PMN-H00CYH61BR001 | Wind pipe Bubble |  | OPERATING | OPERATING | E210 | SRD0-1E0 | F40605004 |  | SRD0
PMN-H00CYH61CF001 | Rain Gauge |  | OPERATING | OPERATING | E210 | SRD0-1E0 | F40605004 |  | SRD0
PMN-H00CYH61CF002 | Staff Gauge |  | OPERATING | OPERATING | E210 | SRD0-1E0 | F40605004 |  | SRD0
PMN-H00CYH61CL001 | Bubble Gauge |  | OPERATING | OPERATING | E210 | SRD0-1E0 | F40605004 |  | SRD0
PMN-H00CYH61CL001-B01 | Sensor |  | OPERATING | OPERATING | E210 | SRD0-1E0 | F40605004 |  | SRD0
PMN-H00CYH61EM001 | Cabinet RTU |  | OPERATING | OPERATING | E210 | SRD0-1E0 | F40605004 |  | SRD0
PMN-H00CYH61EM002 | Cabinet RTU |  | OPERATING | OPERATING | E210 | SRD0-1E0 | F40605004 |  | SRD0
PMN-H00CYH61EM002-A01 | Router |  | OPERATING | OPERATING | E210 | SRD0-1E0 | F40605004 |  | SRD0
PMN-H00CYH61EM002-A02 | Broad |  | OPERATING | OPERATING | E210 | SRD0-1E0 | F40605004 |  | SRD0
PMN-H00CYH61GZ001 | Battery 12 VDC |  | OPERATING | OPERATING | E210 | SRD0-1E0 | F40605004 |  | SRD0
PMN-H00CYH70 | Hui Sakarm Station ( TS6_วัดห้วยสะคาม ) |  | OPERATING | OPERATING | E210 | SRD0-1E0 | F40605004 |  | SRD0
PMN-H00CYH70BR001 | Wind pipe Bubble |  | OPERATING | OPERATING | E210 | SRD0-1E0 | F40605004 |  | SRD0
PMN-H00CYH70CF001 | Rain Gauge |  | OPERATING | OPERATING | E210 | SRD0-1E0 | F40605004 |  | SRD0
PMN-H00CYH70CL001 | Bubble Gauge |  | OPERATING | OPERATING | E210 | SRD0-1E0 | F40605004 |  | SRD0
PMN-H00CYH70CL001-B01 | Sensor |  | OPERATING | OPERATING | E210 | SRD0-1E0 | F40605004 |  | SRD0
PMN-H00CYH70CL002 | Staff Gauge |  | OPERATING | OPERATING | E210 | SRD0-1E0 | F40605004 |  | SRD0
PMN-H00CYH70EM001 | Cabinet RTU |  | OPERATING | OPERATING | E210 | SRD0-1E0 | F40605004 |  | SRD0
PMN-H00CYH70EM001-A01 | Router |  | OPERATING | OPERATING | E210 | SRD0-1E0 | F40605004 |  | SRD0
PMN-H00CYH70EM001-A02 | Broad |  | OPERATING | OPERATING | E210 | SRD0-1E0 | F40605004 |  | SRD0
PMN-H00CYH70GZ001 | Battery 12 VDC |  | OPERATING | OPERATING | E210 | SRD0-1E0 | F40605004 |  | SRD0
PMN-H00CYH71 | Kan Rai Station ( TS15_บ้านคันไร่ ) |  | OPERATING | OPERATING | E210 | SRD0-1E0 | F40605004 |  | SRD0
PMN-H00CYH71BR001 | Wind pipe Bubble |  | OPERATING | OPERATING | E210 | SRD0-1E0 | F40605004 |  | SRD0
PMN-H00CYH71CF001 | Rain Gauge |  | OPERATING | OPERATING | E210 | SRD0-1E0 | F40605004 |  | SRD0
PMN-H00CYH71CL001 | Bubble Gauge |  | OPERATING | OPERATING | E210 | SRD0-1E0 | F40605004 |  | SRD0
PMN-H00CYH71CL001-B01 | Sensor |  | OPERATING | OPERATING | E210 | SRD0-1E0 | F40605004 |  | SRD0
PMN-H00CYH71CL002 | Staff Gauge |  | OPERATING | OPERATING | E210 | SRD0-1E0 | F40605004 |  | SRD0
PMN-H00CYH71EM001 | Cabinet RTU |  | OPERATING | OPERATING | E210 | SRD0-1E0 | F40605004 |  | SRD0
PMN-H00CYH71EM001-A01 | Router |  | OPERATING | OPERATING | E210 | SRD0-1E0 | F40605004 |  | SRD0
PMN-H00CYH71EM001-A02 | Broad |  | OPERATING | OPERATING | E210 | SRD0-1E0 | F40605004 |  | SRD0
PMN-H00CYH71GZ001 | Battery 12 VDC |  | OPERATING | OPERATING | E210 | SRD0-1E0 | F40605004 |  | SRD0
PMN-H00CYH80 | Na Yea Station ( TS7_บ้านนาเยีย ) |  | OPERATING | OPERATING | E210 | SRD0-1E0 | F40605004 |  | SRD0
PMN-H00CYH80BR001 | Wind pipe Bubble |  | OPERATING | OPERATING | E210 | SRD0-1E0 | F40605004 |  | SRD0
PMN-H00CYH80CE001 | Solar Cell |  | OPERATING | OPERATING | E210 | SRD0-1E0 | F40605004 |  | SRD0
PMN-H00CYH80CF001 | Rain Gauge |  | OPERATING | OPERATING | E210 | SRD0-1E0 | F40605004 |  | SRD0
PMN-H00CYH80CL001 | Bubble Gauge |  | OPERATING | OPERATING | E210 | SRD0-1E0 | F40605004 |  | SRD0
PMN-H00CYH80CL001-B01 | Sensor |  | OPERATING | OPERATING | E210 | SRD0-1E0 | F40605004 |  | SRD0
PMN-H00CYH80CL002 | Staff Gauge |  | OPERATING | OPERATING | E210 | SRD0-1E0 | F40605004 |  | SRD0
PMN-H00CYH80EM001 | Cabinet RTU |  | OPERATING | OPERATING | E210 | SRD0-1E0 | F40605004 |  | SRD0
PMN-H00CYH80EM001-A01 | Router |  | OPERATING | OPERATING | E210 | SRD0-1E0 | F40605004 |  | SRD0
PMN-H00CYH80EM001-A02 | Broad |  | OPERATING | OPERATING | E210 | SRD0-1E0 | F40605004 |  | SRD0
PMN-H00CYH80GZ001 | Battery 12 VDC |  | OPERATING | OPERATING | E210 | SRD0-1E0 | F40605004 |  | SRD0
PMN-H00CYH81 | M.7 Station ( TS16_M.7 ) |  | OPERATING | OPERATING | E210 | SRD0-1E0 | F40605004 |  | SRD0
PMN-H00CYH81BR001 | Wind pipe Bubble |  | OPERATING | OPERATING | E210 | SRD0-1E0 | F40605004 |  | SRD0
PMN-H00CYH81CF001 | Rain Gauge |  | OPERATING | OPERATING | E210 | SRD0-1E0 | F40605004 |  | SRD0
PMN-H00CYH81CL001 | Bubble Gauge |  | OPERATING | OPERATING | E210 | SRD0-1E0 | F40605004 |  | SRD0
PMN-H00CYH81CL001-B01 | Sensor |  | OPERATING | OPERATING | E210 | SRD0-1E0 | F40605004 |  | SRD0
PMN-H00CYH81CL002 | Staff Gauge |  | OPERATING | OPERATING | E210 | SRD0-1E0 | F40605004 |  | SRD0
PMN-H00CYH81EM001 | Cabinet RTU |  | OPERATING | OPERATING | E210 | SRD0-1E0 | F40605004 |  | SRD0
PMN-H00CYH81EM001-A01 | Router |  | OPERATING | OPERATING | E210 | SRD0-1E0 | F40605004 |  | SRD0
PMN-H00CYH81EM001-A02 | Broad |  | OPERATING | OPERATING | E210 | SRD0-1E0 | F40605004 |  | SRD0
PMN-H00CYH81GZ001 | Battery 12 VDC |  | OPERATING | OPERATING | E210 | SRD0-1E0 | F40605004 |  | SRD0
PMN-H00CYH90 | Na Chalui Station ( TS8_อ.นาจะหลวย ) |  | OPERATING | OPERATING | E210 | SRD0-1E0 | F40605004 |  | SRD0
PMN-H00CYH90CF001 | Rain Gauge |  | OPERATING | OPERATING | E210 | SRD0-1E0 | F40605004 |  | SRD0
PMN-H00CYH90EM001 | Cabinet RTU |  | OPERATING | OPERATING | E210 | SRD0-1E0 | F40605004 |  | SRD0
PMN-H00CYH90EM001-A01 | Router |  | OPERATING | OPERATING | E210 | SRD0-1E0 | F40605004 |  | SRD0
PMN-H00CYH90EM001-A02 | Broad |  | OPERATING | OPERATING | E210 | SRD0-1E0 | F40605004 |  | SRD0
PMN-H00CYH90GZ001 | Battery 12 VDC |  | OPERATING | OPERATING | E210 | SRD0-1E0 | F40605004 |  | SRD0
PMN-H00CYH91 | Pak Mun Dam Station ( TS17_หน้าเขื่อนปากมูล ) |  | OPERATING | OPERATING | E210 | SRD0-1E0 | F40605004 |  | SRD0
PMN-H00CYH91BR001 | Wind pipe Bubble |  | OPERATING | OPERATING | E210 | SRD0-1E0 | F40605004 |  | SRD0
PMN-H00CYH91CF001 | Rain Gauge |  | OPERATING | OPERATING | E210 | SRD0-1E0 | F40605004 |  | SRD0
PMN-H00CYH91CL001 | Bubble Gauge |  | OPERATING | OPERATING | E210 | SRD0-1E0 | F40605004 |  | SRD0
PMN-H00CYH91CL001-B01 | Sensor |  | OPERATING | OPERATING | E210 | SRD0-1E0 | F40605004 |  | SRD0
PMN-H00CYH91CL002 | Staff Gauge |  | OPERATING | OPERATING | E210 | SRD0-1E0 | F40605004 |  | SRD0
PMN-H00CYH91EM001 | Cabinet RTU |  | OPERATING | OPERATING | E210 | SRD0-1E0 | F40605004 |  | SRD0
PMN-H00CYH91EM001-A01 | Router |  | OPERATING | OPERATING | E210 | SRD0-1E0 | F40605004 |  | SRD0
PMN-H00CYH91EM001-A02 | Broad |  | OPERATING | OPERATING | E210 | SRD0-1E0 | F40605004 |  | SRD0
PMN-H00CYH91GZ001 | Battery 12 VDC |  | OPERATING | OPERATING | E210 | SRD0-1E0 | F40605004 |  | SRD0
PMN-H00CYP | CCTV System |  | OPERATING | OPERATING | E210 | SRD0-1E0 | F40605004 |  | SRD0
PMN-H00CYP10 | PMN-CCTV SERVER |  | OPERATING | OPERATING | E210 | SRD0-1E0 | F40605004 |  | SRD0
PMN-H00CYP10GK001 | PMN-CCTV SERVER |  | OPERATING | OPERATING | E210 | SRD0-1E0 | F40605004 |  | SRD0
PMN-H00CYP20 | PMN-CCTV CAMERA |  | OPERATING | OPERATING | E210 | SRD0-1E0 | F40605004 |  | SRD0
PMN-H00CYP20GK001 | PMN-CCTV CAMERA |  | OPERATING | OPERATING | E210 | SRD0-1E0 | F40605004 |  | SRD0
PMN-H00G | Water Supply |  | OPERATING | OPERATING | E210 | SRD0-1M0 | F40605004 |  | SRD0
PMN-H00GH | Service Water |  | OPERATING | OPERATING | E210 | SRD0-1M0 | F40605004 |  | SRD0
PMN-H00GHA | Service Water |  | OPERATING | OPERATING | E210 | SRD0-1M0 | F40605004 |  | SRD0
PMN-H00GHA10 | Service Water Treatment Plant |  | OPERATING | OPERATING | E210 | SRD0-1M0 | F40605004 |  | SRD0
PMN-H00GHA10AA001 | Valve for Service Water Treatment Plant |  | OPERATING | OPERATING | E210 | SRD0-1M0 | F40605004 |  | SRD0
PMN-H00GHA10AA001KA01 | Inlet Valve |  | OPERATING | OPERATING | E210 | SRD0-1M0 | F40605004 |  | SRD0
PMN-H00GHA10AA001KA02 | Outlet Valve |  | OPERATING | OPERATING | E210 | SRD0-1M0 | F40605004 |  | SRD0
PMN-H00GHA10AA001KA03 | Drain Valve |  | OPERATING | OPERATING | E210 | SRD0-1M0 | F40605004 |  | SRD0
PMN-H00GHA10AA001KA04 | Manual Valve |  | OPERATING | OPERATING | E210 | SRD0-1M0 | F40605004 |  | SRD0
PMN-H00GHA10AA002 | Solenoid Valve Water Supply |  | OPERATING | OPERATING | E210 | SRD0-1M0 | F40605004 |  | SRD0
PMN-H00GHA10AP001 | Service Water Pump |  | OPERATING | OPERATING | E210 | SRD0-1E0 | F40605004 |  | SRD0
PMN-H00GHA10AP001-M01 | Motor |  | OPERATING | OPERATING | E210 | SRD0-1E0 | F40605004 |  | SRD0
PMN-H00GHA10AP001KA01 | Check Valve |  | OPERATING | OPERATING | E210 | SRD0-1M0 | F40605004 |  | SRD0
PMN-H00GHA10AP001KA02 | Isolate Valve |  | OPERATING | OPERATING | E210 | SRD0-1E0 | F40605004 |  | SRD0
PMN-H00GHA10AP001KP01 | Pump |  | OPERATING | OPERATING | E210 | SRD0-1M0 | F40605004 |  | SRD0
PMN-H00GHA10AP001MK01 | Coupling |  | OPERATING | OPERATING | E210 | SRD0-1M0 | F40605004 |  | SRD0
PMN-H00GHA10AT001 | Strainer |  | OPERATING | OPERATING | E210 | SRD0-1M0 | F40605004 |  | SRD0
PMN-H00GHA10AT001-M01 | Motor |  | OPERATING | OPERATING | E210 | SRD0-1E0 | F40605004 |  | SRD0
PMN-H00GHA10AT001KT01 | Strainer Element |  | OPERATING | OPERATING | E210 | SRD0-1M0 | F40605004 |  | SRD0
PMN-H00GHA10AT001MK01 | Coupling |  | OPERATING | OPERATING | E210 | SRD0-1M0 | F40605004 |  | SRD0
PMN-H00GHA10BB001 | Water Storage Tank |  | OPERATING | OPERATING | E210 | SRD0-1M0 | F40605004 |  | SRD0
PMN-H00GHA10BB001-P01 | Level Switch |  | OPERATING | OPERATING | E210 | SRD0-1E0 | F40605004 |  | SRD0
PMN-H00GHA10BB001KA01 | Outlet Valve |  | OPERATING | OPERATING | E210 | SRD0-1M0 | F40605004 |  | SRD0
PMN-H00GHA10BB001KD01 | Tank |  | OPERATING | OPERATING | E210 | SRD0-1M0 | F40605004 |  | SRD0
PMN-H00GHA10BB002 | Pressure Tank |  | OPERATING | OPERATING | E210 | SRD0-1E0 | F40605004 |  | SRD0
PMN-H00GHA10BB002-P01 | Pressure Switch |  | OPERATING | OPERATING | E210 | SRD0-1E0 | F40605004 |  | SRD0
PMN-H00GHA10BB002KA01 | Drain Valve |  | OPERATING | OPERATING | E210 | SRD0-1M0 | F40605004 |  | SRD0
PMN-H00GHA10BB002KA02 | Isolate Valve |  | OPERATING | OPERATING | E210 | SRD0-1M0 | F40605004 |  | SRD0
PMN-H00GHA10BB002KA03 | Check Valve |  | OPERATING | OPERATING | E210 | SRD0-1M0 | F40605004 |  | SRD0
PMN-H00GHA10BB002KD01 | Tank |  | OPERATING | OPERATING | E210 | SRD0-1M0 | F40605004 |  | SRD0
PMN-H00GHA10BB002MR01 | Service Water Piping |  | OPERATING | OPERATING | E210 | SRD0-1M0 | F40605004 |  | SRD0
PMN-H00L | WATER |  | OPERATING | OPERATING | E210 | SRD0-1M0 | F40605004 |  | SRD0
PMN-H00LN | Water Impounding Hydro Plant |  | OPERATING | OPERATING | E210 | SRD0-1M0 | F40605004 |  | SRD0
PMN-H00LNB | Fish Barrier |  | OPERATING | OPERATING | E210 | SRD0-1M0 | F40605004 |  | SRD0
PMN-H00LNB10 | Fish Ladder Gate |  | OPERATING | OPERATING | E210 | SRD0-1M0 | F40605004 |  | SRD0
PMN-H00LNB10AB001 | Gate No.1 |  | OPERATING | OPERATING | E210 | SRD0-1M0 | F40605004 |  | SRD0
PMN-H00LNB10AB002 | Gate No.2 |  | OPERATING | OPERATING | E210 | SRD0-1M0 | F40605004 |  | SRD0
PMN-H00LNB10AE001 | Driving Gear Gate No.1 |  | OPERATING | OPERATING | E210 | SRD0-1M0 | F40605004 |  | SRD0
PMN-H00LNB10AE001-M01 | Motor |  | OPERATING | OPERATING | E210 | SRD0-1E0 | F40605004 |  | SRD0
PMN-H00LNB10AE001MG01 | Gear Drive |  | OPERATING | OPERATING | E210 | SRD0-1M0 | F40605004 |  | SRD0
PMN-H00LNB10AE002 | Driving Gear Gate No.2 |  | OPERATING | OPERATING | E210 | SRD0-1M0 | F40605004 |  | SRD0
PMN-H00LNB10AE002-M01 | Motor |  | OPERATING | OPERATING | E210 | SRD0-1E0 | F40605004 |  | SRD0
PMN-H00LNB10AE002MG01 | Gear Drive |  | OPERATING | OPERATING | E210 | SRD0-1M0 | F40605004 |  | SRD0
PMN-H00LNB10BE001 | Shaft Gate No.1 |  | OPERATING | OPERATING | E210 | SRD0-1M0 | F40605004 |  | SRD0
PMN-H00LNB10BE002 | Shaft Gate No.2 |  | OPERATING | OPERATING | E210 | SRD0-1M0 | F40605004 |  | SRD0
PMN-H00LNC | Water dam Quality |  | OPERATING | OPERATING | E210 | SRD0-1M0 | F40605004 |  | SRD0
PMN-H00LNC10 | Water dam Quality Measuring System |  | OPERATING | OPERATING | E210 | SRD0-1M0 | F40605004 |  | SRD0
PMN-H00LNC10AA001 | Water dam Quality Measuring System |  | OPERATING | OPERATING | E210 | SRD0-1M0 | F40605004 |  | SRD0
PMN-H00LNC10AA001-B01 | Conductivity Transmitter B01 |  | OPERATING | OPERATING | E210 | SRD0-1E0 | F40605004 |  | SRD0
PMN-H00LNC10AA001-B02 | Conductivity Senser B02 |  | OPERATING | OPERATING | E210 | SRD0-1E0 | F40605004 |  | SRD0
PMN-H00LNC10AA001-B03 | Conductivity Transmitter B07 |  | OPERATING | OPERATING | E210 | SRD0-1E0 | F40605004 |  | SRD0
PMN-H00LNC10AA001-B04 | Conductivity Senser B08 |  | OPERATING | OPERATING | E210 | SRD0-1E0 | F40605004 |  | SRD0
PMN-H00LNC10AA001-B05 | Dissolvend Oxygen Transmitter B03 |  | OPERATING | OPERATING | E210 | SRD0-1E0 | F40605004 |  | SRD0
PMN-H00LNC10AA001-B06 | Dissolvend Oxygen Senser B04 |  | OPERATING | OPERATING | E210 | SRD0-1E0 | F40605004 |  | SRD0
PMN-H00LNC10AA001-B07 | Dissolvend Oxygen Transmitter B09 |  | OPERATING | OPERATING | E210 | SRD0-1E0 | F40605004 |  | SRD0
PMN-H00LNC10AA001-B08 | Dissolvend Oxygen Senser B10 |  | OPERATING | OPERATING | E210 | SRD0-1E0 | F40605004 |  | SRD0
PMN-H00LNC10AA001-B09 | Temp. Transmitter B05 |  | OPERATING | OPERATING | E210 | SRD0-1E0 | F40605004 |  | SRD0
PMN-H00LNC10AA001-B10 | Thermowell Senser B06 |  | OPERATING | OPERATING | E210 | SRD0-1E0 | F40605004 |  | SRD0
PMN-H00LNC10AA001-B11 | Temp. Transmitter B11 |  | OPERATING | OPERATING | E210 | SRD0-1E0 | F40605004 |  | SRD0
PMN-H00LNC10AA001-B12 | Thermowell Senser B12 |  | OPERATING | OPERATING | E210 | SRD0-1E0 | F40605004 |  | SRD0
PMN-H00LNC10AA001KA01 | Isolate Valve 6740 |  | OPERATING | OPERATING | E210 | SRD0-1M0 | F40605004 |  | SRD0
PMN-H00LNC10AA001KA02 | Isolate Valve 6741 |  | OPERATING | OPERATING | E210 | SRD0-1M0 | F40605004 |  | SRD0
PMN-H00LNC10AA001KA03 | Isolate Valve 6742 |  | OPERATING | OPERATING | E210 | SRD0-1M0 | F40605004 |  | SRD0
PMN-H00LNC10AA001KA04 | Isolate Valve 6743 |  | OPERATING | OPERATING | E210 | SRD0-1M0 | F40605004 |  | SRD0
PMN-H00LND | Spillway Incl. Gate |  | OPERATING | OPERATING | E210 | SRD0-1M0 | F40605004 |  | SRD0
PMN-H00LND10 | Spillway Upstream Stoplog |  | OPERATING | OPERATING | E210 | SRD0-1M0 | F40605004 |  | SRD0
PMN-H00LND10AB001 | Stop Log Set |  | OPERATING | OPERATING | E210 | SRD0-1M0 | F40605004 |  | SRD0
PMN-H00LND10AB001KB01 | Stop Log No.1 |  | OPERATING | OPERATING | E210 | SRD0-1M0 | F40605004 |  | SRD0
PMN-H00LND10AB001KB02 | Stop Log No.2 |  | OPERATING | OPERATING | E210 | SRD0-1M0 | F40605004 |  | SRD0
PMN-H00LND10AB001KB03 | Stop Log No.3 |  | OPERATING | OPERATING | E210 | SRD0-1M0 | F40605004 |  | SRD0
PMN-H00LND10AB001KB04 | Stop Log No.4 |  | OPERATING | OPERATING | E210 | SRD0-1M0 | F40605004 |  | SRD0
PMN-H00LND10AB001KB05 | Stop Log No.5 |  | OPERATING | OPERATING | E210 | SRD0-1M0 | F40605004 |  | SRD0
PMN-H00LND10AB001KB06 | Stop Log No.6 |  | OPERATING | OPERATING | E210 | SRD0-1M0 | F40605004 |  | SRD0
PMN-H00LND11 | Spillway Gate No.8 |  | OPERATING | OPERATING | E210 | SRD0-1M0 | F40605004 |  | SRD0
PMN-H00LND11AB001 | Gate |  | OPERATING | OPERATING | E210 | SRD0-1M0 | F40605004 |  | SRD0
PMN-H00LND11AE001 | Chain Hoist Set R |  | OPERATING | OPERATING | E210 | SRD0-1M0 | F40605004 |  | SRD0
PMN-H00LND11AE001-H01 | Locking Devive R |  | OPERATING | OPERATING | E210 | SRD0-1M0 | F40605004 |  | SRD0
PMN-H00LND11AE001-M01 | Motor R |  | OPERATING | OPERATING | E210 | SRD0-1E0 | F40605004 |  | SRD0
PMN-H00LND11AE001MG01 | Gear Box Set R |  | OPERATING | OPERATING | E210 | SRD0-1M0 | F40605004 |  | SRD0
PMN-H00LND11AE001MK01 | Coupling R |  | OPERATING | OPERATING | E210 | SRD0-1M0 | F40605004 |  | SRD0
PMN-H00LND11AE001MU01 | Chain Drive R |  | OPERATING | OPERATING | E210 | SRD0-1M0 | F40605004 |  | SRD0
PMN-H00LND11AE002 | Chain Hoist Set L |  | OPERATING | OPERATING | E210 | SRD0-1M0 | F40605004 |  | SRD0
PMN-H00LND11AE002-H01 | Locking Devive L |  | OPERATING | OPERATING | E210 | SRD0-1M0 | F40605004 |  | SRD0
PMN-H00LND11AE002-M01 | Motor L |  | OPERATING | OPERATING | E210 | SRD0-1E0 | F40605004 |  | SRD0
PMN-H00LND11AE002MG01 | Gear Box Set L |  | OPERATING | OPERATING | E210 | SRD0-1M0 | F40605004 |  | SRD0
PMN-H00LND11AE002MK01 | Coupling L |  | OPERATING | OPERATING | E210 | SRD0-1M0 | F40605004 |  | SRD0
PMN-H00LND11AE002MU01 | Chain Drive L |  | OPERATING | OPERATING | E210 | SRD0-1M0 | F40605004 |  | SRD0
PMN-H00LND20 | Spillway Down Stream Stoplog |  | OPERATING | OPERATING | E210 | SRD0-1M0 | F40605004 |  | SRD0
PMN-H00LND20AB001 | Stop Log Set |  | OPERATING | OPERATING | E210 | SRD0-1M0 | F40605004 |  | SRD0
PMN-H00LND20AB001KB01 | Stop Log No.1 |  | OPERATING | OPERATING | E210 | SRD0-1M0 | F40605004 |  | SRD0
PMN-H00LND20AB001KB02 | Stop Log No.2 |  | OPERATING | OPERATING | E210 | SRD0-1M0 | F40605004 |  | SRD0
PMN-H00LND21 | Flap Gate No.1 |  | OPERATING | OPERATING | E210 | SRD0-1M0 | F40605004 |  | SRD0
PMN-H00LND21AB001 | Flap Gate No.1 |  | OPERATING | OPERATING | E210 | SRD0-1M0 | F40605004 |  | SRD0
PMN-H00LND21AE001 | Hydraulic Servo Motor No.1 |  | OPERATING | OPERATING | E210 | SRD0-1M0 | F40605004 |  | SRD0
PMN-H00LND21AP001 | Pumping Unit No.1 |  | OPERATING | OPERATING | E210 | SRD0-1E0 | F40605004 |  | SRD0
PMN-H00LND21AP001-M01 | Motor |  | OPERATING | OPERATING | E210 | SRD0-1E0 | F40605004 |  | SRD0
PMN-H00LND21AP001KP01 | Pump |  | OPERATING | OPERATING | E210 | SRD0-1E0 | F40605004 |  | SRD0
PMN-H00LND21AP001MK01 | Coupling |  | OPERATING | OPERATING | E210 | SRD0-1M0 | F40605004 |  | SRD0
PMN-H00LND21AP002 | Pumping Unit No.2 |  | OPERATING | OPERATING | E210 | SRD0-1E0 | F40605004 |  | SRD0
PMN-H00LND21AP002-M01 | Motors |  | OPERATING | OPERATING | E210 | SRD0-1E0 | F40605004 |  | SRD0
PMN-H00LND21AP002KP01 | Pump |  | OPERATING | OPERATING | E210 | SRD0-1E0 | F40605004 |  | SRD0
PMN-H00LND21AP002MK01 | Coupling |  | OPERATING | OPERATING | E210 | SRD0-1M0 | F40605004 |  | SRD0
PMN-H00LND21AP003 | Pumping Unit No.3 |  | OPERATING | OPERATING | E210 | SRD0-1E0 | F40605004 |  | SRD0
PMN-H00LND21AP003-M01 | Motors |  | OPERATING | OPERATING | E210 | SRD0-1E0 | F40605004 |  | SRD0
PMN-H00LND21AP003KP01 | Pump |  | OPERATING | OPERATING | E210 | SRD0-1E0 | F40605004 |  | SRD0
PMN-H00LND21AP003MK01 | Coupling |  | OPERATING | OPERATING | E210 | SRD0-1M0 | F40605004 |  | SRD0
PMN-H00LND21AP004 | Pumping Unit No.4 |  | OPERATING | OPERATING | E210 | SRD0-1E0 | F40605004 |  | SRD0
PMN-H00LND21AP004-M01 | Motors |  | OPERATING | OPERATING | E210 | SRD0-1E0 | F40605004 |  | SRD0
PMN-H00LND21AP004KP01 | Pump |  | OPERATING | OPERATING | E210 | SRD0-1E0 | F40605004 |  | SRD0
PMN-H00LND21AP004MK01 | Coupling |  | OPERATING | OPERATING | E210 | SRD0-1M0 | F40605004 |  | SRD0
PMN-H00LND21AP005 | Manual Pump |  | OPERATING | OPERATING | E210 | SRD0-1E0 | F40605004 |  | SRD0
PMN-H00LND21AT001 | Hydraulic Oil Sump Tank No.1 |  | OPERATING | OPERATING | E210 | SRD0-1M0 | F40605004 |  | SRD0
PMN-H00LND21BR001 | Pipe Line |  | OPERATING | OPERATING | E210 | SRD0-1M0 | F40605004 |  | SRD0
PMN-H00LND21CL001 | Level Guage |  | OPERATING | OPERATING | E210 | SRD0-1E0 | F40605004 |  | SRD0
PMN-H00LND21CP001 | Pressure Guage |  | OPERATING | OPERATING | E210 | SRD0-1E0 | F40605004 |  | SRD0
PMN-H00LND30 | Spillway Gate No.1 |  | OPERATING | OPERATING | E210 | SRD0-1M0 | F40605004 |  | SRD0
PMN-H00LND30AB001 | Gate No.1 |  | OPERATING | OPERATING | E210 | SRD0-1M0 | F40605004 |  | SRD0
PMN-H00LND30AE001 | Chain Hoist Set R |  | OPERATING | OPERATING | E210 | SRD0-1M0 | F40605004 |  | SRD0
PMN-H00LND30AE001-H01 | Locking Devive R |  | OPERATING | OPERATING | E210 | SRD0-1M0 | F40605004 |  | SRD0
PMN-H00LND30AE001-M01 | Motor R |  | OPERATING | OPERATING | E210 | SRD0-1E0 | F40605004 |  | SRD0
PMN-H00LND30AE001MG01 | Gear Box Set R |  | OPERATING | OPERATING | E210 | SRD0-1M0 | F40605004 |  | SRD0
PMN-H00LND30AE001MK01 | Coupling R |  | OPERATING | OPERATING | E210 | SRD0-1M0 | F40605004 |  | SRD0
PMN-H00LND30AE001MU01 | Chain Drive R |  | OPERATING | OPERATING | E210 | SRD0-1M0 | F40605004 |  | SRD0
PMN-H00LND30AE002 | Chain Hoist Set L |  | OPERATING | OPERATING | E210 | SRD0-1M0 | F40605004 |  | SRD0
PMN-H00LND30AE002-H01 | Locking Devive L |  | OPERATING | OPERATING | E210 | SRD0-1M0 | F40605004 |  | SRD0
PMN-H00LND30AE002-M01 | Motor L |  | OPERATING | OPERATING | E210 | SRD0-1E0 | F40605004 |  | SRD0
PMN-H00LND30AE002MG01 | Gear Box Set L |  | OPERATING | OPERATING | E210 | SRD0-1M0 | F40605004 |  | SRD0
PMN-H00LND30AE002MK01 | Coupling L |  | OPERATING | OPERATING | E210 | SRD0-1M0 | F40605004 |  | SRD0
PMN-H00LND30AE002MU01 | Chain Drive L |  | OPERATING | OPERATING | E210 | SRD0-1M0 | F40605004 |  | SRD0
PMN-H00LND31 | Flap Gate No.2 |  | OPERATING | OPERATING | E210 | SRD0-1M0 | F40605004 |  | SRD0
PMN-H00LND31AB001 | Flap Gate No.2 |  | OPERATING | OPERATING | E210 | SRD0-1M0 | F40605004 |  | SRD0
PMN-H00LND31AE001 | Hydraulic Servo Motor No.2 |  | OPERATING | OPERATING | E210 | SRD0-1M0 | F40605004 |  | SRD0
PMN-H00LND31AP001 | Pumping Unit No.1 |  | OPERATING | OPERATING | E210 | SRD0-1E0 | F40605004 |  | SRD0
PMN-H00LND31AP001-M01 | Motor |  | OPERATING | OPERATING | E210 | SRD0-1E0 | F40605004 |  | SRD0
PMN-H00LND31AP001KP01 | Pump |  | OPERATING | OPERATING | E210 | SRD0-1E0 | F40605004 |  | SRD0
PMN-H00LND31AP001MK01 | Coupling |  | OPERATING | OPERATING | E210 | SRD0-1M0 | F40605004 |  | SRD0
PMN-H00LND31AP002 | Pumping Unit No.2 |  | OPERATING | OPERATING | E210 | SRD0-1E0 | F40605004 |  | SRD0
PMN-H00LND31AP002-M01 | Motors |  | OPERATING | OPERATING | E210 | SRD0-1E0 | F40605004 |  | SRD0
PMN-H00LND31AP002KP01 | Pump |  | OPERATING | OPERATING | E210 | SRD0-1E0 | F40605004 |  | SRD0
PMN-H00LND31AP002MK01 | Coupling |  | OPERATING | OPERATING | E210 | SRD0-1M0 | F40605004 |  | SRD0
PMN-H00LND31AP003 | Pumping Unit No.3 |  | OPERATING | OPERATING | E210 | SRD0-1E0 | F40605004 |  | SRD0
PMN-H00LND31AP003-M01 | Motors |  | OPERATING | OPERATING | E210 | SRD0-1E0 | F40605004 |  | SRD0
PMN-H00LND31AP003KP01 | Pump |  | OPERATING | OPERATING | E210 | SRD0-1E0 | F40605004 |  | SRD0
PMN-H00LND31AP003MK01 | Coupling |  | OPERATING | OPERATING | E210 | SRD0-1M0 | F40605004 |  | SRD0
PMN-H00LND31AP004 | Pumping Unit No.4 |  | OPERATING | OPERATING | E210 | SRD0-1E0 | F40605004 |  | SRD0
PMN-H00LND31AP004-M01 | Motors |  | OPERATING | OPERATING | E210 | SRD0-1E0 | F40605004 |  | SRD0
PMN-H00LND31AP004KP01 | Pump |  | OPERATING | OPERATING | E210 | SRD0-1E0 | F40605004 |  | SRD0
PMN-H00LND31AP004MK01 | Coupling |  | OPERATING | OPERATING | E210 | SRD0-1M0 | F40605004 |  | SRD0
PMN-H00LND31AP005 | Manual Pump |  | OPERATING | OPERATING | E210 | SRD0-1E0 | F40605004 |  | SRD0
PMN-H00LND31AT001 | Hydraulic Oil Sump Tank No.2 |  | OPERATING | OPERATING | E210 | SRD0-1M0 | F40605004 |  | SRD0
PMN-H00LND31BR001 | Pipe Line |  | OPERATING | OPERATING | E210 | SRD0-1M0 | F40605004 |  | SRD0
PMN-H00LND31CL001 | Level Guage |  | OPERATING | OPERATING | E210 | SRD0-1E0 | F40605004 |  | SRD0
PMN-H00LND31CP001 | Pressure Guage |  | OPERATING | OPERATING | E210 | SRD0-1E0 | F40605004 |  | SRD0
PMN-H00LND40 | Spillway Gate No.2 |  | OPERATING | OPERATING | E210 | SRD0-1M0 | F40605004 |  | SRD0
PMN-H00LND40AB001 | Gate |  | OPERATING | OPERATING | E210 | SRD0-1M0 | F40605004 |  | SRD0
PMN-H00LND40AE001 | Chain Hoist Set R |  | OPERATING | OPERATING | E210 | SRD0-1M0 | F40605004 |  | SRD0
PMN-H00LND40AE001-H01 | Locking Devive R |  | OPERATING | OPERATING | E210 | SRD0-1M0 | F40605004 |  | SRD0
PMN-H00LND40AE001-M01 | Motor R |  | OPERATING | OPERATING | E210 | SRD0-1E0 | F40605004 |  | SRD0
PMN-H00LND40AE001MG01 | Gear Box Set R |  | OPERATING | OPERATING | E210 | SRD0-1M0 | F40605004 |  | SRD0
PMN-H00LND40AE001MK01 | Coupling R |  | OPERATING | OPERATING | E210 | SRD0-1M0 | F40605004 |  | SRD0
PMN-H00LND40AE001MU01 | Chain Drive R |  | OPERATING | OPERATING | E210 | SRD0-1M0 | F40605004 |  | SRD0
PMN-H00LND40AE002 | Chain Hoist Set L |  | OPERATING | OPERATING | E210 | SRD0-1M0 | F40605004 |  | SRD0
PMN-H00LND40AE002-H01 | Locking Devive L |  | OPERATING | OPERATING | E210 | SRD0-1M0 | F40605004 |  | SRD0
PMN-H00LND40AE002-M01 | Motor L |  | OPERATING | OPERATING | E210 | SRD0-1E0 | F40605004 |  | SRD0
PMN-H00LND40AE002MG01 | Gear Box Set L |  | OPERATING | OPERATING | E210 | SRD0-1M0 | F40605004 |  | SRD0
PMN-H00LND40AE002MK01 | Coupling L |  | OPERATING | OPERATING | E210 | SRD0-1M0 | F40605004 |  | SRD0
PMN-H00LND40AE002MU01 | Chain Drive L |  | OPERATING | OPERATING | E210 | SRD0-1M0 | F40605004 |  | SRD0
PMN-H00LND50 | Spillway Gate No.3 |  | OPERATING | OPERATING | E210 | SRD0-1M0 | F40605004 |  | SRD0
PMN-H00LND50AB001 | Gate |  | OPERATING | OPERATING | E210 | SRD0-1M0 | F40605004 |  | SRD0
PMN-H00LND50AE001 | Chain Hoist Set R |  | OPERATING | OPERATING | E210 | SRD0-1M0 | F40605004 |  | SRD0
PMN-H00LND50AE001-H01 | Locking Devive R |  | OPERATING | OPERATING | E210 | SRD0-1M0 | F40605004 |  | SRD0
PMN-H00LND50AE001-M01 | Motor R |  | OPERATING | OPERATING | E210 | SRD0-1E0 | F40605004 |  | SRD0
PMN-H00LND50AE001MG01 | Gear Box Set R |  | OPERATING | OPERATING | E210 | SRD0-1M0 | F40605004 |  | SRD0
PMN-H00LND50AE001MK01 | Coupling R |  | OPERATING | OPERATING | E210 | SRD0-1M0 | F40605004 |  | SRD0
PMN-H00LND50AE001MU01 | Chain Drive R |  | OPERATING | OPERATING | E210 | SRD0-1M0 | F40605004 |  | SRD0
PMN-H00LND50AE002 | Chain Hoist Set L |  | OPERATING | OPERATING | E210 | SRD0-1M0 | F40605004 |  | SRD0
PMN-H00LND50AE002-H01 | Locking Devive L |  | OPERATING | OPERATING | E210 | SRD0-1M0 | F40605004 |  | SRD0
PMN-H00LND50AE002-M01 | Motor L |  | OPERATING | OPERATING | E210 | SRD0-1E0 | F40605004 |  | SRD0
PMN-H00LND50AE002MG01 | Gear Box Set L |  | OPERATING | OPERATING | E210 | SRD0-1M0 | F40605004 |  | SRD0
PMN-H00LND50AE002MK01 | Coupling L |  | OPERATING | OPERATING | E210 | SRD0-1M0 | F40605004 |  | SRD0
PMN-H00LND50AE002MU01 | Chain Drive L |  | OPERATING | OPERATING | E210 | SRD0-1M0 | F40605004 |  | SRD0
PMN-H00LND60 | Spillway Gate No.4 |  | OPERATING | OPERATING | E210 | SRD0-1M0 | F40605004 |  | SRD0
PMN-H00LND60AB001 | Gate |  | OPERATING | OPERATING | E210 | SRD0-1M0 | F40605004 |  | SRD0
PMN-H00LND60AE001 | Chain Hoist Set R |  | OPERATING | OPERATING | E210 | SRD0-1M0 | F40605004 |  | SRD0
PMN-H00LND60AE001-H01 | Locking Devive R |  | OPERATING | OPERATING | E210 | SRD0-1M0 | F40605004 |  | SRD0
PMN-H00LND60AE001-M01 | Motor R |  | OPERATING | OPERATING | E210 | SRD0-1E0 | F40605004 |  | SRD0
PMN-H00LND60AE001MG01 | Gear Box Set R |  | OPERATING | OPERATING | E210 | SRD0-1M0 | F40605004 |  | SRD0
PMN-H00LND60AE001MK01 | Coupling R |  | OPERATING | OPERATING | E210 | SRD0-1M0 | F40605004 |  | SRD0
PMN-H00LND60AE001MU01 | Chain Drive R |  | OPERATING | OPERATING | E210 | SRD0-1M0 | F40605004 |  | SRD0
PMN-H00LND60AE002 | Chain Hoist Set L |  | OPERATING | OPERATING | E210 | SRD0-1M0 | F40605004 |  | SRD0
PMN-H00LND60AE002-H01 | Locking Devive L |  | OPERATING | OPERATING | E210 | SRD0-1M0 | F40605004 |  | SRD0
PMN-H00LND60AE002-M01 | Motor L |  | OPERATING | OPERATING | E210 | SRD0-1E0 | F40605004 |  | SRD0
PMN-H00LND60AE002MG01 | Gear Box Set L |  | OPERATING | OPERATING | E210 | SRD0-1M0 | F40605004 |  | SRD0
PMN-H00LND60AE002MK01 | Coupling L |  | OPERATING | OPERATING | E210 | SRD0-1M0 | F40605004 |  | SRD0
PMN-H00LND60AE002MU01 | Chain Drive L |  | OPERATING | OPERATING | E210 | SRD0-1M0 | F40605004 |  | SRD0
PMN-H00LND70 | Spillway Gate No.5 |  | OPERATING | OPERATING | E210 | SRD0-1M0 | F40605004 |  | SRD0
PMN-H00LND70AB001 | Gate |  | OPERATING | OPERATING | E210 | SRD0-1M0 | F40605004 |  | SRD0
PMN-H00LND70AE001 | Chain Hoist Set R |  | OPERATING | OPERATING | E210 | SRD0-1M0 | F40605004 |  | SRD0
PMN-H00LND70AE001-H01 | Locking Devive R |  | OPERATING | OPERATING | E210 | SRD0-1M0 | F40605004 |  | SRD0
PMN-H00LND70AE001-M01 | Motor R |  | OPERATING | OPERATING | E210 | SRD0-1E0 | F40605004 |  | SRD0
PMN-H00LND70AE001MG01 | Gear Box Set R |  | OPERATING | OPERATING | E210 | SRD0-1M0 | F40605004 |  | SRD0
PMN-H00LND70AE001MK01 | Coupling R |  | OPERATING | OPERATING | E210 | SRD0-1M0 | F40605004 |  | SRD0
PMN-H00LND70AE001MU01 | Chain Drive R |  | OPERATING | OPERATING | E210 | SRD0-1M0 | F40605004 |  | SRD0
PMN-H00LND70AE002 | Chain Hoist Set L |  | OPERATING | OPERATING | E210 | SRD0-1M0 | F40605004 |  | SRD0
PMN-H00LND70AE002-H01 | Locking Devive L |  | OPERATING | OPERATING | E210 | SRD0-1M0 | F40605004 |  | SRD0
PMN-H00LND70AE002-M01 | Motor L |  | OPERATING | OPERATING | E210 | SRD0-1E0 | F40605004 |  | SRD0
PMN-H00LND70AE002MG01 | Gear Box Set L |  | OPERATING | OPERATING | E210 | SRD0-1M0 | F40605004 |  | SRD0
PMN-H00LND70AE002MK01 | Coupling L |  | OPERATING | OPERATING | E210 | SRD0-1M0 | F40605004 |  | SRD0
PMN-H00LND70AE002MU01 | Chain Drive L |  | OPERATING | OPERATING | E210 | SRD0-1M0 | F40605004 |  | SRD0
PMN-H00LND80 | Spillway Gate No.6 |  | OPERATING | OPERATING | E210 | SRD0-1M0 | F40605004 |  | SRD0
PMN-H00LND80AB001 | Gate |  | OPERATING | OPERATING | E210 | SRD0-1M0 | F40605004 |  | SRD0
PMN-H00LND80AE001 | Chain Hoist Set R |  | OPERATING | OPERATING | E210 | SRD0-1M0 | F40605004 |  | SRD0
PMN-H00LND80AE001-H01 | Locking Devive R |  | OPERATING | OPERATING | E210 | SRD0-1M0 | F40605004 |  | SRD0
PMN-H00LND80AE001-M01 | Motor R |  | OPERATING | OPERATING | E210 | SRD0-1E0 | F40605004 |  | SRD0
PMN-H00LND80AE001MG01 | Gear Box Set R |  | OPERATING | OPERATING | E210 | SRD0-1M0 | F40605004 |  | SRD0
PMN-H00LND80AE001MK01 | Coupling R |  | OPERATING | OPERATING | E210 | SRD0-1M0 | F40605004 |  | SRD0
PMN-H00LND80AE001MU01 | Chain Drive R |  | OPERATING | OPERATING | E210 | SRD0-1M0 | F40605004 |  | SRD0
PMN-H00LND80AE002 | Chain Hoist Set L |  | OPERATING | OPERATING | E210 | SRD0-1M0 | F40605004 |  | SRD0
PMN-H00LND80AE002-H01 | Locking Devive L |  | OPERATING | OPERATING | E210 | SRD0-1M0 | F40605004 |  | SRD0
PMN-H00LND80AE002-M01 | Motor L |  | OPERATING | OPERATING | E210 | SRD0-1E0 | F40605004 |  | SRD0
PMN-H00LND80AE002MG01 | Gear Box Set L |  | OPERATING | OPERATING | E210 | SRD0-1M0 | F40605004 |  | SRD0
PMN-H00LND80AE002MK01 | Coupling L |  | OPERATING | OPERATING | E210 | SRD0-1M0 | F40605004 |  | SRD0
PMN-H00LND80AE002MU01 | Chain Drive L |  | OPERATING | OPERATING | E210 | SRD0-1M0 | F40605004 |  | SRD0
PMN-H00LND90 | Spillway Gate No.7 |  | OPERATING | OPERATING | E210 | SRD0-1M0 | F40605004 |  | SRD0
PMN-H00LND90AB001 | Gate |  | OPERATING | OPERATING | E210 | SRD0-1M0 | F40605004 |  | SRD0
PMN-H00LND90AE001 | Chain Hoist Set R |  | OPERATING | OPERATING | E210 | SRD0-1M0 | F40605004 |  | SRD0
PMN-H00LND90AE001-H01 | Locking Devive R |  | OPERATING | OPERATING | E210 | SRD0-1M0 | F40605004 |  | SRD0
PMN-H00LND90AE001-M01 | Motor R |  | OPERATING | OPERATING | E210 | SRD0-1E0 | F40605004 |  | SRD0
PMN-H00LND90AE001MG01 | Gear Box Set R |  | OPERATING | OPERATING | E210 | SRD0-1M0 | F40605004 |  | SRD0
PMN-H00LND90AE001MK01 | Coupling R |  | OPERATING | OPERATING | E210 | SRD0-1M0 | F40605004 |  | SRD0
PMN-H00LND90AE001MU01 | Chain Drive R |  | OPERATING | OPERATING | E210 | SRD0-1M0 | F40605004 |  | SRD0
PMN-H00LND90AE002 | Chain Hoist Set L |  | OPERATING | OPERATING | E210 | SRD0-1M0 | F40605004 |  | SRD0
PMN-H00LND90AE002-H01 | Locking Devive L |  | OPERATING | OPERATING | E210 | SRD0-1M0 | F40605004 |  | SRD0
PMN-H00LND90AE002-M01 | Motor L |  | OPERATING | OPERATING | E210 | SRD0-1E0 | F40605004 |  | SRD0
PMN-H00LND90AE002MG01 | Gear Box Set L |  | OPERATING | OPERATING | E210 | SRD0-1M0 | F40605004 |  | SRD0
PMN-H00LND90AE002MK01 | Coupling L |  | OPERATING | OPERATING | E210 | SRD0-1M0 | F40605004 |  | SRD0
PMN-H00LND90AE002MU01 | Chain Drive L |  | OPERATING | OPERATING | E210 | SRD0-1M0 | F40605004 |  | SRD0
PMN-H00LNY | Fish Ladder & Spillway Gate Control |  | OPERATING | OPERATING | E210 | SRD0-1E0 | F40605004 |  | SRD0
PMN-H00LNY10 | Fish Ladder Control |  | OPERATING | OPERATING | E210 | SRD0-1E0 | F40605004 |  | SRD0
PMN-H00LNY10GH001 | Fish Ladder Gate No.1 Control Panel |  | OPERATING | OPERATING | E210 | SRD0-1E0 | F40605004 |  | SRD0
PMN-H00LNY10GH002 | Fish Ladder Gate No.2 Control Panel |  | OPERATING | OPERATING | E210 | SRD0-1E0 | F40605004 |  | SRD0
PMN-H00LNY20 | Spillway Gate Control |  | OPERATING | OPERATING | E210 | SRD0-1E0 | F40605004 |  | SRD0
PMN-H00LNY20GH001 | Spillway Gate No.1 Control Panel |  | OPERATING | OPERATING | E210 | SRD0-1E0 | F40605004 |  | SRD0
PMN-H00LNY20GH002 | Spillway Gate No.2 Control Panel |  | OPERATING | OPERATING | E210 | SRD0-1E0 | F40605004 |  | SRD0
PMN-H00LNY20GH003 | Spillway Gate No.3 Control Panel |  | OPERATING | OPERATING | E210 | SRD0-1E0 | F40605004 |  | SRD0
PMN-H00LNY20GH004 | Spillway Gate No.4 Control Panel |  | OPERATING | OPERATING | E210 | SRD0-1E0 | F40605004 |  | SRD0
PMN-H00LNY20GH005 | Spillway Gate No.5 Control Panel |  | OPERATING | OPERATING | E210 | SRD0-1E0 | F40605004 |  | SRD0
PMN-H00LNY20GH006 | Spillway Gate No.6 Control Panel |  | OPERATING | OPERATING | E210 | SRD0-1E0 | F40605004 |  | SRD0
PMN-H00LNY20GH007 | Spillway Gate No.7 Control Panel |  | OPERATING | OPERATING | E210 | SRD0-1E0 | F40605004 |  | SRD0
PMN-H00LNY20GH008 | Spillway Gate No.8 Control Panel |  | OPERATING | OPERATING | E210 | SRD0-1E0 | F40605004 |  | SRD0
PMN-H00LS | Drainage Systems |  | OPERATING | OPERATING | E210 | SRD0-1M0 | F40605004 |  | SRD0
PMN-H00LSL | De-Watoring & Drainage Systems |  | OPERATING | OPERATING | E210 | SRD0-1M0 | F40605004 |  | SRD0
PMN-H00LSL10 | Power House Drainage (54DP) |  | OPERATING | OPERATING | E210 | SRD0-1M0 | F40605004 |  | SRD0
PMN-H00LSL10AP001 | Power House Drainage Pump No.1 |  | OPERATING | OPERATING | E210 | SRD0-1E0 | F40605004 |  | SRD0
PMN-H00LSL10AP001-M01 | Motor DP-M01 |  | OPERATING | OPERATING | E210 | SRD0-1E0 | F40605004 |  | SRD0
PMN-H00LSL10AP001KA01 | Check Valve 6702 |  | OPERATING | OPERATING | E210 | SRD0-1M0 | F40605004 |  | SRD0
PMN-H00LSL10AP001KA02 | Outlet Valve After Pump 6703 |  | OPERATING | OPERATING | E210 | SRD0-1M0 | F40605004 |  | SRD0
PMN-H00LSL10AP001KA03 | Measuring Valve 6704 |  | OPERATING | OPERATING | E210 | SRD0-1M0 | F40605004 |  | SRD0
PMN-H00LSL10AP001KP01 | Pump 6701 |  | OPERATING | OPERATING | E210 | SRD0-1E0 | F40605004 |  | SRD0
PMN-H00LSL10AP001MR01 | Pipe Line |  | OPERATING | OPERATING | E210 | SRD0-1M0 | F40605004 |  | SRD0
PMN-H00LSL10AP002 | Power House Drainage Pump No.2 |  | OPERATING | OPERATING | E210 | SRD0-1E0 | F40605004 |  | SRD0
PMN-H00LSL10AP002-M01 | Motor DP-M02 |  | OPERATING | OPERATING | E210 | SRD0-1E0 | F40605004 |  | SRD0
PMN-H00LSL10AP002KA01 | Check Valve 6712 |  | OPERATING | OPERATING | E210 | SRD0-1M0 | F40605004 |  | SRD0
PMN-H00LSL10AP002KA02 | Outlet Valve After Pump 6713 |  | OPERATING | OPERATING | E210 | SRD0-1M0 | F40605004 |  | SRD0
PMN-H00LSL10AP002KA03 | Measuring Valve 6714 |  | OPERATING | OPERATING | E210 | SRD0-1M0 | F40605004 |  | SRD0
PMN-H00LSL10AP002KP01 | Pump 6711 |  | OPERATING | OPERATING | E210 | SRD0-1E0 | F40605004 |  | SRD0
PMN-H00LSL10AP002MR01 | Pipe Line |  | OPERATING | OPERATING | E210 | SRD0-1M0 | F40605004 |  | SRD0
PMN-H00LSL10AP003 | Power House Drainage Pump No.3 |  | OPERATING | OPERATING | E210 | SRD0-1E0 | F40605004 |  | SRD0
PMN-H00LSL10AP003-M01 | Motor DP-M03 |  | OPERATING | OPERATING | E210 | SRD0-1E0 | F40605004 |  | SRD0
PMN-H00LSL10AP003KA01 | Check Valve 6722 |  | OPERATING | OPERATING | E210 | SRD0-1M0 | F40605004 |  | SRD0
PMN-H00LSL10AP003KA02 | Outlet Valve After Pump 6723 |  | OPERATING | OPERATING | E210 | SRD0-1M0 | F40605004 |  | SRD0
PMN-H00LSL10AP003KA03 | Measuring Valve 6724 |  | OPERATING | OPERATING | E210 | SRD0-1M0 | F40605004 |  | SRD0
PMN-H00LSL10AP003KP01 | Pump 6721 |  | OPERATING | OPERATING | E210 | SRD0-1E0 | F40605004 |  | SRD0
PMN-H00LSL10AP003MR01 | Pipe Line |  | OPERATING | OPERATING | E210 | SRD0-1M0 | F40605004 |  | SRD0
PMN-H00LSL10BB001 | Drainage Pit |  | OPERATING | OPERATING | E210 | SRD0-1M0 | F40605004 |  | SRD0
PMN-H00LSL10BR001 | Pipe Line |  | OPERATING | OPERATING | E210 | SRD0-1M0 | F40605004 |  | SRD0
PMN-H00LSL10CL001 | Float Switch Set |  | OPERATING | OPERATING | E210 | SRD0-1E0 | F40605004 |  | SRD0
PMN-H00LSL10CL001-S01 | Float Switch DP1-S01 |  | OPERATING | OPERATING | E210 | SRD0-1E0 | F40605004 |  | SRD0
PMN-H00LSL10CL001-S02 | Float Switch DP1-S02 |  | OPERATING | OPERATING | E210 | SRD0-1E0 | F40605004 |  | SRD0
PMN-H00LSL10CL001-S03 | Float Switch DP1-S03 |  | OPERATING | OPERATING | E210 | SRD0-1E0 | F40605004 |  | SRD0
PMN-H00LSL10CL001-S04 | Float Switch DP1-S04 |  | OPERATING | OPERATING | E210 | SRD0-1E0 | F40605004 |  | SRD0
PMN-H00LSL10CL001-S05 | Float Switch DP1-S05 |  | OPERATING | OPERATING | E210 | SRD0-1E0 | F40605004 |  | SRD0
PMN-H00LSL10CL001-S06 | Float Switch DP1-S06 |  | OPERATING | OPERATING | E210 | SRD0-1E0 | F40605004 |  | SRD0
PMN-H00LSL10CL001-S07 | Float Switch DP1-S07 |  | OPERATING | OPERATING | E210 | SRD0-1E0 | F40605004 |  | SRD0
PMN-H00LSL10CL001-S08 | Float Switch DP1-S08 |  | OPERATING | OPERATING | E210 | SRD0-1E0 | F40605004 |  | SRD0
PMN-H00LSL10CL001-S09 | Float Switch DP1-S09 |  | OPERATING | OPERATING | E210 | SRD0-1E0 | F40605004 |  | SRD0
PMN-H00LSL20 | Spillway Drainage (55DP) |  | OPERATING | OPERATING | E210 | SRD0-1M0 | F40605004 |  | SRD0
PMN-H00LSL20AP001 | Spillway Drainage Pump No.1 |  | OPERATING | OPERATING | E210 | SRD0-1E0 | F40605004 |  | SRD0
PMN-H00LSL20AP001-M01 | Motor DP2-M01 |  | OPERATING | OPERATING | E210 | SRD0-1E0 | F40605004 |  | SRD0
PMN-H00LSL20AP001KA01 | Check Valve 6802 |  | OPERATING | OPERATING | E210 | SRD0-1M0 | F40605004 |  | SRD0
PMN-H00LSL20AP001KA02 | Outlet Valve After Pump 6803 |  | OPERATING | OPERATING | E210 | SRD0-1M0 | F40605004 |  | SRD0
PMN-H00LSL20AP001KA03 | Measuring Valve 6804 |  | OPERATING | OPERATING | E210 | SRD0-1M0 | F40605004 |  | SRD0
PMN-H00LSL20AP001KP01 | Pump 6801 |  | OPERATING | OPERATING | E210 | SRD0-1E0 | F40605004 |  | SRD0
PMN-H00LSL20AP001MR01 | Pipe Line |  | OPERATING | OPERATING | E210 | SRD0-1M0 | F40605004 |  | SRD0
PMN-H00LSL20AP002 | Spillway Drainage Pump No.2 |  | OPERATING | OPERATING | E210 | SRD0-1E0 | F40605004 |  | SRD0
PMN-H00LSL20AP002-M01 | Motor DP2-M02 |  | OPERATING | OPERATING | E210 | SRD0-1E0 | F40605004 |  | SRD0
PMN-H00LSL20AP002KA01 | Check Valve 6812 |  | OPERATING | OPERATING | E210 | SRD0-1M0 | F40605004 |  | SRD0
PMN-H00LSL20AP002KA02 | Outlet Valve After Pump 6813 |  | OPERATING | OPERATING | E210 | SRD0-1M0 | F40605004 |  | SRD0
PMN-H00LSL20AP002KA03 | Measuring Valve 6814 |  | OPERATING | OPERATING | E210 | SRD0-1M0 | F40605004 |  | SRD0
PMN-H00LSL20AP002KP01 | Pump 6811 |  | OPERATING | OPERATING | E210 | SRD0-1E0 | F40605004 |  | SRD0
PMN-H00LSL20AP002MR01 | Pipe Line |  | OPERATING | OPERATING | E210 | SRD0-1M0 | F40605004 |  | SRD0
PMN-H00LSL20BB001 | Drainage Pit |  | OPERATING | OPERATING | E210 | SRD0-1M0 | F40605004 |  | SRD0
PMN-H00LSL20BR001 | Pipe Line |  | OPERATING | OPERATING | E210 | SRD0-1M0 | F40605004 |  | SRD0
PMN-H00LSL20CL001 | Float Switch Set |  | OPERATING | OPERATING | E210 | SRD0-1E0 | F40605004 |  | SRD0
PMN-H00LSL20CL001-S01 | Float Switch DP2-S01 |  | OPERATING | OPERATING | E210 | SRD0-1E0 | F40605004 |  | SRD0
PMN-H00LSL20CL001-S02 | Float Switch DP2-S02 |  | OPERATING | OPERATING | E210 | SRD0-1E0 | F40605004 |  | SRD0
PMN-H00LSL20CL001-S03 | Float Switch DP2-S03 |  | OPERATING | OPERATING | E210 | SRD0-1E0 | F40605004 |  | SRD0
PMN-H00LSL20CL001-S04 | Float Switch DP2-S04 |  | OPERATING | OPERATING | E210 | SRD0-1E0 | F40605004 |  | SRD0
PMN-H00LSL20CL001-S05 | Float Switch DP2-S05 |  | OPERATING | OPERATING | E210 | SRD0-1E0 | F40605004 |  | SRD0
PMN-H00LSL20CL001-S06 | Float Switch DP2-S06 |  | OPERATING | OPERATING | E210 | SRD0-1E0 | F40605004 |  | SRD0
PMN-H00LSL20CL001-S07 | Float Switch DP2-S07 |  | OPERATING | OPERATING | E210 | SRD0-1E0 | F40605004 |  | SRD0
PMN-H00LSL30 | De-Watering Drainage (56DP) |  | OPERATING | OPERATING | E210 | SRD0-1M0 | F40605004 |  | SRD0
PMN-H00LSL30AP001 | De-Watering Drainage Pump No.1 |  | OPERATING | OPERATING | E210 | SRD0-1E0 | F40605004 |  | SRD0
PMN-H00LSL30AP001-M01 | Motor DP-M01 |  | OPERATING | OPERATING | E210 | SRD0-1E0 | F40605004 |  | SRD0
PMN-H00LSL30AP001KA01 | Check Valve 6852 |  | OPERATING | OPERATING | E210 | SRD0-1M0 | F40605004 |  | SRD0
PMN-H00LSL30AP001KA02 | Outlet Valve After Pump 6853 |  | OPERATING | OPERATING | E210 | SRD0-1M0 | F40605004 |  | SRD0
PMN-H00LSL30AP001KA03 | Measuring Valve 6854 |  | OPERATING | OPERATING | E210 | SRD0-1M0 | F40605004 |  | SRD0
PMN-H00LSL30AP001KP01 | Pump 6851 |  | OPERATING | OPERATING | E210 | SRD0-1E0 | F40605004 |  | SRD0
PMN-H00LSL30AP001MR01 | Pipe Line |  | OPERATING | OPERATING | E210 | SRD0-1M0 | F40605004 |  | SRD0
PMN-H00LSL30AP002 | De-Watering Drainage Pump No.2 |  | OPERATING | OPERATING | E210 | SRD0-1E0 | F40605004 |  | SRD0
PMN-H00LSL30AP002-M01 | Motor DP-M02 |  | OPERATING | OPERATING | E210 | SRD0-1E0 | F40605004 |  | SRD0
PMN-H00LSL30AP002KA01 | Check Valve 6862 |  | OPERATING | OPERATING | E210 | SRD0-1M0 | F40605004 |  | SRD0
PMN-H00LSL30AP002KA02 | Outlet Valve After Pump 6863 |  | OPERATING | OPERATING | E210 | SRD0-1M0 | F40605004 |  | SRD0
PMN-H00LSL30AP002KA03 | Measuring Valve 6864 |  | OPERATING | OPERATING | E210 | SRD0-1M0 | F40605004 |  | SRD0
PMN-H00LSL30AP002KP01 | Pump 6861 |  | OPERATING | OPERATING | E210 | SRD0-1E0 | F40605004 |  | SRD0
PMN-H00LSL30AP002MR01 | Pipe Line |  | OPERATING | OPERATING | E210 | SRD0-1M0 | F40605004 |  | SRD0
PMN-H00LSL30BB001 | Drainage Pit |  | OPERATING | OPERATING | E210 | SRD0-1M0 | F40605004 |  | SRD0
PMN-H00LSL30BR001 | Pipe Line |  | OPERATING | OPERATING | E210 | SRD0-1M0 | F40605004 |  | SRD0
PMN-H00LSL30CL001 | Float Switch Set |  | OPERATING | OPERATING | E210 | SRD0-1E0 | F40605004 |  | SRD0
PMN-H00LSL30CL001-S01 | Float Switch DP-S01 |  | OPERATING | OPERATING | E210 | SRD0-1E0 | F40605004 |  | SRD0
PMN-H00LSL30CL001-S02 | Float Switch DP-S02 |  | OPERATING | OPERATING | E210 | SRD0-1E0 | F40605004 |  | SRD0
PMN-H00LSL30CL001-S03 | Float Switch DP-S03 |  | OPERATING | OPERATING | E210 | SRD0-1E0 | F40605004 |  | SRD0
PMN-H00LSL30CL001-S04 | Float Switch DP-S04 |  | OPERATING | OPERATING | E210 | SRD0-1E0 | F40605004 |  | SRD0
PMN-H00LSL30CL001-S05 | Float Switch DP-S05 |  | OPERATING | OPERATING | E210 | SRD0-1E0 | F40605004 |  | SRD0
PMN-H00LSL30CL001-S06 | Float Switch DP-S06 |  | OPERATING | OPERATING | E210 | SRD0-1E0 | F40605004 |  | SRD0
PMN-H00LSL30CL001-S07 | Float Switch DP-S07 |  | OPERATING | OPERATING | E210 | SRD0-1E0 | F40605004 |  | SRD0
PMN-H00LY | Water Measurement |  | OPERATING | OPERATING | E210 | SRD0-1E0 | F40605004 |  | SRD0
PMN-H00LYA | Water Measurement |  | OPERATING | OPERATING | E210 | SRD0-1E0 | F40605004 |  | SRD0
PMN-H00LYA10 | Air Supply System (Rimitter) |  | OPERATING | OPERATING | E210 | SRD0-1E0 | F40605004 |  | SRD0
PMN-H00LYA10AA001 | Valve |  | OPERATING | OPERATING | E210 | SRD0-1M0 | F40605004 |  | SRD0
PMN-H00LYA10AA001KA01 | Check Valve 5842 |  | OPERATING | OPERATING | E210 | SRD0-1M0 | F40605004 |  | SRD0
PMN-H00LYA10AA001KA12 | Isolate Valve 5846 |  | OPERATING | OPERATING | E210 | SRD0-1M0 | F40605004 |  | SRD0
PMN-H00LYA10AA001KA23 | Solenoid Valve 2/2 LM-Y01 |  | OPERATING | OPERATING | E210 | SRD0-1M0 | F40605004 |  | SRD0
PMN-H00LYA10AA001KA34 | Safety Valve 5845 |  | OPERATING | OPERATING | E210 | SRD0-1M0 | F40605004 |  | SRD0
PMN-H00LYA10AA001KA45 | Reduce Valve 5848 |  | OPERATING | OPERATING | E210 | SRD0-1M0 | F40605004 |  | SRD0
PMN-H00LYA10AN001 | Air Compressure |  | OPERATING | OPERATING | E210 | SRD0-1E0 | F40605004 |  | SRD0
PMN-H00LYA10AN001-M01 | Motor LM-M01 |  | OPERATING | OPERATING | E210 | SRD0-1E0 | F40605004 |  | SRD0
PMN-H00LYA10AN001KN01 | Compresser 5841 |  | OPERATING | OPERATING | E210 | SRD0-1E0 | F40605004 |  | SRD0
PMN-H00LYA10AT001 | Filter 5847 |  | OPERATING | OPERATING | E210 | SRD0-1M0 | F40605004 |  | SRD0
PMN-H00LYA10BB001 | Pressure Tank 5843 |  | OPERATING | OPERATING | E210 | SRD0-1M0 | F40605004 |  | SRD0
PMN-H00LYA10BR001 | Tube |  | OPERATING | OPERATING | E210 | SRD0-1M0 | F40605004 |  | SRD0
PMN-H00LYA10CP001 | Pressure Guage |  | OPERATING | OPERATING | E210 | SRD0-1E0 | F40605004 |  | SRD0
PMN-H00LYA10CP001-P01 | Pressure Guage 5844 |  | OPERATING | OPERATING | E210 | SRD0-1E0 | F40605004 |  | SRD0
PMN-H00LYA10CP001-P02 | Pressure Guage 5848 |  | OPERATING | OPERATING | E210 | SRD0-1E0 | F40605004 |  | SRD0
PMN-H00LYA10CP002 | Pressure Switch |  | OPERATING | OPERATING | E210 | SRD0-1E0 | F40605004 |  | SRD0
PMN-H00LYA10CP002-P01 | Pressure Switch LM-S01 |  | OPERATING | OPERATING | E210 | SRD0-1E0 | F40605004 |  | SRD0
PMN-H00LYA10CP002-P02 | Pressure Switch LM-S02 |  | OPERATING | OPERATING | E210 | SRD0-1E0 | F40605004 |  | SRD0
PMN-H00LYA20 | Up Steam Water Level Measuring |  | OPERATING | OPERATING | E210 | SRD0-1E0 | F40605004 |  | SRD0
PMN-H00LYA20AA001 | Valve |  | OPERATING | OPERATING | E210 | SRD0-1M0 | F40605004 |  | SRD0
PMN-H00LYA20AA001KA01 | Valve 5822 |  | OPERATING | OPERATING | E210 | SRD0-1M0 | F40605004 |  | SRD0
PMN-H00LYA20AA001KA02 | Throtle Valve 5821 |  | OPERATING | OPERATING | E210 | SRD0-1M0 | F40605004 |  | SRD0
PMN-H00LYA20BR001 | Tube 5823 |  | OPERATING | OPERATING | E210 | SRD0-1M0 | F40605004 |  | SRD0
PMN-H00LYA20CL001 | Sensing Devive 5824 |  | OPERATING | OPERATING | E210 | SRD0-1E0 | F40605004 |  | SRD0
PMN-H00LYA20CL002 | Up Steam Water Level Measuring (LM-B01) |  | OPERATING | OPERATING | E210 | SRD0-1E0 | F40605004 |  | SRD0
PMN-H00LYA30 | Down Steam Water Level Measuring |  | OPERATING | OPERATING | E210 | SRD0-1E0 | F40605004 |  | SRD0
PMN-H00LYA30AA001 | Valve |  | OPERATING | OPERATING | E210 | SRD0-1M0 | F40605004 |  | SRD0
PMN-H00LYA30AA001KA01 | Valve 5832 |  | OPERATING | OPERATING | E210 | SRD0-1M0 | F40605004 |  | SRD0
PMN-H00LYA30AA001KA02 | Throtle Valve 5831 |  | OPERATING | OPERATING | E210 | SRD0-1M0 | F40605004 |  | SRD0
PMN-H00LYA30BR001 | Tube 5833 |  | OPERATING | OPERATING | E210 | SRD0-1M0 | F40605004 |  | SRD0
PMN-H00LYA30CL001 | Sensing Devive 5834 |  | OPERATING | OPERATING | E210 | SRD0-1E0 | F40605004 |  | SRD0
PMN-H00LYA30CL002 | Down Steam Water Level Measuring(LM-B02) |  | OPERATING | OPERATING | E210 | SRD0-1E0 | F40605004 |  | SRD0
PMN-H00P | Cooling Water System |  | OPERATING | OPERATING | E210 | SRD0-1M0 | F40605004 |  | SRD0
PMN-H00PC | Service Water Cooling System |  | OPERATING | OPERATING | E210 | SRD0-1M0 | F40605004 |  | SRD0
PMN-H00PCD | Outfall Cooling System |  | OPERATING | OPERATING | E210 | SRD0-1M0 | F40605004 |  | SRD0
PMN-H00PCD10 | Water Cooling for Chiller No.1,2 |  | OPERATING | OPERATING | E210 | SRD0-1M0 | F40605004 |  | SRD0
PMN-H00PCD10AA001 | Valve for Pump No.1 |  | OPERATING | OPERATING | E210 | SRD0-1M0 | F40605004 |  | SRD0
PMN-H00PCD10AA001KA01 | Inlet Isolating Valve for Pump No.1 |  | OPERATING | OPERATING | E210 | SRD0-1M0 | F40605004 |  | SRD0
PMN-H00PCD10AA001KA02 | Outlet Isolating Valve for Pump No.1 |  | OPERATING | OPERATING | E210 | SRD0-1M0 | F40605004 |  | SRD0
PMN-H00PCD10AA001KA03 | Outlet Check Valve for Pump No.1 |  | OPERATING | OPERATING | E210 | SRD0-1M0 | F40605004 |  | SRD0
PMN-H00PCD10AA002 | Valve for Pump No.2 |  | OPERATING | OPERATING | E210 | SRD0-1M0 | F40605004 |  | SRD0
PMN-H00PCD10AA002KA01 | Inlet Isolating Valve for Pump No.2 |  | OPERATING | OPERATING | E210 | SRD0-1M0 | F40605004 |  | SRD0
PMN-H00PCD10AA002KA02 | Outlet Isolating Valve for Pump No.2 |  | OPERATING | OPERATING | E210 | SRD0-1M0 | F40605004 |  | SRD0
PMN-H00PCD10AA002KA03 | Outlet Check Valve for Pump No.2 |  | OPERATING | OPERATING | E210 | SRD0-1M0 | F40605004 |  | SRD0
PMN-H00PCD10AP001 | Cooling Pump for Chiller No.1 |  | OPERATING | OPERATING | E210 | SRD0-1E0 | F40605004 |  | SRD0
PMN-H00PCD10AP001-M01 | Motor |  | OPERATING | OPERATING | E210 | SRD0-1E0 | F40605004 |  | SRD0
PMN-H00PCD10AP001KP01 | Pump |  | OPERATING | OPERATING | E210 | SRD0-1E0 | F40605004 |  | SRD0
PMN-H00PCD10AP001MK01 | Coupling |  | OPERATING | OPERATING | E210 | SRD0-1M0 | F40605004 |  | SRD0
PMN-H00PCD10AP002 | Cooling Pump for Chiller No.2 |  | OPERATING | OPERATING | E210 | SRD0-1E0 | F40605004 |  | SRD0
PMN-H00PCD10AP002-M01 | Motor |  | OPERATING | OPERATING | E210 | SRD0-1E0 | F40605004 |  | SRD0
PMN-H00PCD10AP002KP01 | Pump |  | OPERATING | OPERATING | E210 | SRD0-1E0 | F40605004 |  | SRD0
PMN-H00PCD10AP002MK01 | Coupling |  | OPERATING | OPERATING | E210 | SRD0-1M0 | F40605004 |  | SRD0
PMN-H00PCD10BR001 | Pipe Line |  | OPERATING | OPERATING | E210 | SRD0-1M0 | F40605004 |  | SRD0
PMN-H00PCD20 | Automatic Strainer for Chiller Systems |  | OPERATING | OPERATING | E210 | SRD0-1M0 | F40605004 |  | SRD0
PMN-H00PCD20AA001 | Valve for Chiller |  | OPERATING | OPERATING | E210 | SRD0-1M0 | F40605004 |  | SRD0
PMN-H00PCD20AA001KA01 | Inlet Isolating Valve |  | OPERATING | OPERATING | E210 | SRD0-1M0 | F40605004 |  | SRD0
PMN-H00PCD20AA001KA02 | Outlet Isolating Valve |  | OPERATING | OPERATING | E210 | SRD0-1M0 | F40605004 |  | SRD0
PMN-H00PCD20AA001KA03 | By Pass Valve |  | OPERATING | OPERATING | E210 | SRD0-1M0 | F40605004 |  | SRD0
PMN-H00PCD20AA001KA04 | Outlet Isolating Valve |  | OPERATING | OPERATING | E210 | SRD0-1M0 | F40605004 |  | SRD0
PMN-H00PCD20AP001 | Automatic Strainer |  | OPERATING | OPERATING | E210 | SRD0-1M0 | F40605004 |  | SRD0
PMN-H00PCD20AP001-M01 | Motor |  | OPERATING | OPERATING | E210 | SRD0-1E0 | F40605004 |  | SRD0
PMN-H00PCD20AP001KT01 | Filter |  | OPERATING | OPERATING | E210 | SRD0-1M0 | F40605004 |  | SRD0
PMN-H00PCD20AP001MK01 | Coupling |  | OPERATING | OPERATING | E210 | SRD0-1M0 | F40605004 |  | SRD0
PMN-H00PCD20BR001 | Pipe Line Condenser |  | OPERATING | OPERATING | E210 | SRD0-1M0 | F40605004 |  | SRD0
PMN-H00S | Ancillary Systems |  | OPERATING | OPERATING | E210 | SRD0-1M0 | F40605004 |  | SRD0
PMN-H00SA | Air-Conditioning (HVAC) Conventional |  | OPERATING | OPERATING | E210 | SRD0-1M0 | F40605004 |  | SRD0
PMN-H00SAB | Air-Conditioning System |  | OPERATING | OPERATING | E210 | SRD0-1M0 | F40605004 |  | SRD0
PMN-H00SAB10 | Air Chiller System |  | OPERATING | OPERATING | E210 | SRD0-1M0 | F40605004 |  | SRD0
PMN-H00SAB10AH001 | Air Chiller No.1 |  | OPERATING | OPERATING | E210 | SRD0-1M0 | F40605004 |  | SRD0
PMN-H00SAB10AH001KC01 | Chiller Condenser |  | OPERATING | OPERATING | E210 | SRD0-1M0 | F40605004 |  | SRD0
PMN-H00SAB10AH001KN01 | Compreser A1 |  | OPERATING | OPERATING | E210 | SRD0-1M0 | F40605004 |  | SRD0
PMN-H00SAB10AH001KN02 | Compreser A2 |  | OPERATING | OPERATING | E210 | SRD0-1M0 | F40605004 |  | SRD0
PMN-H00SAB10AH001KN03 | Compreser B1 |  | OPERATING | OPERATING | E210 | SRD0-1M0 | F40605004 |  | SRD0
PMN-H00SAB10AH001KN04 | Compreser B2 |  | OPERATING | OPERATING | E210 | SRD0-1M0 | F40605004 |  | SRD0
PMN-H00SAB10AH001MR01 | Pipe Line |  | OPERATING | OPERATING | E210 | SRD0-1M0 | F40605004 |  | SRD0
PMN-H00SAB10AH002 | Air Chiller No.2 |  | OPERATING | OPERATING | E210 | SRD0-1M0 | F40605004 |  | SRD0
PMN-H00SAB10AH002KC01 | Chiller Condenser |  | OPERATING | OPERATING | E210 | SRD0-1M0 | F40605004 |  | SRD0
PMN-H00SAB10AH002KN01 | Compreser A1 |  | OPERATING | OPERATING | E210 | SRD0-1M0 | F40605004 |  | SRD0
PMN-H00SAB10AH002KN02 | Compreser A2 |  | OPERATING | OPERATING | E210 | SRD0-1M0 | F40605004 |  | SRD0
PMN-H00SAB10AH002KN03 | Compreser B1 |  | OPERATING | OPERATING | E210 | SRD0-1M0 | F40605004 |  | SRD0
PMN-H00SAB10AH002KN04 | Compreser B2 |  | OPERATING | OPERATING | E210 | SRD0-1M0 | F40605004 |  | SRD0
PMN-H00SAB10AH002MR01 | Pipe Line |  | OPERATING | OPERATING | E210 | SRD0-1M0 | F40605004 |  | SRD0
PMN-H00SAB20 | Chiller Water Pump System |  | OPERATING | OPERATING | E210 | SRD0-1M0 | F40605004 |  | SRD0
PMN-H00SAB20AP001 | Chiller Water Pump No.1 |  | OPERATING | OPERATING | E210 | SRD0-1E0 | F40605004 |  | SRD0
PMN-H00SAB20AP001-M01 | Motor |  | OPERATING | OPERATING | E210 | SRD0-1E0 | F40605004 |  | SRD0
PMN-H00SAB20AP001-P01 | Pressure Guage |  | OPERATING | OPERATING | E210 | SRD0-1E0 | F40605004 |  | SRD0
PMN-H00SAB20AP001KA01 | Inlet Valve |  | OPERATING | OPERATING | E210 | SRD0-1M0 | F40605004 |  | SRD0
PMN-H00SAB20AP001KA02 | Outlet Valve |  | OPERATING | OPERATING | E210 | SRD0-1M0 | F40605004 |  | SRD0
PMN-H00SAB20AP001KP01 | Pump No.1 |  | OPERATING | OPERATING | E210 | SRD0-1E0 | F40605004 |  | SRD0
PMN-H00SAB20AP001MK01 | Coupling |  | OPERATING | OPERATING | E210 | SRD0-1M0 | F40605004 |  | SRD0
PMN-H00SAB20AP001MR01 | Pipe Line |  | OPERATING | OPERATING | E210 | SRD0-1M0 | F40605004 |  | SRD0
PMN-H00SAB20AP002 | Chiller Water Pump No.2 |  | OPERATING | OPERATING | E210 | SRD0-1E0 | F40605004 |  | SRD0
PMN-H00SAB20AP002-M01 | Motor |  | OPERATING | OPERATING | E210 | SRD0-1E0 | F40605004 |  | SRD0
PMN-H00SAB20AP002-P01 | Pressure Guage |  | OPERATING | OPERATING | E210 | SRD0-1E0 | F40605004 |  | SRD0
PMN-H00SAB20AP002KA01 | Inlet Valve |  | OPERATING | OPERATING | E210 | SRD0-1M0 | F40605004 |  | SRD0
PMN-H00SAB20AP002KA02 | Outlet Valve |  | OPERATING | OPERATING | E210 | SRD0-1M0 | F40605004 |  | SRD0
PMN-H00SAB20AP002KP01 | Pump No.2 |  | OPERATING | OPERATING | E210 | SRD0-1E0 | F40605004 |  | SRD0
PMN-H00SAB20AP002MK01 | Coupling |  | OPERATING | OPERATING | E210 | SRD0-1M0 | F40605004 |  | SRD0
PMN-H00SAB20AP002MR01 | Pipe Line |  | OPERATING | OPERATING | E210 | SRD0-1M0 | F40605004 |  | SRD0
PMN-H00SAB30 | Air Handing Unit |  | OPERATING | OPERATING | E210 | SRD0-1M0 | F40605004 |  | SRD0
PMN-H00SAB30AH001 | AHU.No.1 |  | OPERATING | OPERATING | E210 | SRD0-1M0 | F40605004 |  | SRD0
PMN-H00SAB30AH001-M01 | Motor |  | OPERATING | OPERATING | E210 | SRD0-1E0 | F40605004 |  | SRD0
PMN-H00SAB30AH001KC01 | AHU.Unit |  | OPERATING | OPERATING | E210 | SRD0-1M0 | F40605004 |  | SRD0
PMN-H00SAB30AH001KT01 | AHU. Filter |  | OPERATING | OPERATING | E210 | SRD0-1M0 | F40605004 |  | SRD0
PMN-H00SAB30AH001MU01 | Belts Drive |  | OPERATING | OPERATING | E210 | SRD0-1E0 | F40605004 |  | SRD0
PMN-H00SAB30AH002 | AHU.No.2 |  | OPERATING | OPERATING | E210 | SRD0-1M0 | F40605004 |  | SRD0
PMN-H00SAB30AH002-M01 | Motor |  | OPERATING | OPERATING | E210 | SRD0-1E0 | F40605004 |  | SRD0
PMN-H00SAB30AH002KC01 | AHU.Unit |  | OPERATING | OPERATING | E210 | SRD0-1M0 | F40605004 |  | SRD0
PMN-H00SAB30AH002KT01 | AHU. Filter |  | OPERATING | OPERATING | E210 | SRD0-1M0 | F40605004 |  | SRD0
PMN-H00SAB30AH002MU01 | Belts Drive |  | OPERATING | OPERATING | E210 | SRD0-1E0 | F40605004 |  | SRD0
PMN-H00SAB30AH003 | AHU.No.3 |  | OPERATING | OPERATING | E210 | SRD0-1M0 | F40605004 |  | SRD0
PMN-H00SAB30AH003-M01 | Motor |  | OPERATING | OPERATING | E210 | SRD0-1E0 | F40605004 |  | SRD0
PMN-H00SAB30AH003KN01 | AHU.Unit |  | OPERATING | OPERATING | E210 | SRD0-1M0 | F40605004 |  | SRD0
PMN-H00SAB30AH003KT01 | AHU. Filter |  | OPERATING | OPERATING | E210 | SRD0-1M0 | F40605004 |  | SRD0
PMN-H00SAB30AH003MU01 | Belts Drive |  | OPERATING | OPERATING | E210 | SRD0-1E0 | F40605004 |  | SRD0
PMN-H00SAB30AH004 | AHU.No.4 |  | OPERATING | OPERATING | E210 | SRD0-1M0 | F40605004 |  | SRD0
PMN-H00SAB30AH004-M01 | Motor |  | OPERATING | OPERATING | E210 | SRD0-1E0 | F40605004 |  | SRD0
PMN-H00SAB30AH004KN01 | AHU.Unit |  | OPERATING | OPERATING | E210 | SRD0-1M0 | F40605004 |  | SRD0
PMN-H00SAB30AH004KT01 | AHU. Filter |  | OPERATING | OPERATING | E210 | SRD0-1M0 | F40605004 |  | SRD0
PMN-H00SAB30AH004MU01 | Belts Drive |  | OPERATING | OPERATING | E210 | SRD0-1E0 | F40605004 |  | SRD0
PMN-H00SAY | Control And Protection Equipment |  | OPERATING | OPERATING | E210 | SRD0-1E0 | F40605004 |  | SRD0
PMN-H00SAY10 | Air Chiller Control Systems |  | OPERATING | OPERATING | E210 | SRD0-1E0 | F40605004 |  | SRD0
PMN-H00SAY10EN001 | Chiller No.1 Control Module |  | OPERATING | OPERATING | E210 | SRD0-1E0 | F40605004 |  | SRD0
PMN-H00SAY10EN002 | Chiller No.2 Control Module |  | OPERATING | OPERATING | E210 | SRD0-1E0 | F40605004 |  | SRD0
PMN-H00SAY10EN003 | System Controller (7500 RTU) |  | OPERATING | OPERATING | E210 | SRD0-1E0 | F40605004 |  | SRD0
PMN-H00SG | Stationary Fire Protection System |  | OPERATING | OPERATING | E210 | SRD0-1E0 | F40605004 |  | SRD0
PMN-H00SGA | Fire Water System |  | OPERATING | OPERATING | E210 | SRD0-1E0 | F40605004 |  | SRD0
PMN-H00SGA10 | Power House |  | OPERATING | OPERATING | E210 | SRD0-1E0 | F40605004 |  | SRD0
PMN-H00SGA10GH001 | Power House Fire Alarm |  | OPERATING | OPERATING | E210 | SRD0-1E0 | F40605004 |  | SRD0
PMN-H00SM | Cranes And Stationary Hoists |  | OPERATING | OPERATING | E210 | SRD0-1M0 | F40605004 |  | SRD0
PMN-H00SMA | Cranes And Stationary Hoists |  | OPERATING | OPERATING | E210 | SRD0-1M0 | F40605004 |  | SRD0
PMN-H00SMA10 | Power House Crane |  | OPERATING | OPERATING | E210 | SRD0-1M0 | F40605004 |  | SRD0
PMN-H00SMA10AE001 | Power House Crane |  | OPERATING | OPERATING | E210 | SRD0-1M0 | F40605004 |  | SRD0
PMN-H00SMA10GH001 | Power House Crane Control Panel |  | OPERATING | OPERATING | E210 | SRD0-1E0 | F40605004 |  | SRD0
PMN-H00SMA20 | Up Stream Gantry Crane |  | OPERATING | OPERATING | E210 | SRD0-1M0 | F40605004 |  | SRD0
PMN-H00SMA20AE001 | Up Stream Gantry Crane |  | OPERATING | OPERATING | E210 | SRD0-1M0 | F40605004 |  | SRD0
PMN-H00SMA20GH001 | Up Stream Gantry Crane Control Panel |  | OPERATING | OPERATING | E210 | SRD0-1E0 | F40605004 |  | SRD0
PMN-H00SMA30 | Down Stream Gantry Crane |  | OPERATING | OPERATING | E210 | SRD0-1M0 | F40605004 |  | SRD0
PMN-H00SMA30AE001 | Down Stream Gantry Crane |  | OPERATING | OPERATING | E210 | SRD0-1M0 | F40605004 |  | SRD0
PMN-H00SMA30GH001 | Down Stream Gantry Crane Control Panel |  | OPERATING | OPERATING | E210 | SRD0-1E0 | F40605004 |  | SRD0
PMN-H00SMA40 | Trash Rack Race Crane |  | OPERATING | OPERATING | E210 | SRD0-1M0 | F40605004 |  | SRD0
PMN-H00SMA40AE001 | Trash Rack Race Crane |  | OPERATING | OPERATING | E210 | SRD0-1M0 | F40605004 |  | SRD0
PMN-H00SMA40GH001 | Trash Rack Race Crane Control Panel |  | OPERATING | OPERATING | E210 | SRD0-1E0 | F40605004 |  | SRD0
PMN-H00SMA50 | Station Hoists 5 Ton |  | OPERATING | OPERATING | E210 | SRD0-1M0 | F40605004 |  | SRD0
PMN-H00SMA50AE001 | Station Hoists 5 Ton |  | OPERATING | OPERATING | E210 | SRD0-1M0 | F40605004 |  | SRD0
PMN-H00SMA50GH001 | Station Hoists 5 Ton Control Panel |  | OPERATING | OPERATING | E210 | SRD0-1E0 | F40605004 |  | SRD0
PMN-H00SN | Elevators |  | OPERATING | OPERATING | E210 | SRD0-1M0 | F40605004 |  | SRD0
PMN-H00SNA | Elevators |  | OPERATING | OPERATING | E210 | SRD0-1M0 | F40605004 |  | SRD0
PMN-H00SNA10 | Elevators |  | OPERATING | OPERATING | E210 | SRD0-1M0 | F40605004 |  | SRD0
PMN-H00SNA10AE001 | Elevators Unit |  | OPERATING | OPERATING | E210 | SRD0-1M0 | F40605004 |  | SRD0
PMN-H00SNA10GH002 | Elevator Control Panel |  | OPERATING | OPERATING | E210 | SRD0-1E0 | F40605004 |  | SRD0
PMN-H00X | Heavy Machinery |  | OPERATING | OPERATING | E210 | SRD0-1M0 | F40605004 |  | SRD0
PMN-H00XJ | Diesel Engine Plant |  | OPERATING | OPERATING | E210 | SRD0-1M0 | F40605004 |  | SRD0
PMN-H00XJA | Diesel Engine |  | OPERATING | OPERATING | E210 | SRD0-1M0 | F40605004 |  | SRD0
PMN-H00XJA10 | Diesel Engine |  | OPERATING | OPERATING | E210 | SRD0-1M0 | F40605004 |  | SRD0
PMN-H00XJA10AV001 | Diesel Engine |  | OPERATING | OPERATING | E210 | SRD0-1M0 | F40605004 |  | SRD0
PMN-H00XJA10AV001MK01 | Coupling Engine&Generator |  | OPERATING | OPERATING | E210 | SRD0-1M0 | F40605004 |  | SRD0
PMN-H00XJA10AV001MM01 | Diesel Engine |  | OPERATING | OPERATING | E210 | SRD0-1E0 | F40605004 |  | SRD0
PMN-H00XK | Diesel Generator Plant |  | OPERATING | OPERATING | E210 | SRD0-1E0 | F40605004 |  | SRD0
PMN-H00XKA | Diesel Generator |  | OPERATING | OPERATING | E210 | SRD0-1E0 | F40605004 |  | SRD0
PMN-H00XKA10 | Diesel Generator |  | OPERATING | OPERATING | E210 | SRD0-1E0 | F40605004 |  | SRD0
PMN-H00XKA10AG001 | Diesel Stator Generator |  | OPERATING | OPERATING | E210 | SRD0-1E0 | F40605004 |  | SRD0
PMN-H00XKA10AG002 | Diesel Rotor Generator |  | OPERATING | OPERATING | E210 | SRD0-1E0 | F40605004 |  | SRD0
PMN-H00XKC | Diesel Generator Exciter |  | OPERATING | OPERATING | E210 | SRD0-1E0 | F40605004 |  | SRD0
PMN-H00XKC10 | Diesel Generator Exciter |  | OPERATING | OPERATING | E210 | SRD0-1E0 | F40605004 |  | SRD0
PMN-H00XKC10AG001 | Diesel PMG |  | OPERATING | OPERATING | E210 | SRD0-1E0 | F40605004 |  | SRD0
PMN-H00XKC10GU001 | Diesel Rotating Diode Rectifier Set |  | OPERATING | OPERATING | E210 | SRD0-1E0 | F40605004 |  | SRD0
PMN-H00XKC20 | FUEL STORAGE TANK |  | OPERATING | OPERATING | E210 | SRD0-1M0 | F40605004 |  | SRD0
PMN-H00XKC20BB001 | FUEL STORAGE TANK |  | OPERATING | OPERATING | E210 | SRD0-1M0 | F40605004 |  | SRD0
PMN-H00XKY | Control And Protection Equipment |  | OPERATING | OPERATING | E210 | SRD0-1E0 | F40605004 |  | SRD0
PMN-H00XKY10 | Emergency Diesel Generator Control Board |  | OPERATING | OPERATING | E210 | SRD0-1E0 | F40605004 |  | SRD0
PMN-H00XKY10GH001 | Diesel Generator Control Pnl. |  | OPERATING | OPERATING | E210 | SRD0-1E0 | F40605004 |  | SRD0
PMN-H00XKY10GH001-N01 | AVR Card |  | OPERATING | OPERATING | E210 | SRD0-1E0 | F40605004 |  | SRD0
PMN-H00XKY10GH001-N02 | Battery Charger Card |  | OPERATING | OPERATING | E210 | SRD0-1E0 | F40605004 |  | SRD0
PMN-H01 | ปากมูล-พลังน้ำ หน่วยที่ 1 |  | OPERATING | OPERATING | E211 | SRD0-1G0 | F40605005 |  | SRD0
PMN-H01B | Power Transmission And Aux.Power Supply |  | OPERATING | OPERATING | E211 | SRD0-1E0 | F40605005 |  | SRD0
PMN-H01BA | Power Transmisssion |  | OPERATING | OPERATING | E211 | SRD0-1E0 | F40605005 |  | SRD0
PMN-H01BAA | Generator Leads |  | OPERATING | OPERATING | E211 | SRD0-1E0 | F40605005 |  | SRD0
PMN-H01BAA10 | Dynamic Brake (=1+MV1) |  | OPERATING | OPERATING | E211 | SRD0-1E0 | F40605005 |  | SRD0
PMN-H01BAA10CE001 | PT VW1B2 |  | OPERATING | OPERATING | E211 | SRD0-1E0 | F40605005 |  | SRD0
PMN-H01BAA10CE001-T01 | PT VW1B2 Phase A |  | OPERATING | OPERATING | E211 | SRD0-1E0 | F40605005 |  | SRD0
PMN-H01BAA10CE001-T02 | PT VW1B2 Phase B |  | OPERATING | OPERATING | E211 | SRD0-1E0 | F40605005 |  | SRD0
PMN-H01BAA10CE001-T03 | PT VW1B2 Phase C |  | OPERATING | OPERATING | E211 | SRD0-1E0 | F40605005 |  | SRD0
PMN-H01BAA10CE002 | PT VW1B2 Fuse |  | OPERATING | OPERATING | E211 | SRD0-1E0 | F40605005 |  | SRD0
PMN-H01BAA10CE002-F01 | PT Fuse (-F4 ) Phase A |  | OPERATING | OPERATING | E211 | SRD0-1E0 | F40605005 |  | SRD0
PMN-H01BAA10CE002-F02 | PT Fuse (-F5) Phase B |  | OPERATING | OPERATING | E211 | SRD0-1E0 | F40605005 |  | SRD0
PMN-H01BAA10CE002-F03 | PT Fuse (-F6) Phase C |  | OPERATING | OPERATING | E211 | SRD0-1E0 | F40605005 |  | SRD0
PMN-H01BAA10GS001 | DS Dynamic Brake 612C |  | OPERATING | OPERATING | E211 | SRD0-1E0 | F40605005 |  | SRD0
PMN-H01BAA20 | Gen. Ground DS. (=1+MV2) |  | OPERATING | OPERATING | E211 | SRD0-1E0 | F40605005 |  | SRD0
PMN-H01BAA20CE001 | CT QW1B1 Gen. Trans. Diff. Rly |  | OPERATING | OPERATING | E211 | SRD0-1E0 | F40605005 |  | SRD0
PMN-H01BAA20CE001-T01 | CT QW1B1 Gen. Trans. Diff. Rly (87T) A |  | OPERATING | OPERATING | E211 | SRD0-1E0 | F40605005 |  | SRD0
PMN-H01BAA20CE001-T02 | CT QW1B1 Gen. Trans. Diff. Rly (87T) B |  | OPERATING | OPERATING | E211 | SRD0-1E0 | F40605005 |  | SRD0
PMN-H01BAA20CE001-T03 | CT QW1B1 Gen. Trans. Diff. Rly (87T) C |  | OPERATING | OPERATING | E211 | SRD0-1E0 | F40605005 |  | SRD0
PMN-H01BAA20CE002 | CT QW1B1 Gen. Diff. Rly (87G) |  | OPERATING | OPERATING | E211 | SRD0-1E0 | F40605005 |  | SRD0
PMN-H01BAA20CE002-T01 | CT QW1B1 Gen. Diff. Rly (87G) Ph. A |  | OPERATING | OPERATING | E211 | SRD0-1E0 | F40605005 |  | SRD0
PMN-H01BAA20CE002-T02 | CT QW1B1 Gen. Diff. Rly (87G) Ph. B |  | OPERATING | OPERATING | E211 | SRD0-1E0 | F40605005 |  | SRD0
PMN-H01BAA20CE002-T03 | CT QW1B1 Gen. Diff. Rly (87G) Ph. C |  | OPERATING | OPERATING | E211 | SRD0-1E0 | F40605005 |  | SRD0
PMN-H01BAA20CE003 | CT QW1B2 Gen. Over Cur. Rly. (50/51) |  | OPERATING | OPERATING | E211 | SRD0-1E0 | F40605005 |  | SRD0
PMN-H01BAA20CE003-T01 | CT QW1B2 Gen. Over Cur. Rly. (50/51) A |  | OPERATING | OPERATING | E211 | SRD0-1E0 | F40605005 |  | SRD0
PMN-H01BAA20CE003-T02 | CT QW1B2 Gen. Over Cur. Rly. (50/51) B |  | OPERATING | OPERATING | E211 | SRD0-1E0 | F40605005 |  | SRD0
PMN-H01BAA20CE003-T03 | CT QW1B2 Gen. Over Cur. Rly. (50/51) C |  | OPERATING | OPERATING | E211 | SRD0-1E0 | F40605005 |  | SRD0
PMN-H01BAA20CE004 | CT QW1B2 Gen. Metering |  | OPERATING | OPERATING | E211 | SRD0-1E0 | F40605005 |  | SRD0
PMN-H01BAA20CE004-T01 | CT QW1B2 Gen. Metering Phase A |  | OPERATING | OPERATING | E211 | SRD0-1E0 | F40605005 |  | SRD0
PMN-H01BAA20CE004-T02 | CT QW1B2 Gen. Metering Phase B |  | OPERATING | OPERATING | E211 | SRD0-1E0 | F40605005 |  | SRD0
PMN-H01BAA20CE004-T03 | CT QW1B2 Gen. Metering Phase C |  | OPERATING | OPERATING | E211 | SRD0-1E0 | F40605005 |  | SRD0
PMN-H01BAA20GS001 | DS 614GB |  | OPERATING | OPERATING | E211 | SRD0-1E0 | F40605005 |  | SRD0
PMN-H01BAA30 | Gen. Ground DS & Surge Arres.(=1+MV3) |  | OPERATING | OPERATING | E211 | SRD0-1E0 | F40605005 |  | SRD0
PMN-H01BAA30GS001 | DS 614GA |  | OPERATING | OPERATING | E211 | SRD0-1E0 | F40605005 |  | SRD0
PMN-H01BAA30GV001 | Surge Arrester 7.2kV |  | OPERATING | OPERATING | E211 | SRD0-1E0 | F40605005 |  | SRD0
PMN-H01BAA30GV001-F01 | Surge Arrester 7.2kV (-F1) Phase A |  | OPERATING | OPERATING | E211 | SRD0-1E0 | F40605005 |  | SRD0
PMN-H01BAA30GV001-F02 | Surge Arrester 7.2kV (-F2) Phase B |  | OPERATING | OPERATING | E211 | SRD0-1E0 | F40605005 |  | SRD0
PMN-H01BAA30GV001-F03 | Surge Arrester 7.2kV (-F3) Phase C |  | OPERATING | OPERATING | E211 | SRD0-1E0 | F40605005 |  | SRD0
PMN-H01BAA40 | Generator Neutral Grounding (=1+MV4) |  | OPERATING | OPERATING | E211 | SRD0-1E0 | F40605005 |  | SRD0
PMN-H01BAA40CE001 | CT. Gen. Stator Earth 50/51N (-F12) |  | OPERATING | OPERATING | E211 | SRD0-1E0 | F40605005 |  | SRD0
PMN-H01BAA40GH001 | Neutral Grounding |  | OPERATING | OPERATING | E211 | SRD0-1E0 | F40605005 |  | SRD0
PMN-H01BAA40GH001-R01 | Neutral Grounding Resister |  | OPERATING | OPERATING | E211 | SRD0-1E0 | F40605005 |  | SRD0
PMN-H01BAA50 | Generator Star Point (=1+GB) |  | OPERATING | OPERATING | E211 | SRD0-1E0 | F40605005 |  | SRD0
PMN-H01BAA50CE001 | CT Gen. Impedance Rly. 21G |  | OPERATING | OPERATING | E211 | SRD0-1E0 | F40605005 |  | SRD0
PMN-H01BAA50CE001-T01 | CT Gen. Impedance Rly. 21G (-F15) Ph. A |  | OPERATING | OPERATING | E211 | SRD0-1E0 | F40605005 |  | SRD0
PMN-H01BAA50CE001-T02 | CT Gen. Impedance Rly. 21G (-F15) Ph. B |  | OPERATING | OPERATING | E211 | SRD0-1E0 | F40605005 |  | SRD0
PMN-H01BAA50CE001-T03 | CT Gen. Impedance Rly. 21G (-F15) Ph. C |  | OPERATING | OPERATING | E211 | SRD0-1E0 | F40605005 |  | SRD0
PMN-H01BAA50CE002 | CT Gen. Diffential Rly. 87 |  | OPERATING | OPERATING | E211 | SRD0-1E0 | F40605005 |  | SRD0
PMN-H01BAA50CE002-T01 | CT Gen. Diffential Rly. 87 (-F11) Ph. A |  | OPERATING | OPERATING | E211 | SRD0-1E0 | F40605005 |  | SRD0
PMN-H01BAA50CE002-T02 | CT Gen. Diffential Rly. 87 (-F11) Ph. B |  | OPERATING | OPERATING | E211 | SRD0-1E0 | F40605005 |  | SRD0
PMN-H01BAA50CE002-T03 | CT Gen. Diffential Rly. 87 (-F11) Ph. C |  | OPERATING | OPERATING | E211 | SRD0-1E0 | F40605005 |  | SRD0
PMN-H01BAA50GE001 | Star Point Connecting |  | OPERATING | OPERATING | E211 | SRD0-1E0 | F40605005 |  | SRD0
PMN-H01BAA60 | 115 kV. Cable |  | OPERATING | OPERATING | E211 | SRD0-1E0 | F40605005 |  | SRD0
PMN-H01BAA60GA001 | Power Cable 115 kV |  | OPERATING | OPERATING | E211 | SRD0-1E0 | F40605005 |  | SRD0
PMN-H01BAC | Generator Circuit Breaker&Disconnecting |  | OPERATING | OPERATING | E211 | SRD0-1E0 | F40605005 |  | SRD0
PMN-H01BAC10 | Unit1 Generator Unit Breaker |  | OPERATING | OPERATING | E211 | SRD0-1E0 | F40605005 |  | SRD0
PMN-H01BAC10GS001 | Unit1 Generator Unit Breaker 612 |  | OPERATING | OPERATING | E211 | SRD0-1E0 | F40605005 |  | SRD0
PMN-H01BAC20 | Generator Disconnecting Sw.(=1+GDS) |  | OPERATING | OPERATING | E211 | SRD0-1E0 | F40605005 |  | SRD0
PMN-H01BAC20GS001 | Unit1 Generator Disconnecting Sw.(614) |  | OPERATING | OPERATING | E211 | SRD0-1E0 | F40605005 |  | SRD0
PMN-H01BAT | Generator Transformers |  | OPERATING | OPERATING | E211 | SRD0-1E0 | F40605005 |  | SRD0
PMN-H01BAT10 | Generator Transformers |  | OPERATING | OPERATING | E211 | SRD0-1E0 | F40605005 |  | SRD0
PMN-H01BAT10CT001 | Instru. for Main Transformer KG1A |  | OPERATING | OPERATING | E211 | SRD0-1E0 | F40605005 |  | SRD0
PMN-H01BAT10GT001 | 6/115kV.Generator Transformer KG1A |  | OPERATING | OPERATING | E211 | SRD0-1E0 | F40605005 |  | SRD0
PMN-H01BF | LV. Distribution Board & Transformer |  | OPERATING | OPERATING | E211 | SRD0-1E0 | F40605005 |  | SRD0
PMN-H01BFB | LV.Distribution Board |  | OPERATING | OPERATING | E211 | SRD0-1E0 | F40605005 |  | SRD0
PMN-H01BFB10 | Unit Auxiliary Board |  | OPERATING | OPERATING | E211 | SRD0-1E0 | F40605005 |  | SRD0
PMN-H01BFB10GS001 | Unit1 Auxiliary Board |  | OPERATING | OPERATING | E211 | SRD0-1E0 | F40605005 |  | SRD0
PMN-H01BFB10GS001-Q01 | 400V Incomming Bkr. Bus A |  | OPERATING | OPERATING | E211 | SRD0-1E0 | F40605005 |  | SRD0
PMN-H01BFB10GS001-Q02 | 400V Incomming Bkr. Bus B |  | OPERATING | OPERATING | E211 | SRD0-1E0 | F40605005 |  | SRD0
PMN-H01BFB10GS001-Q03 | Gov.Cool.Oil Circ. Pump 2.2Kw (=1+UA12A) |  | OPERATING | OPERATING | E211 | SRD0-1E0 | F40605005 |  | SRD0
PMN-H01BFB10GS001-Q04 | Motor Op. Valve Trans. Cooling(=1+UA12B) |  | OPERATING | OPERATING | E211 | SRD0-1E0 | F40605005 |  | SRD0
PMN-H01BFB10GS001-Q05 | Cooling Water Pump 4Kw (=1+UA12C) |  | OPERATING | OPERATING | E211 | SRD0-1E0 | F40605005 |  | SRD0
PMN-H01BFB10GS001-Q06 | Governor Aux. Voltage (=1+UA12D) |  | OPERATING | OPERATING | E211 | SRD0-1E0 | F40605005 |  | SRD0
PMN-H01BFB10GS001-Q07 | 400V Bkr.Spare 10Kw (=1+UA12E) |  | OPERATING | OPERATING | E211 | SRD0-1E0 | F40605005 |  | SRD0
PMN-H01BFB10GS001-Q08 | Empty Plate (=1+UA12F) |  | OPERATING | OPERATING | E211 | SRD0-1E0 | F40605005 |  | SRD0
PMN-H01BFB10GS001-Q09 | Leakage Oil Pump No.1 3Kw (=1+UA12G) |  | OPERATING | OPERATING | E211 | SRD0-1E0 | F40605005 |  | SRD0
PMN-H01BFB10GS001-Q10 | Leakage Oil Pump No.2 3Kw (=1+UA12H) |  | OPERATING | OPERATING | E211 | SRD0-1E0 | F40605005 |  | SRD0
PMN-H01BFB10GS001-Q11 | Governor Oil Pump No.1 55Kw (=1+UA12I) |  | OPERATING | OPERATING | E211 | SRD0-1E0 | F40605005 |  | SRD0
PMN-H01BFB10GS001-Q12 | Governor Oil Pump No.2 55Kw (=1+UA12J) |  | OPERATING | OPERATING | E211 | SRD0-1E0 | F40605005 |  | SRD0
PMN-H01BFB10GS001-Q13 | High Tank Heater 3Kw (=1+UA13A) |  | OPERATING | OPERATING | E211 | SRD0-1E0 | F40605005 |  | SRD0
PMN-H01BFB10GS001-Q14 | High Pressure Oil Pump 5.5Kw (=1+UA13B) |  | OPERATING | OPERATING | E211 | SRD0-1E0 | F40605005 |  | SRD0
PMN-H01BFB10GS001-Q15 | Coal Dust Exhaust 0.25Kw (=1+UA13C) |  | OPERATING | OPERATING | E211 | SRD0-1E0 | F40605005 |  | SRD0
PMN-H01BFB10GS001-Q16 | Oil Vapour Exhaust 0.55Kw (=1+UA13D) |  | OPERATING | OPERATING | E211 | SRD0-1E0 | F40605005 |  | SRD0
PMN-H01BFB10GS001-Q17 | Filling Oil Pump No.1 7.5Kw (=1+UA13E) |  | OPERATING | OPERATING | E211 | SRD0-1E0 | F40605005 |  | SRD0
PMN-H01BFB10GS001-Q18 | Filling Oil Pump No.2 7.5Kw (=1+UA13F) |  | OPERATING | OPERATING | E211 | SRD0-1E0 | F40605005 |  | SRD0
PMN-H01BFB10GS001-Q19 | Gen. Cool Water P. No.1 30 Kw(=1+UA13G) |  | OPERATING | OPERATING | E211 | SRD0-1E0 | F40605005 |  | SRD0
PMN-H01BFB10GS001-Q20 | Gen. Cool Water P. No.1 30 Kw(=1+UA13H) |  | OPERATING | OPERATING | E211 | SRD0-1E0 | F40605005 |  | SRD0
PMN-H01BFB10GS001-Q21 | Gen.Standstill Heater 1&2 2X5Kw=1+UA13I |  | OPERATING | OPERATING | E211 | SRD0-1E0 | F40605005 |  | SRD0
PMN-H01BFB10GS001-Q22 | Low Tank Heating 1&2 2X3Kw(=1+UA13J) |  | OPERATING | OPERATING | E211 | SRD0-1E0 | F40605005 |  | SRD0
PMN-H01BFB10GS001-Q23 | Empty Plate (=1+UA13K) |  | OPERATING | OPERATING | E211 | SRD0-1E0 | F40605005 |  | SRD0
PMN-H01BFB10GS001-Q24 | Bearing Cool Water P.No.1 4Kw(=1+UA14A) |  | OPERATING | OPERATING | E211 | SRD0-1E0 | F40605005 |  | SRD0
PMN-H01BFB10GS001-Q25 | Bearing Cool Water P.No.2 4Kw(=1+UA14B) |  | OPERATING | OPERATING | E211 | SRD0-1E0 | F40605005 |  | SRD0
PMN-H01BFB10GS001-Q26 | Gen. Cooling Air Fan 4X10Kw (=1+UA14C) |  | OPERATING | OPERATING | E211 | SRD0-1E0 | F40605005 |  | SRD0
PMN-H01BFB10GS001-Q27 | Air Dehumidifier No.1&2 0.65Kw(=1+UA14D) |  | OPERATING | OPERATING | E211 | SRD0-1E0 | F40605005 |  | SRD0
PMN-H01BFB10GS001-Q28 | Excitation Supply Voltage(=1+UA14E) |  | OPERATING | OPERATING | E211 | SRD0-1E0 | F40605005 |  | SRD0
PMN-H01BFB10GS001-Q29 | 400V Protection test Devive (=1+UA14F) |  | OPERATING | OPERATING | E211 | SRD0-1E0 | F40605005 |  | SRD0
PMN-H01BFB10GS001-Q30 | 400V Heating, Lighting +UC (=1+UA14G) |  | OPERATING | OPERATING | E211 | SRD0-1E0 | F40605005 |  | SRD0
PMN-H01BFB10GS001-Q31 | 400V Miscellaneous Equipment (=1+UA14H) |  | OPERATING | OPERATING | E211 | SRD0-1E0 | F40605005 |  | SRD0
PMN-H01BFB10GS001-Q32 | 400V Signal Voltage +UC (=1+UA14I) |  | OPERATING | OPERATING | E211 | SRD0-1E0 | F40605005 |  | SRD0
PMN-H01BFB10GS001-Q33 | 400V Spare 15Kw (=1+UA14J) |  | OPERATING | OPERATING | E211 | SRD0-1E0 | F40605005 |  | SRD0
PMN-H01BFB10GS001-Q34 | 400V Heating, Lighting =1+MV (=1+UA14K) |  | OPERATING | OPERATING | E211 | SRD0-1E0 | F40605005 |  | SRD0
PMN-H01BFB10GS001-Q35 | 400V Mian Transformer (=1+UA14L) |  | OPERATING | OPERATING | E211 | SRD0-1E0 | F40605005 |  | SRD0
PMN-H01BFB10GS001-Q36 | Main Trans. Heating, Lighting (=1+UA14M) |  | OPERATING | OPERATING | E211 | SRD0-1E0 | F40605005 |  | SRD0
PMN-H01BFB10GS001-Q37 | Empty Plate (=1+UA14N) |  | OPERATING | OPERATING | E211 | SRD0-1E0 | F40605005 |  | SRD0
PMN-H01BFB10GS001-Q38 | Empty Plate (=1+UA14O) |  | OPERATING | OPERATING | E211 | SRD0-1E0 | F40605005 |  | SRD0
PMN-H01BFB10GS001-Q39 | Empty Plate (=1+UA14P) |  | OPERATING | OPERATING | E211 | SRD0-1E0 | F40605005 |  | SRD0
PMN-H01C | INSTRUMENTATION AND CONTROL EQUIPMENT |  | OPERATING | OPERATING | E211 | SRD0-1E0 | F40605005 |  | SRD0
PMN-H01CD | Drive Control Interface |  | OPERATING | OPERATING | E211 | SRD0-1E0 | F40605005 |  | SRD0
PMN-H01CDA | Cabinets for Drive Control Interface |  | OPERATING | OPERATING | E211 | SRD0-1E0 | F40605005 |  | SRD0
PMN-H01CDA10 | Unit Control Board =1+UC1 |  | OPERATING | OPERATING | E211 | SRD0-1E0 | F40605005 |  | SRD0
PMN-H01CDA10GH001 | Unit Control Board =1+UC1 |  | OPERATING | OPERATING | E211 | SRD0-1E0 | F40605005 |  | SRD0
PMN-H01CDA10GH001-Q01 | Tur. AC.Aux.Gov.Oil Pump No.1(B014) |  | OPERATING | OPERATING | E211 | SRD0-1E0 | F40605005 |  | SRD0
PMN-H01CDA10GH001-Q02 | Tur. AC.Aux.Gov.Oil Pump No.2(B014) |  | OPERATING | OPERATING | E211 | SRD0-1E0 | F40605005 |  | SRD0
PMN-H01CDA10GH001-Q03 | Tur. AC.Aux.Gov.Cooler Pump (B014) |  | OPERATING | OPERATING | E211 | SRD0-1E0 | F40605005 |  | SRD0
PMN-H01CDA10GH001-Q04 | Tur. AC.Aux.Gov.Leakage Pumpno.1,2(B014) |  | OPERATING | OPERATING | E211 | SRD0-1E0 | F40605005 |  | SRD0
PMN-H01CDA10GH001-Q05 | Tur. AC.Aux.Shaft Seal Water Valve(B014) |  | OPERATING | OPERATING | E211 | SRD0-1E0 | F40605005 |  | SRD0
PMN-H01CDA10GH001-Q06 | Tur. AC.Aux.Trans.Cool Water Valve(B014) |  | OPERATING | OPERATING | E211 | SRD0-1E0 | F40605005 |  | SRD0
PMN-H01CDA10GH001-Q07 | Gen.AC.Aux.Cont. Bearing Cool W. Pump1,2 |  | OPERATING | OPERATING | E211 | SRD0-1E0 | F40605005 |  | SRD0
PMN-H01CDA10GH001-Q08 | Gen.AC.Aux.Cont.Oil Vapour Exhauster |  | OPERATING | OPERATING | E211 | SRD0-1E0 | F40605005 |  | SRD0
PMN-H01CDA10GH001-Q09 | Gen.AC.Aux.Cont.High Press.Oil Pump AC. |  | OPERATING | OPERATING | E211 | SRD0-1E0 | F40605005 |  | SRD0
PMN-H01CDA10GH001-Q10 | Gen.AC.Aux.Cont. Gen. Cool W. Pump1,2 |  | OPERATING | OPERATING | E211 | SRD0-1E0 | F40605005 |  | SRD0
PMN-H01CDA10GH001-Q11 | Gen.AC.Aux.Cont.Coal Dust Exhaust |  | OPERATING | OPERATING | E211 | SRD0-1E0 | F40605005 |  | SRD0
PMN-H01CDA10GH001-Q12 | Gen.AC.Aux.Cont.Filling Oil Pump No.1,2 |  | OPERATING | OPERATING | E211 | SRD0-1E0 | F40605005 |  | SRD0
PMN-H01CDA10GH001-Q13 | Gen.AC.Aux.Cont.Cooling Air Fan |  | OPERATING | OPERATING | E211 | SRD0-1E0 | F40605005 |  | SRD0
PMN-H01CDA10GH001-Q14 | Gen.AC.Aux.Cont.Standst-Oil Tank-Heater |  | OPERATING | OPERATING | E211 | SRD0-1E0 | F40605005 |  | SRD0
PMN-H01CDA10GH001-Q15 | Mechanical Brake Generter(B017) |  | OPERATING | OPERATING | E211 | SRD0-1E0 | F40605005 |  | SRD0
PMN-H01CDA10GH001-Q16 | Unit Controller Control Input(B024) |  | OPERATING | OPERATING | E211 | SRD0-1E0 | F40605005 |  | SRD0
PMN-H01CDA10GH001-Q17 | Unit Control Multiplying(B030) |  | OPERATING | OPERATING | E211 | SRD0-1E0 | F40605005 |  | SRD0
PMN-H01CDA10GH001-Q18 | Unit Control Time Relay(B031) |  | OPERATING | OPERATING | E211 | SRD0-1E0 | F40605005 |  | SRD0
PMN-H01CDA10GH001-Q19 | Unit Trip Matrix Trip Relay(B033) |  | OPERATING | OPERATING | E211 | SRD0-1E0 | F40605005 |  | SRD0
PMN-H01CDA10GH001-Q20 | Quick Shut Down Valve(B042) |  | OPERATING | OPERATING | E211 | SRD0-1E0 | F40605005 |  | SRD0
PMN-H01CDA10GH001-Q21 | 6kV-Switchgear Control(B047) |  | OPERATING | OPERATING | E211 | SRD0-1E0 | F40605005 |  | SRD0
PMN-H01CDA20 | Unit Control Board =1+UC2 |  | OPERATING | OPERATING | E211 | SRD0-1E0 | F40605005 |  | SRD0
PMN-H01CDA20GH002 | Unit Control Board =1+UC2 |  | OPERATING | OPERATING | E211 | SRD0-1E0 | F40605005 |  | SRD0
PMN-H01CDA20GH002-Q01 | 6 kV-Switchgear Measuring |  | OPERATING | OPERATING | E211 | SRD0-1E0 | F40605005 |  | SRD0
PMN-H01CDA20GH002-Q02 | Gen.Measuring Metering |  | OPERATING | OPERATING | E211 | SRD0-1E0 | F40605005 |  | SRD0
PMN-H01CDA20GH002-Q03 | Unit Controller Control Input(B024) |  | OPERATING | OPERATING | E211 | SRD0-1E0 | F40605005 |  | SRD0
PMN-H01CDA20GH002-Q04 | Unit Operation Selection(B028) |  | OPERATING | OPERATING | E211 | SRD0-1E0 | F40605005 |  | SRD0
PMN-H01CDA20GH002-Q05 | Unit StaRT-Stop Squence(B029) |  | OPERATING | OPERATING | E211 | SRD0-1E0 | F40605005 |  | SRD0
PMN-H01CDA20GH002-Q06 | Unit Control Generator Voltage(B029) |  | OPERATING | OPERATING | E211 | SRD0-1E0 | F40605005 |  | SRD0
PMN-H01CDA20GH002-Q07 | Unit Control Generator Speed(B029) |  | OPERATING | OPERATING | E211 | SRD0-1E0 | F40605005 |  | SRD0
PMN-H01CDA20GH002-Q08 | Unit Control Multiplying(B030) |  | OPERATING | OPERATING | E211 | SRD0-1E0 | F40605005 |  | SRD0
PMN-H01CDA20GH002-Q09 | Unit Control Aux. Relay(B032) |  | OPERATING | OPERATING | E211 | SRD0-1E0 | F40605005 |  | SRD0
PMN-H01CDA20GH002-Q10 | Unit Control Board1-3 Signaling(B039) |  | OPERATING | OPERATING | E211 | SRD0-1E0 | F40605005 |  | SRD0
PMN-H01CDA30 | Unit Control Board =1+UC3 |  | OPERATING | OPERATING | E211 | SRD0-1E0 | F40605005 |  | SRD0
PMN-H01CDA30GH003 | Unit Control Board =1+UC3 |  | OPERATING | OPERATING | E211 | SRD0-1E0 | F40605005 |  | SRD0
PMN-H01CDA30GH003-Q01 | Turbine Measuring (B005) |  | OPERATING | OPERATING | E211 | SRD0-1E0 | F40605005 |  | SRD0
PMN-H01CDA30GH003-Q02 | Unit Control Board 3 Signaling(B039) |  | OPERATING | OPERATING | E211 | SRD0-1E0 | F40605005 |  | SRD0
PMN-H01CDA30GH003-Q03 | Turbine Gov.Voltage Supply(B043) |  | OPERATING | OPERATING | E211 | SRD0-1E0 | F40605005 |  | SRD0
PMN-H01CDA30GH003-Q04 | Turbine Gov.Analog Input(B043) |  | OPERATING | OPERATING | E211 | SRD0-1E0 | F40605005 |  | SRD0
PMN-H01CDA30GH003-Q05 | Turbine Gov.Analog Output(B043) |  | OPERATING | OPERATING | E211 | SRD0-1E0 | F40605005 |  | SRD0
PMN-H01CDA30GH003-Q06 | Turbine Gov.Digital Input(B043) |  | OPERATING | OPERATING | E211 | SRD0-1E0 | F40605005 |  | SRD0
PMN-H01CDA30GH003-Q07 | Turbine Gov.Digital Output(B043) |  | OPERATING | OPERATING | E211 | SRD0-1E0 | F40605005 |  | SRD0
PMN-H01CDA30GH003-Q08 | Turbine Gov.Speed Measuring(B043) |  | OPERATING | OPERATING | E211 | SRD0-1E0 | F40605005 |  | SRD0
PMN-H01CDA30GH003-Q09 | Turbine Gov.Measuring Interface(B043) |  | OPERATING | OPERATING | E211 | SRD0-1E0 | F40605005 |  | SRD0
PMN-H01CDA30GH003-Q10 | Turbine Gov.Ventilation(B043) |  | OPERATING | OPERATING | E211 | SRD0-1E0 | F40605005 |  | SRD0
PMN-H01CDA40 | Unit Control Board =1+UC4 |  | OPERATING | OPERATING | E211 | SRD0-1E0 | F40605005 |  | SRD0
PMN-H01CDA40GH004 | Unit Control Board =1+UC4 |  | OPERATING | OPERATING | E211 | SRD0-1E0 | F40605005 |  | SRD0
PMN-H01CDA40GH004-Q01 | Temp.Measuring Supply Module(B006) |  | OPERATING | OPERATING | E211 | SRD0-1E0 | F40605005 |  | SRD0
PMN-H01CDA40GH004-Q02 | Temp.Measuring Selection Module(B006) |  | OPERATING | OPERATING | E211 | SRD0-1E0 | F40605005 |  | SRD0
PMN-H01CDA40GH004-Q03 | Temp.Measuring Supervion Module(B006) |  | OPERATING | OPERATING | E211 | SRD0-1E0 | F40605005 |  | SRD0
PMN-H01CDA40GH004-Q04 | Temp.Measuring Recorder (B006) |  | OPERATING | OPERATING | E211 | SRD0-1E0 | F40605005 |  | SRD0
PMN-H01CDA40GH004-Q05 | Temp.Measuring Spare RTD(B006) |  | OPERATING | OPERATING | E211 | SRD0-1E0 | F40605005 |  | SRD0
PMN-H01CDA40GH004-Q06 | Unit Alarm System Input Relay(B023) |  | OPERATING | OPERATING | E211 | SRD0-1E0 | F40605005 |  | SRD0
PMN-H01CDA40GH004-Q07 | Unit Controller Alarm Input(B025) |  | OPERATING | OPERATING | E211 | SRD0-1E0 | F40605005 |  | SRD0
PMN-H01CDA40GH004-Q08 | Unit Alarm System Voltage Supply(B035) |  | OPERATING | OPERATING | E211 | SRD0-1E0 | F40605005 |  | SRD0
PMN-H01CDA40GH004-Q09 | Unit Alarm System CPU(B035) |  | OPERATING | OPERATING | E211 | SRD0-1E0 | F40605005 |  | SRD0
PMN-H01CDA40GH004-Q10 | Unit Alarm System Input Signaling(B036) |  | OPERATING | OPERATING | E211 | SRD0-1E0 | F40605005 |  | SRD0
PMN-H01CDA50 | Unit Control Board =1+UC5 |  | OPERATING | OPERATING | E211 | SRD0-1E0 | F40605005 |  | SRD0
PMN-H01CDA50GH005 | Unit Control Board =1+UC5 |  | OPERATING | OPERATING | E211 | SRD0-1E0 | F40605005 |  | SRD0
PMN-H01CDA50GH005-Q01 | Unit Controller Output Relays(B026) |  | OPERATING | OPERATING | E211 | SRD0-1E0 | F40605005 |  | SRD0
PMN-H01CDA50GH005-Q02 | UC Voltage Distrib.24VDC(B021) |  | OPERATING | OPERATING | E211 | SRD0-1E0 | F40605005 |  | SRD0
PMN-H01CDA50GH005-Q03 | UC Voltage Distrib.400/230VAC(B021) |  | OPERATING | OPERATING | E211 | SRD0-1E0 | F40605005 |  | SRD0
PMN-H01CDA50GH005-Q04 | UC Voltage Distrib.125VDC(B021) |  | OPERATING | OPERATING | E211 | SRD0-1E0 | F40605005 |  | SRD0
PMN-H01CDA50GH005-Q05 | 125/24V DC-Distribution(B002) |  | OPERATING | OPERATING | E211 | SRD0-1E0 | F40605005 |  | SRD0
PMN-H01CDA60 | Local Control Box |  | OPERATING | OPERATING | E211 | SRD0-1E0 | F40605005 |  | SRD0
PMN-H01CDA60GH006 | Local Control Box |  | OPERATING | OPERATING | E211 | SRD0-1E0 | F40605005 |  | SRD0
PMN-H01CDA60GH006-Q01 | Leakage Oil Control Cubicle |  | OPERATING | OPERATING | E211 | SRD0-1E0 | F40605005 |  | SRD0
PMN-H01CDA60GH006-Q02 | Governor Oil Supply Control Cubicle |  | OPERATING | OPERATING | E211 | SRD0-1E0 | F40605005 |  | SRD0
PMN-H01CDA60GH006-Q03 | Turbine Terminal Box |  | OPERATING | OPERATING | E211 | SRD0-1E0 | F40605005 |  | SRD0
PMN-H01CF | Measurement & Recording |  | OPERATING | OPERATING | E211 | SRD0-1E0 | F40605005 |  | SRD0
PMN-H01CFA | Cabinets for Measurement |  | OPERATING | OPERATING | E211 | SRD0-1E0 | F40605005 |  | SRD0
PMN-H01CFA10 | Metering |  | OPERATING | OPERATING | E211 | SRD0-1E0 | F40605005 |  | SRD0
PMN-H01CFA10FE001 | Metering |  | OPERATING | OPERATING | E211 | SRD0-1E0 | F40605005 |  | SRD0
PMN-H01CFA20 | Recorder |  | OPERATING | OPERATING | E211 | SRD0-1E0 | F40605005 |  | SRD0
PMN-H01CFA20FE001 | Recorder |  | OPERATING | OPERATING | E211 | SRD0-1E0 | F40605005 |  | SRD0
PMN-H01CFA30 | Energy Meter |  | OPERATING | OPERATING | E211 | SRD0-1E0 | F40605005 |  | SRD0
PMN-H01CFA30FE001 | Energy Meter |  | OPERATING | OPERATING | E211 | SRD0-1E0 | F40605005 |  | SRD0
PMN-H01CH | Protection |  | OPERATING | OPERATING | E211 | SRD0-1E0 | F40605005 |  | SRD0
PMN-H01CHA | Cab.Generator And Transformer Protection |  | OPERATING | OPERATING | E211 | SRD0-1E0 | F40605005 |  | SRD0
PMN-H01CHA10 | Unit1 Protection (=1+PU1) |  | OPERATING | OPERATING | E211 | SRD0-1E0 | F40605005 |  | SRD0
PMN-H01CHA10GH001 | Unit1 Protection Cubicle (=1+PU1) |  | OPERATING | OPERATING | E211 | SRD0-1E0 | F40605005 |  | SRD0
PMN-H01CHA10GH001-A01 | Unit1 Protection Voltage Supply (-A01) |  | OPERATING | OPERATING | E211 | SRD0-1E0 | F40605005 |  | SRD0
PMN-H01CHA10GH001-A02 | Unit1 Protection Voltage Supply (-A02) |  | OPERATING | OPERATING | E211 | SRD0-1E0 | F40605005 |  | SRD0
PMN-H01CHA10GH001-A03 | Unit1 Protection Voltage Supply (-A03) |  | OPERATING | OPERATING | E211 | SRD0-1E0 | F40605005 |  | SRD0
PMN-H01CHA10GH001-F01 | Unit1 Gen. Over Cur. Rly. 50/51G (-F13) |  | OPERATING | OPERATING | E211 | SRD0-1E0 | F40605005 |  | SRD0
PMN-H01CHA10GH001-F02 | Unit1 Gen. Shaft Curr. Relay 64S (-F24) |  | OPERATING | OPERATING | E211 | SRD0-1E0 | F40605005 |  | SRD0
PMN-H01CHA10GH001-F03 | Unit1 Gen. Diffential Rly. 87 Iq332 |  | OPERATING | OPERATING | E211 | SRD0-1E0 | F40605005 |  | SRD0
PMN-H01CHA10GH001-F04 | Unit1 Gen. Over Volt. Rly. 59G (-F16) |  | OPERATING | OPERATING | E211 | SRD0-1E0 | F40605005 |  | SRD0
PMN-H01CHA10GH001-F05 | Unit1 Gen. Under Volt. Rly. 27G (-F18) |  | OPERATING | OPERATING | E211 | SRD0-1E0 | F40605005 |  | SRD0
PMN-H01CHA10GH001-F06 | Unit1 Gen. Impedance Relay 21G (-F15) |  | OPERATING | OPERATING | E211 | SRD0-1E0 | F40605005 |  | SRD0
PMN-H01CHA10GH001-F07 | Unit1 Gen. Reverse Relay 32G (-F19) |  | OPERATING | OPERATING | E211 | SRD0-1E0 | F40605005 |  | SRD0
PMN-H01CHA10GH001-F08 | Unit1 Gen. Zero Power Relay 37G (-F20) |  | OPERATING | OPERATING | E211 | SRD0-1E0 | F40605005 |  | SRD0
PMN-H01CHA10GH001-F09 | Unit1 Gen. Rotor Earth Fault 64R(-F14) |  | OPERATING | OPERATING | E211 | SRD0-1E0 | F40605005 |  | SRD0
PMN-H01CHA10GH001-F10 | Unit1 Gen. Stator Earth 50/51N (-F12) |  | OPERATING | OPERATING | E211 | SRD0-1E0 | F40605005 |  | SRD0
PMN-H01CHA10GH001-F11 | Unit1 Gen. Negative Phase Sequ. 46G-1 |  | OPERATING | OPERATING | E211 | SRD0-1E0 | F40605005 |  | SRD0
PMN-H01CHA10GH001-F12 | Unit1 Gen. Negative Phase Sequ. 46G-2 |  | OPERATING | OPERATING | E211 | SRD0-1E0 | F40605005 |  | SRD0
PMN-H01CHA10GH001-F13 | Unit1 Gen. Overload Relay 49G (-F23) |  | OPERATING | OPERATING | E211 | SRD0-1E0 | F40605005 |  | SRD0
PMN-H01CHA10GH001-F14 | Unit1 Gen. Loss of Field Rly. 40G (-F17) |  | OPERATING | OPERATING | E211 | SRD0-1E0 | F40605005 |  | SRD0
PMN-H01CHA10GH001-K01 | Unit1 Protection Coupling Relay |  | OPERATING | OPERATING | E211 | SRD0-1E0 | F40605005 |  | SRD0
PMN-H01CHA20 | Unit1 Tranformer Protection (=1+PU2) |  | OPERATING | OPERATING | E211 | SRD0-1E0 | F40605005 |  | SRD0
PMN-H01CHA20GH002 | Unit1 Tranformer Protection Cubicle (=1+PU2) |  | OPERATING | OPERATING | E211 | SRD0-1E0 | F40605005 |  | SRD0
PMN-H01CHA20GH002-F01 | U1 Gen. Transf.Over Cur. Rly. 50/51T |  | OPERATING | OPERATING | E211 | SRD0-1E0 | F40605005 |  | SRD0
PMN-H01CHA20GH002-F02 | U1 Gen.Transf.Neu.Earth Fault 50/51Nt |  | OPERATING | OPERATING | E211 | SRD0-1E0 | F40605005 |  | SRD0
PMN-H01CHA20GH002-F03 | Unit1 Gen. Transfmer Diff.87T -F31 |  | OPERATING | OPERATING | E211 | SRD0-1E0 | F40605005 |  | SRD0
PMN-H01CHA20GH002-F04 | Unit1 Gen. Transfmer Diff.87T -F32 |  | OPERATING | OPERATING | E211 | SRD0-1E0 | F40605005 |  | SRD0
PMN-H01CHA20GH002-F05 | Unit1 Gen. Transfmer Diff.87T -F33 |  | OPERATING | OPERATING | E211 | SRD0-1E0 | F40605005 |  | SRD0
PMN-H01CHA20GH002-F06 | Unit1 Gen. Transf. Over Volt. Rly. 59T |  | OPERATING | OPERATING | E211 | SRD0-1E0 | F40605005 |  | SRD0
PMN-H01CHA20GH002-F07 | Unit1 Protection Alarm&test Relay |  | OPERATING | OPERATING | E211 | SRD0-1E0 | F40605005 |  | SRD0
PMN-H01CHA20GH002-F08 | Unit1 Protection Trip Metrix |  | OPERATING | OPERATING | E211 | SRD0-1E0 | F40605005 |  | SRD0
PMN-H01CK | Process Computer System |  | OPERATING | OPERATING | E211 | SRD0-1E0 | F40605005 |  | SRD0
PMN-H01CKN | Process Computer System |  | OPERATING | OPERATING | E211 | SRD0-1E0 | F40605005 |  | SRD0
PMN-H01CKN10 | Ovation Control Systems |  | OPERATING | OPERATING | E211 | SRD0-1E0 | F40605005 |  | SRD0
PMN-H01CKN10EM001 | Drop No.1/51 (Unit#1) |  | OPERATING | OPERATING | E211 | SRD0-1E0 | F40605005 |  | SRD0
PMN-H01CKN10EM002 | Drop No.11/61 (Governor) |  | OPERATING | OPERATING | E211 | SRD0-1E0 | F40605005 |  | SRD0
PMN-H01L | Water |  | OPERATING | OPERATING | E211 | SRD0-1M0 | F40605005 |  | SRD0
PMN-H01LP | Intake Systems |  | OPERATING | OPERATING | E211 | SRD0-1M0 | F40605005 |  | SRD0
PMN-H01LPA | Trash Rack System |  | OPERATING | OPERATING | E211 | SRD0-1M0 | F40605005 |  | SRD0
PMN-H01LPA10 | Trash Rack Unit 1 System |  | OPERATING | OPERATING | E211 | SRD0-1M0 | F40605005 |  | SRD0
PMN-H01LPA10AT001 | Trash Rask Unit.1 |  | OPERATING | OPERATING | E211 | SRD0-1M0 | F40605005 |  | SRD0
PMN-H01LPA10AT001KW01 | Block Outs Opening G1-4 |  | OPERATING | OPERATING | E211 | SRD0-1M0 | F40605005 |  | SRD0
PMN-H01LPA10AT001KW02 | Panels Opening G1-G4 |  | OPERATING | OPERATING | E211 | SRD0-1M0 | F40605005 |  | SRD0
PMN-H01LPA10AT001KW03 | Girder No.1 |  | OPERATING | OPERATING | E211 | SRD0-1M0 | F40605005 |  | SRD0
PMN-H01LPA10AT001KW04 | Girder No.2 |  | OPERATING | OPERATING | E211 | SRD0-1M0 | F40605005 |  | SRD0
PMN-H01LPA10AT001KW05 | Girder No.3 |  | OPERATING | OPERATING | E211 | SRD0-1M0 | F40605005 |  | SRD0
PMN-H01LPA10AT001KW06 | Girder No.4 |  | OPERATING | OPERATING | E211 | SRD0-1M0 | F40605005 |  | SRD0
PMN-H01LPA10AT001KW07 | Girder No.5 |  | OPERATING | OPERATING | E211 | SRD0-1M0 | F40605005 |  | SRD0
PMN-H01LPA10AT001KW08 | Girder No.6 |  | OPERATING | OPERATING | E211 | SRD0-1M0 | F40605005 |  | SRD0
PMN-H01LPA10AT001KW09 | Girder Connection |  | OPERATING | OPERATING | E211 | SRD0-1M0 | F40605005 |  | SRD0
PMN-H01LPA10AT001KW10 | Boton Bearing |  | OPERATING | OPERATING | E211 | SRD0-1M0 | F40605005 |  | SRD0
PMN-H01LPA10AT001KW11 | Top Bearing |  | OPERATING | OPERATING | E211 | SRD0-1M0 | F40605005 |  | SRD0
PMN-H01LS | Drainage Systems |  | OPERATING | OPERATING | E211 | SRD0-1M0 | F40605005 |  | SRD0
PMN-H01LSL | Drain Unit Systems |  | OPERATING | OPERATING | E211 | SRD0-1M0 | F40605005 |  | SRD0
PMN-H01LSL10 | Drain Unit 1 |  | OPERATING | OPERATING | E211 | SRD0-1M0 | F40605005 |  | SRD0
PMN-H01LSL10AA001 | Drain Valve |  | OPERATING | OPERATING | E211 | SRD0-1M0 | F40605005 |  | SRD0
PMN-H01LSL10AA001KA01 | Up Steam Drain Valve 6731/1 |  | OPERATING | OPERATING | E211 | SRD0-1M0 | F40605005 |  | SRD0
PMN-H01LSL10AA002KA02 | Down Steam Drain Valve 6732/1 |  | OPERATING | OPERATING | E211 | SRD0-1M0 | F40605005 |  | SRD0
PMN-H01LSL10BR001 | Pipe Line |  | OPERATING | OPERATING | E211 | SRD0-1M0 | F40605005 |  | SRD0
PMN-H01M | Main Machine Set |  | OPERATING | OPERATING | E211 | SRD0-1M0 | F40605005 |  | SRD0
PMN-H01ME | Hydraulic Turbine Plant |  | OPERATING | OPERATING | E211 | SRD0-1M0 | F40605005 |  | SRD0
PMN-H01MEA | Hydraulic Turbine |  | OPERATING | OPERATING | E211 | SRD0-1M0 | F40605005 |  | SRD0
PMN-H01MEA10 | Up Stream Draft Tube |  | OPERATING | OPERATING | E211 | SRD0-1M0 | F40605005 |  | SRD0
PMN-H01MEA10HA001 | Up Stream Draft Tube (Bulb Case) |  | OPERATING | OPERATING | E211 | SRD0-1M0 | F40605005 |  | SRD0
PMN-H01MEA10HA001KB01 | Manhole Draft Tube |  | OPERATING | OPERATING | E211 | SRD0-1M0 | F40605005 |  | SRD0
PMN-H01MEA10HA001QP01 | Casing Guage |  | OPERATING | OPERATING | E211 | SRD0-1E0 | F40605005 |  | SRD0
PMN-H01MEA20 | Wicket Gate |  | OPERATING | OPERATING | E211 | SRD0-1M0 | F40605005 |  | SRD0
PMN-H01MEA20CG001 | Limit Sw. - W/G At Closed Posi.(S01) |  | OPERATING | OPERATING | E211 | SRD0-1E0 | F40605005 |  | SRD0
PMN-H01MEA20CG002 | W/G Position FeedBack Transducer -B01 |  | OPERATING | OPERATING | E211 | SRD0-1E0 | F40605005 |  | SRD0
PMN-H01MEA20HA001 | Operating Ring |  | OPERATING | OPERATING | E211 | SRD0-1M0 | F40605005 |  | SRD0
PMN-H01MEA20HA002 | Limit Sw. Set (G/V safety link) |  | OPERATING | OPERATING | E211 | SRD0-1E0 | F40605005 |  | SRD0
PMN-H01MEA20HA002-S01 | Limit Sw. S02/1 |  | OPERATING | OPERATING | E211 | SRD0-1E0 | F40605005 |  | SRD0
PMN-H01MEA20HA002-S02 | Limit Sw. S02/2 |  | OPERATING | OPERATING | E211 | SRD0-1E0 | F40605005 |  | SRD0
PMN-H01MEA20HA002-S03 | Limit Sw. S02/3 |  | OPERATING | OPERATING | E211 | SRD0-1E0 | F40605005 |  | SRD0
PMN-H01MEA20HA002-S04 | Limit Sw. S02/4 |  | OPERATING | OPERATING | E211 | SRD0-1E0 | F40605005 |  | SRD0
PMN-H01MEA20HA002-S05 | Limit Sw. S02/5 |  | OPERATING | OPERATING | E211 | SRD0-1E0 | F40605005 |  | SRD0
PMN-H01MEA20HA002-S06 | Limit Sw. S02/6 |  | OPERATING | OPERATING | E211 | SRD0-1E0 | F40605005 |  | SRD0
PMN-H01MEA20HA002-S07 | Limit Sw. S02/7 |  | OPERATING | OPERATING | E211 | SRD0-1E0 | F40605005 |  | SRD0
PMN-H01MEA20HA002-S08 | Limit Sw. S02/8 |  | OPERATING | OPERATING | E211 | SRD0-1E0 | F40605005 |  | SRD0
PMN-H01MEA20HA002-S09 | Limit Sw. S02/9 |  | OPERATING | OPERATING | E211 | SRD0-1E0 | F40605005 |  | SRD0
PMN-H01MEA20HA002-S10 | Limit Sw. S02/10 |  | OPERATING | OPERATING | E211 | SRD0-1E0 | F40605005 |  | SRD0
PMN-H01MEA20HA002-S11 | Limit Sw. S02/11 |  | OPERATING | OPERATING | E211 | SRD0-1E0 | F40605005 |  | SRD0
PMN-H01MEA20HA002-S12 | Limit Sw. S02/12 |  | OPERATING | OPERATING | E211 | SRD0-1E0 | F40605005 |  | SRD0
PMN-H01MEA20HA002-S13 | Limit Sw. S02/13 |  | OPERATING | OPERATING | E211 | SRD0-1E0 | F40605005 |  | SRD0
PMN-H01MEA20HA002-S14 | Limit Sw. S02/14 |  | OPERATING | OPERATING | E211 | SRD0-1E0 | F40605005 |  | SRD0
PMN-H01MEA20HA002-S15 | Limit Sw. S02/15 |  | OPERATING | OPERATING | E211 | SRD0-1E0 | F40605005 |  | SRD0
PMN-H01MEA20HA002-S16 | Limit Sw. S02/16 |  | OPERATING | OPERATING | E211 | SRD0-1E0 | F40605005 |  | SRD0
PMN-H01MEA20HA003 | Wicket Gate Set |  | OPERATING | OPERATING | E211 | SRD0-1M0 | F40605005 |  | SRD0
PMN-H01MEA20HA003KB01 | Wicket Gate No.01 |  | OPERATING | OPERATING | E211 | SRD0-1M0 | F40605005 |  | SRD0
PMN-H01MEA20HA003KB02 | Wicket Gate No.02 |  | OPERATING | OPERATING | E211 | SRD0-1M0 | F40605005 |  | SRD0
PMN-H01MEA20HA003KB03 | Wicket Gate No.03 |  | OPERATING | OPERATING | E211 | SRD0-1M0 | F40605005 |  | SRD0
PMN-H01MEA20HA003KB04 | Wicket Gate No.04 |  | OPERATING | OPERATING | E211 | SRD0-1M0 | F40605005 |  | SRD0
PMN-H01MEA20HA003KB05 | Wicket Gate No.05 |  | OPERATING | OPERATING | E211 | SRD0-1M0 | F40605005 |  | SRD0
PMN-H01MEA20HA003KB06 | Wicket Gate No.06 |  | OPERATING | OPERATING | E211 | SRD0-1M0 | F40605005 |  | SRD0
PMN-H01MEA20HA003KB07 | Wicket Gate No.07 |  | OPERATING | OPERATING | E211 | SRD0-1M0 | F40605005 |  | SRD0
PMN-H01MEA20HA003KB08 | Wicket Gate No.08 |  | OPERATING | OPERATING | E211 | SRD0-1M0 | F40605005 |  | SRD0
PMN-H01MEA20HA003KB09 | Wicket Gate No.09 |  | OPERATING | OPERATING | E211 | SRD0-1M0 | F40605005 |  | SRD0
PMN-H01MEA20HA003KB10 | Wicket Gate No.10 |  | OPERATING | OPERATING | E211 | SRD0-1M0 | F40605005 |  | SRD0
PMN-H01MEA20HA003KB11 | Wicket Gate No.11 |  | OPERATING | OPERATING | E211 | SRD0-1M0 | F40605005 |  | SRD0
PMN-H01MEA20HA003KB12 | Wicket Gate No.12 |  | OPERATING | OPERATING | E211 | SRD0-1M0 | F40605005 |  | SRD0
PMN-H01MEA20HA003KB13 | Wicket Gate No.13 |  | OPERATING | OPERATING | E211 | SRD0-1M0 | F40605005 |  | SRD0
PMN-H01MEA20HA003KB14 | Wicket Gate No.14 |  | OPERATING | OPERATING | E211 | SRD0-1M0 | F40605005 |  | SRD0
PMN-H01MEA20HA003KB15 | Wicket Gate No.15 |  | OPERATING | OPERATING | E211 | SRD0-1M0 | F40605005 |  | SRD0
PMN-H01MEA20HA003KB16 | Wicket Gate No.16 |  | OPERATING | OPERATING | E211 | SRD0-1M0 | F40605005 |  | SRD0
PMN-H01MEA20HA004 | Arm Lever Wicket Gate Set |  | OPERATING | OPERATING | E211 | SRD0-1M0 | F40605005 |  | SRD0
PMN-H01MEA20HA004KE01 | Arm Lever Wicket Gate No.01 |  | OPERATING | OPERATING | E211 | SRD0-1M0 | F40605005 |  | SRD0
PMN-H01MEA20HA004KE02 | Arm Lever Wicket Gate No.02 |  | OPERATING | OPERATING | E211 | SRD0-1M0 | F40605005 |  | SRD0
PMN-H01MEA20HA004KE03 | Arm Lever Wicket Gate No.03 |  | OPERATING | OPERATING | E211 | SRD0-1M0 | F40605005 |  | SRD0
PMN-H01MEA20HA004KE04 | Arm Lever Wicket Gate No.04 |  | OPERATING | OPERATING | E211 | SRD0-1M0 | F40605005 |  | SRD0
PMN-H01MEA20HA004KE05 | Arm Lever Wicket Gate No.05 |  | OPERATING | OPERATING | E211 | SRD0-1M0 | F40605005 |  | SRD0
PMN-H01MEA20HA004KE06 | Arm Lever Wicket Gate No.06 |  | OPERATING | OPERATING | E211 | SRD0-1M0 | F40605005 |  | SRD0
PMN-H01MEA20HA004KE07 | Arm Lever Wicket Gate No.07 |  | OPERATING | OPERATING | E211 | SRD0-1M0 | F40605005 |  | SRD0
PMN-H01MEA20HA004KE08 | Arm Lever Wicket Gate No.08 |  | OPERATING | OPERATING | E211 | SRD0-1M0 | F40605005 |  | SRD0
PMN-H01MEA20HA004KE09 | Arm Lever Wicket Gate No.09 |  | OPERATING | OPERATING | E211 | SRD0-1M0 | F40605005 |  | SRD0
PMN-H01MEA20HA004KE10 | Arm Lever Wicket Gate No.10 |  | OPERATING | OPERATING | E211 | SRD0-1M0 | F40605005 |  | SRD0
PMN-H01MEA20HA004KE11 | Arm Lever Wicket Gate No.11 |  | OPERATING | OPERATING | E211 | SRD0-1M0 | F40605005 |  | SRD0
PMN-H01MEA20HA004KE12 | Arm Lever Wicket Gate No.12 |  | OPERATING | OPERATING | E211 | SRD0-1M0 | F40605005 |  | SRD0
PMN-H01MEA20HA004KE13 | Arm Lever Wicket Gate No.13 |  | OPERATING | OPERATING | E211 | SRD0-1M0 | F40605005 |  | SRD0
PMN-H01MEA20HA004KE14 | Arm Lever Wicket Gate No.14 |  | OPERATING | OPERATING | E211 | SRD0-1M0 | F40605005 |  | SRD0
PMN-H01MEA20HA004KE15 | Arm Lever Wicket Gate No.15 |  | OPERATING | OPERATING | E211 | SRD0-1M0 | F40605005 |  | SRD0
PMN-H01MEA20HA004KE16 | Arm Lever Wicket Gate No.16 |  | OPERATING | OPERATING | E211 | SRD0-1M0 | F40605005 |  | SRD0
PMN-H01MEA20HA005 | Eccentric Pin Set |  | OPERATING | OPERATING | E211 | SRD0-1M0 | F40605005 |  | SRD0
PMN-H01MEA20HA005KE01 | Eccentric Pin No.01 |  | OPERATING | OPERATING | E211 | SRD0-1M0 | F40605005 |  | SRD0
PMN-H01MEA20HA005KE02 | Eccentric Pin No.02 |  | OPERATING | OPERATING | E211 | SRD0-1M0 | F40605005 |  | SRD0
PMN-H01MEA20HA005KE03 | Eccentric Pin No.03 |  | OPERATING | OPERATING | E211 | SRD0-1M0 | F40605005 |  | SRD0
PMN-H01MEA20HA005KE04 | Eccentric Pin No.04 |  | OPERATING | OPERATING | E211 | SRD0-1M0 | F40605005 |  | SRD0
PMN-H01MEA20HA005KE05 | Eccentric Pin No.05 |  | OPERATING | OPERATING | E211 | SRD0-1M0 | F40605005 |  | SRD0
PMN-H01MEA20HA005KE06 | Eccentric Pin No.06 |  | OPERATING | OPERATING | E211 | SRD0-1M0 | F40605005 |  | SRD0
PMN-H01MEA20HA005KE07 | Eccentric Pin No.07 |  | OPERATING | OPERATING | E211 | SRD0-1M0 | F40605005 |  | SRD0
PMN-H01MEA20HA005KE08 | Eccentric Pin No.08 |  | OPERATING | OPERATING | E211 | SRD0-1M0 | F40605005 |  | SRD0
PMN-H01MEA20HA005KE09 | Eccentric Pin No.09 |  | OPERATING | OPERATING | E211 | SRD0-1M0 | F40605005 |  | SRD0
PMN-H01MEA20HA005KE10 | Eccentric Pin No.10 |  | OPERATING | OPERATING | E211 | SRD0-1M0 | F40605005 |  | SRD0
PMN-H01MEA20HA005KE11 | Eccentric Pin No.11 |  | OPERATING | OPERATING | E211 | SRD0-1M0 | F40605005 |  | SRD0
PMN-H01MEA20HA005KE12 | Eccentric Pin No.12 |  | OPERATING | OPERATING | E211 | SRD0-1M0 | F40605005 |  | SRD0
PMN-H01MEA20HA005KE13 | Eccentric Pin No.13 |  | OPERATING | OPERATING | E211 | SRD0-1M0 | F40605005 |  | SRD0
PMN-H01MEA20HA005KE14 | Eccentric Pin No.14 |  | OPERATING | OPERATING | E211 | SRD0-1M0 | F40605005 |  | SRD0
PMN-H01MEA20HA005KE15 | Eccentric Pin No.15 |  | OPERATING | OPERATING | E211 | SRD0-1M0 | F40605005 |  | SRD0
PMN-H01MEA20HA005KE16 | Eccentric Pin No.16 |  | OPERATING | OPERATING | E211 | SRD0-1M0 | F40605005 |  | SRD0
PMN-H01MEA20HA006 | Wicket Gate Link Set |  | OPERATING | OPERATING | E211 | SRD0-1M0 | F40605005 |  | SRD0
PMN-H01MEA20HA006MU01 | Wicket Gate Link No.01 |  | OPERATING | OPERATING | E211 | SRD0-1M0 | F40605005 |  | SRD0
PMN-H01MEA20HA006MU02 | Wicket Gate Link No.02 |  | OPERATING | OPERATING | E211 | SRD0-1M0 | F40605005 |  | SRD0
PMN-H01MEA20HA006MU03 | Wicket Gate Link No.03 |  | OPERATING | OPERATING | E211 | SRD0-1M0 | F40605005 |  | SRD0
PMN-H01MEA20HA006MU04 | Wicket Gate Link No.04 |  | OPERATING | OPERATING | E211 | SRD0-1M0 | F40605005 |  | SRD0
PMN-H01MEA20HA006MU05 | Wicket Gate Link No.05 |  | OPERATING | OPERATING | E211 | SRD0-1M0 | F40605005 |  | SRD0
PMN-H01MEA20HA006MU06 | Wicket Gate Link No.06 |  | OPERATING | OPERATING | E211 | SRD0-1M0 | F40605005 |  | SRD0
PMN-H01MEA20HA006MU07 | Wicket Gate Link No.07 |  | OPERATING | OPERATING | E211 | SRD0-1M0 | F40605005 |  | SRD0
PMN-H01MEA20HA006MU08 | Wicket Gate Link No.08 |  | OPERATING | OPERATING | E211 | SRD0-1M0 | F40605005 |  | SRD0
PMN-H01MEA20HA006MU09 | Wicket Gate Link No.09 |  | OPERATING | OPERATING | E211 | SRD0-1M0 | F40605005 |  | SRD0
PMN-H01MEA20HA006MU10 | Wicket Gate Link No.10 |  | OPERATING | OPERATING | E211 | SRD0-1M0 | F40605005 |  | SRD0
PMN-H01MEA20HA006MU11 | Wicket Gate Link No.11 |  | OPERATING | OPERATING | E211 | SRD0-1M0 | F40605005 |  | SRD0
PMN-H01MEA20HA006MU12 | Wicket Gate Link No.12 |  | OPERATING | OPERATING | E211 | SRD0-1M0 | F40605005 |  | SRD0
PMN-H01MEA20HA006MU13 | Wicket Gate Link No.13 |  | OPERATING | OPERATING | E211 | SRD0-1M0 | F40605005 |  | SRD0
PMN-H01MEA20HA006MU14 | Wicket Gate Link No.14 |  | OPERATING | OPERATING | E211 | SRD0-1M0 | F40605005 |  | SRD0
PMN-H01MEA20HA006MU15 | Wicket Gate Link No.15 |  | OPERATING | OPERATING | E211 | SRD0-1M0 | F40605005 |  | SRD0
PMN-H01MEA20HA006MU16 | Wicket Gate Link No.16 |  | OPERATING | OPERATING | E211 | SRD0-1M0 | F40605005 |  | SRD0
PMN-H01MEA30 | Runner, Main Shaft |  | OPERATING | OPERATING | E211 | SRD0-1M0 | F40605005 |  | SRD0
PMN-H01MEA30AU001 | Coupling Bolts Set |  | OPERATING | OPERATING | E211 | SRD0-1M0 | F40605005 |  | SRD0
PMN-H01MEA30AU001MK01 | Coupling Bolts No.1 |  | OPERATING | OPERATING | E211 | SRD0-1M0 | F40605005 |  | SRD0
PMN-H01MEA30AU001MK02 | Coupling Bolts No.2 |  | OPERATING | OPERATING | E211 | SRD0-1M0 | F40605005 |  | SRD0
PMN-H01MEA30AU001MK03 | Coupling Bolts No.3 |  | OPERATING | OPERATING | E211 | SRD0-1M0 | F40605005 |  | SRD0
PMN-H01MEA30AU001MK04 | Coupling Bolts No.4 |  | OPERATING | OPERATING | E211 | SRD0-1M0 | F40605005 |  | SRD0
PMN-H01MEA30AU001MK05 | Coupling Bolts No.5 |  | OPERATING | OPERATING | E211 | SRD0-1M0 | F40605005 |  | SRD0
PMN-H01MEA30AU001MK06 | Coupling Bolts No.6 |  | OPERATING | OPERATING | E211 | SRD0-1M0 | F40605005 |  | SRD0
PMN-H01MEA30CS001 | Speed Senser |  | OPERATING | OPERATING | E211 | SRD0-1E0 | F40605005 |  | SRD0
PMN-H01MEA30CY001 | Turbine Vibration |  | OPERATING | OPERATING | E211 | SRD0-1E0 | F40605005 |  | SRD0
PMN-H01MEA30HB001 | Runner Blade Set |  | OPERATING | OPERATING | E211 | SRD0-1M0 | F40605005 |  | SRD0
PMN-H01MEA30HB001KB01 | Runner Blade No.01 |  | OPERATING | OPERATING | E211 | SRD0-1M0 | F40605005 |  | SRD0
PMN-H01MEA30HB001KB02 | Runner Blade No.02 |  | OPERATING | OPERATING | E211 | SRD0-1M0 | F40605005 |  | SRD0
PMN-H01MEA30HB001KB03 | Runner Blade No.03 |  | OPERATING | OPERATING | E211 | SRD0-1M0 | F40605005 |  | SRD0
PMN-H01MEA30HB001KB04 | Runner Blade No.04 |  | OPERATING | OPERATING | E211 | SRD0-1M0 | F40605005 |  | SRD0
PMN-H01MEA30HB005 | Runner Cone |  | OPERATING | OPERATING | E211 | SRD0-1M0 | F40605005 |  | SRD0
PMN-H01MEA30HB006 | Turbine Shaft |  | OPERATING | OPERATING | E211 | SRD0-1M0 | F40605005 |  | SRD0
PMN-H01MEA40 | Cover, Draft Tube, Shaft Seal |  | OPERATING | OPERATING | E211 | SRD0-1M0 | F40605005 |  | SRD0
PMN-H01MEA40HA001 | Inner Cone |  | OPERATING | OPERATING | E211 | SRD0-1M0 | F40605005 |  | SRD0
PMN-H01MEA40HA002 | Outer Cone |  | OPERATING | OPERATING | E211 | SRD0-1M0 | F40605005 |  | SRD0
PMN-H01MEA40HA003 | Hub Cover (Runner Cap) |  | OPERATING | OPERATING | E211 | SRD0-1M0 | F40605005 |  | SRD0
PMN-H01MEA40HA004 | Draft Tube |  | OPERATING | OPERATING | E211 | SRD0-1M0 | F40605005 |  | SRD0
PMN-H01MEA40HA004KB01 | Man Hole Draft Tube |  | OPERATING | OPERATING | E211 | SRD0-1M0 | F40605005 |  | SRD0
PMN-H01MEA40HA004MF01 | Draft Tube |  | OPERATING | OPERATING | E211 | SRD0-1M0 | F40605005 |  | SRD0
PMN-H01MEA40HA005 | Discharge Ring |  | OPERATING | OPERATING | E211 | SRD0-1M0 | F40605005 |  | SRD0
PMN-H01MEA40HA005KA01 | Drain Valve Down Stream |  | OPERATING | OPERATING | E211 | SRD0-1M0 | F40605005 |  | SRD0
PMN-H01MEA40HA005MF01 | Discharge Ring |  | OPERATING | OPERATING | E211 | SRD0-1M0 | F40605005 |  | SRD0
PMN-H01MEA40HA006 | Turbine Shaft Seal |  | OPERATING | OPERATING | E211 | SRD0-1M0 | F40605005 |  | SRD0
PMN-H01MEA40HA006MF01 | Turbine Shaft Seal Cashing |  | OPERATING | OPERATING | E211 | SRD0-1M0 | F40605005 |  | SRD0
PMN-H01MEA40HA006MT01 | V-Seal |  | OPERATING | OPERATING | E211 | SRD0-1M0 | F40605005 |  | SRD0
PMN-H01MEA40HA006MT02 | Seal Element |  | OPERATING | OPERATING | E211 | SRD0-1M0 | F40605005 |  | SRD0
PMN-H01MED | Turbine Guide Bearing |  | OPERATING | OPERATING | E211 | SRD0-1M0 | F40605005 |  | SRD0
PMN-H01MED10 | Turbine Guide Bearing |  | OPERATING | OPERATING | E211 | SRD0-1M0 | F40605005 |  | SRD0
PMN-H01MED10CT001 | Temp. Turbine Brg. Instrument |  | OPERATING | OPERATING | E211 | SRD0-1M0 | F40605005 |  | SRD0
PMN-H01MED10CT001-P01 | Temp. Turbine Brg. Shell TB-09 |  | OPERATING | OPERATING | E211 | SRD0-1M0 | F40605005 |  | SRD0
PMN-H01MED10CT001-P02 | Temp. Turbine Brg. Shell TB-10 |  | OPERATING | OPERATING | E211 | SRD0-1M0 | F40605005 |  | SRD0
PMN-H01MED10CT001-P03 | Temp. Turbine Brg. Shell TB-S131 |  | OPERATING | OPERATING | E211 | SRD0-1M0 | F40605005 |  | SRD0
PMN-H01MED10CT001-P04 | Temp. Turbine Brg. Shell TB-S132 |  | OPERATING | OPERATING | E211 | SRD0-1M0 | F40605005 |  | SRD0
PMN-H01MED10HD001 | Turbine Bearing set |  | OPERATING | OPERATING | E211 | SRD0-1M0 | F40605005 |  | SRD0
PMN-H01MED10HD001MK01 | Upper Brg.Cashing |  | OPERATING | OPERATING | E211 | SRD0-1M0 | F40605005 |  | SRD0
PMN-H01MED10HD001MK02 | Lower Brg. Cashing |  | OPERATING | OPERATING | E211 | SRD0-1M0 | F40605005 |  | SRD0
PMN-H01MED10HD002 | Turbine Guide Brg. Shell |  | OPERATING | OPERATING | E211 | SRD0-1M0 | F40605005 |  | SRD0
PMN-H01MED10HD002MK01 | Upper Turbine Brg. Shell |  | OPERATING | OPERATING | E211 | SRD0-1M0 | F40605005 |  | SRD0
PMN-H01MED10HD002MK02 | Lower Turbine Brg. Shell |  | OPERATING | OPERATING | E211 | SRD0-1M0 | F40605005 |  | SRD0
PMN-H01MES | Water Supply for Shaft Seal Unit 1 |  | OPERATING | OPERATING | E211 | SRD0-1M0 | F40605005 |  | SRD0
PMN-H01MES10 | Water Supply for Shaft Seal Unit1 |  | OPERATING | OPERATING | E211 | SRD0-1M0 | F40605005 |  | SRD0
PMN-H01MES10AA001 | Water Supply Valve for Shaft Seal |  | OPERATING | OPERATING | E211 | SRD0-1M0 | F40605005 |  | SRD0
PMN-H01MES10AA001KA01 | Solenoid Valve No.1 (1+TB-Y10) |  | OPERATING | OPERATING | E211 | SRD0-1M0 | F40605005 |  | SRD0
PMN-H01MES10AA001KA02 | Isolating Valve (4392) |  | OPERATING | OPERATING | E211 | SRD0-1M0 | F40605005 |  | SRD0
PMN-H01MES10AA001KA03 | Regulating Valve (4393) |  | OPERATING | OPERATING | E211 | SRD0-1M0 | F40605005 |  | SRD0
PMN-H01MES10AA001KA04 | Isolating Valve ( 4367 ) |  | OPERATING | OPERATING | E211 | SRD0-1M0 | F40605005 |  | SRD0
PMN-H01MES10AA001KA05 | Isolating Valve ( 4390 ) |  | OPERATING | OPERATING | E211 | SRD0-1M0 | F40605005 |  | SRD0
PMN-H01MES10AA001KA06 | Isolating Valve ( 4391 ) |  | OPERATING | OPERATING | E211 | SRD0-1M0 | F40605005 |  | SRD0
PMN-H01MES10AA001KA07 | Valve 2/2 |  | OPERATING | OPERATING | E211 | SRD0-1M0 | F40605005 |  | SRD0
PMN-H01MES10BR001 | Pipe Line |  | OPERATING | OPERATING | E211 | SRD0-1M0 | F40605005 |  | SRD0
PMN-H01MES10CF001 | Flow Indicator (1+TB-S20) |  | OPERATING | OPERATING | E211 | SRD0-1E0 | F40605005 |  | SRD0
PMN-H01MES10CT001 | Flow Meter |  | OPERATING | OPERATING | E211 | SRD0-1E0 | F40605005 |  | SRD0
PMN-H01MEV | Lubrication Oil System |  | OPERATING | OPERATING | E211 | SRD0-1M0 | F40605005 |  | SRD0
PMN-H01MEV10 | Lower Oil Tank |  | OPERATING | OPERATING | E211 | SRD0-1M0 | F40605005 |  | SRD0
PMN-H01MEV10AA001 | Oil Drain Ball Valve ( DN 50 ) |  | OPERATING | OPERATING | E211 | SRD0-1M0 | F40605005 |  | SRD0
PMN-H01MEV10AP001 | Filling Oil Pump No.1( DN 80 ) |  | OPERATING | OPERATING | E211 | SRD0-1M0 | F40605005 |  | SRD0
PMN-H01MEV10AP001-M01 | Motor LT-M01 |  | OPERATING | OPERATING | E211 | SRD0-1E0 | F40605005 |  | SRD0
PMN-H01MEV10AP001KA01 | Safety Valve ( DN 80 ) |  | OPERATING | OPERATING | E211 | SRD0-1M0 | F40605005 |  | SRD0
PMN-H01MEV10AP001KA02 | Check Valve ( DN 80 ) |  | OPERATING | OPERATING | E211 | SRD0-1M0 | F40605005 |  | SRD0
PMN-H01MEV10AP001KP01 | Pump |  | OPERATING | OPERATING | E211 | SRD0-1E0 | F40605005 |  | SRD0
PMN-H01MEV10AP001MK01 | Coupling |  | OPERATING | OPERATING | E211 | SRD0-1M0 | F40605005 |  | SRD0
PMN-H01MEV10AP002 | Filling Oil Pump No.2( DN 80 ) |  | OPERATING | OPERATING | E211 | SRD0-1M0 | F40605005 |  | SRD0
PMN-H01MEV10AP002-M01 | Motor LT-M02 |  | OPERATING | OPERATING | E211 | SRD0-1M0 | F40605005 |  | SRD0
PMN-H01MEV10AP002KA01 | Safety Valve ( DN 80 ) |  | OPERATING | OPERATING | E211 | SRD0-1M0 | F40605005 |  | SRD0
PMN-H01MEV10AP002KA02 | Check Valve ( DN 80 ) |  | OPERATING | OPERATING | E211 | SRD0-1M0 | F40605005 |  | SRD0
PMN-H01MEV10AP002KP01 | Pump |  | OPERATING | OPERATING | E211 | SRD0-1M0 | F40605005 |  | SRD0
PMN-H01MEV10AP002MK01 | Coupling |  | OPERATING | OPERATING | E211 | SRD0-1M0 | F40605005 |  | SRD0
PMN-H01MEV10AT001 | Tank |  | OPERATING | OPERATING | E211 | SRD0-1M0 | F40605005 |  | SRD0
PMN-H01MEV10CL001 | Instrument (Oil Level) for Lower Oil Tank |  | OPERATING | OPERATING | E211 | SRD0-1E0 | F40605005 |  | SRD0
PMN-H01MEV10CL001-F01 | Oil Level Lower Tank LT-S011 |  | OPERATING | OPERATING | E211 | SRD0-1E0 | F40605005 |  | SRD0
PMN-H01MEV10CL001-F02 | Oil Level Lower Tank LT-S012 |  | OPERATING | OPERATING | E211 | SRD0-1E0 | F40605005 |  | SRD0
PMN-H01MEV10CL001-F03 | Oil Level Lower Tank LT-S021 |  | OPERATING | OPERATING | E211 | SRD0-1E0 | F40605005 |  | SRD0
PMN-H01MEV10CL001-F04 | Oil Level Lower Tank LT-S022 |  | OPERATING | OPERATING | E211 | SRD0-1E0 | F40605005 |  | SRD0
PMN-H01MEV10CL001-F05 | Level Sight Glass |  | OPERATING | OPERATING | E211 | SRD0-1E0 | F40605005 |  | SRD0
PMN-H01MEV10CL001-P01 | Oil Pressure After Pump. LT-S03 |  | OPERATING | OPERATING | E211 | SRD0-1E0 | F40605005 |  | SRD0
PMN-H01MEV10CT001 | Instrument (Temp.) for Lower Oil Tank |  | OPERATING | OPERATING | E211 | SRD0-1E0 | F40605005 |  | SRD0
PMN-H01MEV10CT001-F01 | Oil Temp. Lower Tank LT-S111 |  | OPERATING | OPERATING | E211 | SRD0-1E0 | F40605005 |  | SRD0
PMN-H01MEV10CT001-F02 | Oil Temp. Lower Tank LT-S112 |  | OPERATING | OPERATING | E211 | SRD0-1E0 | F40605005 |  | SRD0
PMN-H01MEV10CT001-F03 | Thermostat Lower Oil Tank LT-S10 |  | OPERATING | OPERATING | E211 | SRD0-1E0 | F40605005 |  | SRD0
PMN-H01MEV10CT001-F04 | Thermostat Lower Oil Tank LT-S11 |  | OPERATING | OPERATING | E211 | SRD0-1E0 | F40605005 |  | SRD0
PMN-H01MEV10CT001-F05 | Oil Temp.Lower Tank LT-B01 |  | OPERATING | OPERATING | E211 | SRD0-1E0 | F40605005 |  | SRD0
PMN-H01MEV10CT001-F06 | Heating Lower Oil Tank LT-E1 |  | OPERATING | OPERATING | E211 | SRD0-1E0 | F40605005 |  | SRD0
PMN-H01MEV10CT001-F07 | Heating Lower Oil Tank LT-E2 |  | OPERATING | OPERATING | E211 | SRD0-1E0 | F40605005 |  | SRD0
PMN-H01MEV20 | Oil Vapour Exhaust Fan |  | OPERATING | OPERATING | E211 | SRD0-1E0 | F40605005 |  | SRD0
PMN-H01MEV20AN001 | Exhaust Fan |  | OPERATING | OPERATING | E211 | SRD0-1E0 | F40605005 |  | SRD0
PMN-H01MEV20AN001KN01 | Fan |  | OPERATING | OPERATING | E211 | SRD0-1E0 | F40605005 |  | SRD0
PMN-H01MEV20AN001KT01 | Filter |  | OPERATING | OPERATING | E211 | SRD0-1M0 | F40605005 |  | SRD0
PMN-H01MEV20AN001MR01 | Piping |  | OPERATING | OPERATING | E211 | SRD0-1M0 | F40605005 |  | SRD0
PMN-H01MEV30 | Oil Cooler |  | OPERATING | OPERATING | E211 | SRD0-1M0 | F40605005 |  | SRD0
PMN-H01MEV30AC001 | Oil Cooler No.1 |  | OPERATING | OPERATING | E211 | SRD0-1M0 | F40605005 |  | SRD0
PMN-H01MEV30AC001KA01 | Inlet Shut off Valve Cooler No.1 (DN80) |  | OPERATING | OPERATING | E211 | SRD0-1M0 | F40605005 |  | SRD0
PMN-H01MEV30AC001KA02 | Outlet Shut off Valve Cooler No.1(DN 80) |  | OPERATING | OPERATING | E211 | SRD0-1M0 | F40605005 |  | SRD0
PMN-H01MEV30AC001KC01 | Oil Cooler No.1 ( DN 80 ) |  | OPERATING | OPERATING | E211 | SRD0-1M0 | F40605005 |  | SRD0
PMN-H01MEV30AC002 | Oil Cooler No.2 |  | OPERATING | OPERATING | E211 | SRD0-1M0 | F40605005 |  | SRD0
PMN-H01MEV30AC002KA01 | Inlet Shut off Valve Cooler No.2(DN 80) |  | OPERATING | OPERATING | E211 | SRD0-1M0 | F40605005 |  | SRD0
PMN-H01MEV30AC002KA02 | Outlet Shut off Valve Cooler No.2(DN 80) |  | OPERATING | OPERATING | E211 | SRD0-1M0 | F40605005 |  | SRD0
PMN-H01MEV30AC002KC01 | Oil Cooler No.2 ( DN 80 ) |  | OPERATING | OPERATING | E211 | SRD0-1M0 | F40605005 |  | SRD0
PMN-H01MEV30CT001 | Inlet Scrw.Thermometer (DN 15)(R1/2) |  | OPERATING | OPERATING | E211 | SRD0-1M0 | F40605005 |  | SRD0
PMN-H01MEV30CT002 | Outlet Scrw.Thermometer (DN 15)(R1/2 ) |  | OPERATING | OPERATING | E211 | SRD0-1M0 | F40605005 |  | SRD0
PMN-H01MEV40 | Double Oil Filter (DN80 ) |  | OPERATING | OPERATING | E211 | SRD0-1M0 | F40605005 |  | SRD0
PMN-H01MEV40AA001 | Oil Filter Valve |  | OPERATING | OPERATING | E211 | SRD0-1M0 | F40605005 |  | SRD0
PMN-H01MEV40AA001KA01 | 3-Way Inlet Valve |  | OPERATING | OPERATING | E211 | SRD0-1M0 | F40605005 |  | SRD0
PMN-H01MEV40AA001KA02 | 3-Way Outet Valve |  | OPERATING | OPERATING | E211 | SRD0-1M0 | F40605005 |  | SRD0
PMN-H01MEV40AT001 | Oil Filter No.1 |  | OPERATING | OPERATING | E211 | SRD0-1M0 | F40605005 |  | SRD0
PMN-H01MEV40AT002 | Oil Filter No.2 |  | OPERATING | OPERATING | E211 | SRD0-1M0 | F40605005 |  | SRD0
PMN-H01MEV40CP001 | Diff. Pressure Switch (Oil Filter) |  | OPERATING | OPERATING | E211 | SRD0-1E0 | F40605005 |  | SRD0
PMN-H01MEV40CP001-P01 | Diff. Pressure Oil Filter LT-S091 |  | OPERATING | OPERATING | E211 | SRD0-1E0 | F40605005 |  | SRD0
PMN-H01MEV40CP001-P02 | Diff. Pressure Oil Filter LT-S092 |  | OPERATING | OPERATING | E211 | SRD0-1E0 | F40605005 |  | SRD0
PMN-H01MEV50 | High Oil Tank |  | OPERATING | OPERATING | E211 | SRD0-1M0 | F40605005 |  | SRD0
PMN-H01MEV50AA001 | Drain Valve |  | OPERATING | OPERATING | E211 | SRD0-1M0 | F40605005 |  | SRD0
PMN-H01MEV50AT001 | Tank |  | OPERATING | OPERATING | E211 | SRD0-1M0 | F40605005 |  | SRD0
PMN-H01MEV50CE001 | Instrument ( Oil Level ) for High Oil Tank |  | OPERATING | OPERATING | E211 | SRD0-1E0 | F40605005 |  | SRD0
PMN-H01MEV50CE001-F01 | Oil Level High Tank HT-S011 |  | OPERATING | OPERATING | E211 | SRD0-1E0 | F40605005 |  | SRD0
PMN-H01MEV50CE001-F02 | Oil Level High Tank HT-S012 |  | OPERATING | OPERATING | E211 | SRD0-1E0 | F40605005 |  | SRD0
PMN-H01MEV50CE001-F03 | Oil Level High Tank HT-S021 |  | OPERATING | OPERATING | E211 | SRD0-1E0 | F40605005 |  | SRD0
PMN-H01MEV50CE001-F04 | Oil Level High Tank HT-S022 |  | OPERATING | OPERATING | E211 | SRD0-1E0 | F40605005 |  | SRD0
PMN-H01MEV50CT001 | Instrument ( Temp. ) for High Oil Tank |  | OPERATING | OPERATING | E211 | SRD0-1E0 | F40605005 |  | SRD0
PMN-H01MEV50CT001-F01 | Oil Temp. High Tank HT-S031 |  | OPERATING | OPERATING | E211 | SRD0-1E0 | F40605005 |  | SRD0
PMN-H01MEV50CT001-F02 | Oil Temp. High Tank HT-S032 |  | OPERATING | OPERATING | E211 | SRD0-1E0 | F40605005 |  | SRD0
PMN-H01MEV50CT001-F03 | Heating High Oil Tank HT-E1 |  | OPERATING | OPERATING | E211 | SRD0-1E0 | F40605005 |  | SRD0
PMN-H01MEV50CT001-F04 | Thermostat High Oil Tank HT-S04 |  | OPERATING | OPERATING | E211 | SRD0-1E0 | F40605005 |  | SRD0
PMN-H01MEV50CT001-F05 | Oil Temp. High Oil Tank HT-B01 |  | OPERATING | OPERATING | E211 | SRD0-1E0 | F40605005 |  | SRD0
PMN-H01MEV60 | Bearing Oil Valve |  | OPERATING | OPERATING | E211 | SRD0-1M0 | F40605005 |  | SRD0
PMN-H01MEV60AA001 | Main Bearing Oil Valve |  | OPERATING | OPERATING | E211 | SRD0-1M0 | F40605005 |  | SRD0
PMN-H01MEV60AA001-M01 | Motor TB-M01 |  | OPERATING | OPERATING | E211 | SRD0-1E0 | F40605005 |  | SRD0
PMN-H01MEV60AA001-P01 | Limit Close Clockwise TB-S051 |  | OPERATING | OPERATING | E211 | SRD0-1E0 | F40605005 |  | SRD0
PMN-H01MEV60AA001-P02 | Limit Open Counter Clockwise TB-S052 |  | OPERATING | OPERATING | E211 | SRD0-1E0 | F40605005 |  | SRD0
PMN-H01MEV60AA001KA01 | Valve |  | OPERATING | OPERATING | E211 | SRD0-1M0 | F40605005 |  | SRD0
PMN-H01MEV60AA001KE01 | Hand Valve |  | OPERATING | OPERATING | E211 | SRD0-1M0 | F40605005 |  | SRD0
PMN-H01MEV60AS001 | Main Thrust Brg. Flow Control Valve |  | OPERATING | OPERATING | E211 | SRD0-1M0 | F40605005 |  | SRD0
PMN-H01MEV60AS001-B01 | Oil Flow Main Thrust Brg.TB-S011 |  | OPERATING | OPERATING | E211 | SRD0-1M0 | F40605005 |  | SRD0
PMN-H01MEV60AS001-B02 | Oil Flow Main Thrust Brg.TB-S012 |  | OPERATING | OPERATING | E211 | SRD0-1M0 | F40605005 |  | SRD0
PMN-H01MEV60AS001KA01 | Adjustable Diaphragm |  | OPERATING | OPERATING | E211 | SRD0-1M0 | F40605005 |  | SRD0
PMN-H01MEV60AS002 | Counter Thrust Brg. Flow Control Valve |  | OPERATING | OPERATING | E211 | SRD0-1M0 | F40605005 |  | SRD0
PMN-H01MEV60AS002-B01 | Oil Flow Counter Thrust Brg.TB-S021 |  | OPERATING | OPERATING | E211 | SRD0-1M0 | F40605005 |  | SRD0
PMN-H01MEV60AS002-B02 | Oil Flow Counter Thrust Brg.TB-S022 |  | OPERATING | OPERATING | E211 | SRD0-1M0 | F40605005 |  | SRD0
PMN-H01MEV60AS002KA01 | Adjustable Diaphragm |  | OPERATING | OPERATING | E211 | SRD0-1M0 | F40605005 |  | SRD0
PMN-H01MEV60AS003 | Gen. Guide Brg. Flow Control Valve |  | OPERATING | OPERATING | E211 | SRD0-1M0 | F40605005 |  | SRD0
PMN-H01MEV60AS003-B01 | Oil Flow Gen. Brg. Shell TB-S031 |  | OPERATING | OPERATING | E211 | SRD0-1M0 | F40605005 |  | SRD0
PMN-H01MEV60AS003-B02 | Oil Flow Gen. Brg. Shell TB-S032 |  | OPERATING | OPERATING | E211 | SRD0-1M0 | F40605005 |  | SRD0
PMN-H01MEV60AS003KA01 | Adjustable Diaphragm |  | OPERATING | OPERATING | E211 | SRD0-1M0 | F40605005 |  | SRD0
PMN-H01MEV60AS004 | Turbine Guide Brg. Flow Control Valve |  | OPERATING | OPERATING | E211 | SRD0-1M0 | F40605005 |  | SRD0
PMN-H01MEV60AS004-B01 | Oil Flow Turbine Shell TB-S041 |  | OPERATING | OPERATING | E211 | SRD0-1M0 | F40605005 |  | SRD0
PMN-H01MEV60AS004-B02 | Oil Flow Turbine Shell TB-S042 |  | OPERATING | OPERATING | E211 | SRD0-1M0 | F40605005 |  | SRD0
PMN-H01MEV60AS004KA01 | Adjustable Diaphragm |  | OPERATING | OPERATING | E211 | SRD0-1M0 | F40605005 |  | SRD0
PMN-H01MEV60BR001 | Piping |  | OPERATING | OPERATING | E211 | SRD0-1M0 | F40605005 |  | SRD0
PMN-H01MEV60CF001 | Bearing Sight Glass |  | OPERATING | OPERATING | E211 | SRD0-1M0 | F40605005 |  | SRD0
PMN-H01MEV60CF001QP01 | Thrush Brg. Sight Glass |  | OPERATING | OPERATING | E211 | SRD0-1M0 | F40605005 |  | SRD0
PMN-H01MEV60CF001QP02 | Gen. Guide Brg. Sight Glass |  | OPERATING | OPERATING | E211 | SRD0-1M0 | F40605005 |  | SRD0
PMN-H01MEV60CF001QP03 | Turbine Guide Brg. Sight Glass |  | OPERATING | OPERATING | E211 | SRD0-1M0 | F40605005 |  | SRD0
PMN-H01MEV70 | High Pressure Oil Pump ( DC ) & ( AC ) |  | OPERATING | OPERATING | E211 | SRD0-1E0 | F40605005 |  | SRD0
PMN-H01MEV70AA001 | Inlet Valve |  | OPERATING | OPERATING | E211 | SRD0-1M0 | F40605005 |  | SRD0
PMN-H01MEV70BN001 | High Pressure Oil Pump ( DC ) & ( AC ) |  | OPERATING | OPERATING | E211 | SRD0-1E0 | F40605005 |  | SRD0
PMN-H01MEV70BN001-M01 | DC Motor LT- M042 |  | OPERATING | OPERATING | E211 | SRD0-1E0 | F40605005 |  | SRD0
PMN-H01MEV70BN001-M02 | AC Motor LT-M041 |  | OPERATING | OPERATING | E211 | SRD0-1E0 | F40605005 |  | SRD0
PMN-H01MEV70BN001KP01 | Pump |  | OPERATING | OPERATING | E211 | SRD0-1E0 | F40605005 |  | SRD0
PMN-H01MEV70BN001MK01 | Coupling |  | OPERATING | OPERATING | E211 | SRD0-1M0 | F40605005 |  | SRD0
PMN-H01MEV70BN002 | High Pressure Oil Pipe For Thrust Bearing |  | OPERATING | OPERATING | E211 | SRD0-1M0 | F40605005 |  | SRD0
PMN-H01MEV70BN002-P01 | Pressure Guage Line Main Thrust Brg. |  | OPERATING | OPERATING | E211 | SRD0-1M0 | F40605005 |  | SRD0
PMN-H01MEV70BN002-P02 | Diff. Press. High Pressure Filter LT-S06 |  | OPERATING | OPERATING | E211 | SRD0-1M0 | F40605005 |  | SRD0
PMN-H01MEV70BN002KA01 | Safety Valve for Main Thrust Brg |  | OPERATING | OPERATING | E211 | SRD0-1M0 | F40605005 |  | SRD0
PMN-H01MEV70BN002KA02 | Shut off Valve Line Main Thrust Brg. |  | OPERATING | OPERATING | E211 | SRD0-1M0 | F40605005 |  | SRD0
PMN-H01MEV70BN002KA03 | Check Valve Line Main Thrust Brg. |  | OPERATING | OPERATING | E211 | SRD0-1M0 | F40605005 |  | SRD0
PMN-H01MEV70BN002KT01 | High Pressure Filter Main Thrust Brg. |  | OPERATING | OPERATING | E211 | SRD0-1M0 | F40605005 |  | SRD0
PMN-H01MEV70BN002MR01 | Piping Line Main Thrust Brg. |  | OPERATING | OPERATING | E211 | SRD0-1M0 | F40605005 |  | SRD0
PMN-H01MEV70BN003 | High Pressure Oil Pipe for Gen. Guide Brg. |  | OPERATING | OPERATING | E211 | SRD0-1M0 | F40605005 |  | SRD0
PMN-H01MEV70BN003-P01 | Pressure Guage Line Gen. Guide Brg. |  | OPERATING | OPERATING | E211 | SRD0-1M0 | F40605005 |  | SRD0
PMN-H01MEV70BN003-P02 | Diff. Press. High Pressure Filter LT-S07 |  | OPERATING | OPERATING | E211 | SRD0-1M0 | F40605005 |  | SRD0
PMN-H01MEV70BN003-P03 | Oil Pressure Gen. Brg. Shell LT-S04 |  | OPERATING | OPERATING | E211 | SRD0-1M0 | F40605005 |  | SRD0
PMN-H01MEV70BN003KA01 | Safety Valve for Gen. Guide Brg |  | OPERATING | OPERATING | E211 | SRD0-1M0 | F40605005 |  | SRD0
PMN-H01MEV70BN003KA02 | Shut off Valve.Line Gen. Guide Brg.No.1 |  | OPERATING | OPERATING | E211 | SRD0-1M0 | F40605005 |  | SRD0
PMN-H01MEV70BN003KA03 | Shut off Valve. Line Gen. Guide Brg. No.2 |  | OPERATING | OPERATING | E211 | SRD0-1M0 | F40605005 |  | SRD0
PMN-H01MEV70BN003KA04 | Check Valve Line Gen. Guide Brg. |  | OPERATING | OPERATING | E211 | SRD0-1M0 | F40605005 |  | SRD0
PMN-H01MEV70BN003KT01 | High Pressure Filter for Gen. Guide Brg. |  | OPERATING | OPERATING | E211 | SRD0-1M0 | F40605005 |  | SRD0
PMN-H01MEV70BN003MR01 | Piping Line Gen. Guide Brg. |  | OPERATING | OPERATING | E211 | SRD0-1M0 | F40605005 |  | SRD0
PMN-H01MEV70BN004 | High Pressure Oil Pipe for Turbine Guide Brg. |  | OPERATING | OPERATING | E211 | SRD0-1M0 | F40605005 |  | SRD0
PMN-H01MEV70BN004-P01 | Pressure Guage Line Turbine Guide Brg. |  | OPERATING | OPERATING | E211 | SRD0-1M0 | F40605005 |  | SRD0
PMN-H01MEV70BN004-P02 | Diff. Press. High Pressure Filter LT-S08 |  | OPERATING | OPERATING | E211 | SRD0-1M0 | F40605005 |  | SRD0
PMN-H01MEV70BN004-P03 | Oil Pressure Turbine Brg. Shell LT-S04 |  | OPERATING | OPERATING | E211 | SRD0-1M0 | F40605005 |  | SRD0
PMN-H01MEV70BN004KA01 | Safety Valve for Turbine Guide Brg |  | OPERATING | OPERATING | E211 | SRD0-1M0 | F40605005 |  | SRD0
PMN-H01MEV70BN004KA02 | Shut off Valve. Lineturbine Guide Brg.No.1 |  | OPERATING | OPERATING | E211 | SRD0-1M0 | F40605005 |  | SRD0
PMN-H01MEV70BN004KA03 | Shut off Valve Line Turbine Guide Brg.No.2 |  | OPERATING | OPERATING | E211 | SRD0-1M0 | F40605005 |  | SRD0
PMN-H01MEV70BN004KA04 | Check Valve Line Turbine Guide Brg. |  | OPERATING | OPERATING | E211 | SRD0-1M0 | F40605005 |  | SRD0
PMN-H01MEV70BN004KT01 | High Press. Filter Turbine Guide Brg. |  | OPERATING | OPERATING | E211 | SRD0-1M0 | F40605005 |  | SRD0
PMN-H01MEV70BN004MR01 | Piping Line Turbine Guide Brg. |  | OPERATING | OPERATING | E211 | SRD0-1M0 | F40605005 |  | SRD0
PMN-H01MEX | Hydraulic Turbine |  | OPERATING | OPERATING | E211 | SRD0-1M0 | F40605005 |  | SRD0
PMN-H01MEX10 | Governor Oil Sump. Tank |  | OPERATING | OPERATING | E211 | SRD0-1M0 | F40605005 |  | SRD0
PMN-H01MEX10AA001 | Drain Valve for Sump Tank |  | OPERATING | OPERATING | E211 | SRD0-1M0 | F40605005 |  | SRD0
PMN-H01MEX10AA001KA01 | Valve Drain for Sump Tank 1004/1 |  | OPERATING | OPERATING | E211 | SRD0-1M0 | F40605005 |  | SRD0
PMN-H01MEX10AA001KA02 | Valve Drain for Sump Tank 1004/2 |  | OPERATING | OPERATING | E211 | SRD0-1M0 | F40605005 |  | SRD0
PMN-H01MEX10AA002 | Gov. Oil Filter 1009 (20 Micron) |  | OPERATING | OPERATING | E211 | SRD0-1M0 | F40605005 |  | SRD0
PMN-H01MEX10AA002-P01 | Gov. Oil Pressure Switch -S32/1 |  | OPERATING | OPERATING | E211 | SRD0-1E0 | F40605005 |  | SRD0
PMN-H01MEX10AA002-P02 | Gov. Oil Pressure Switch -S32/2 |  | OPERATING | OPERATING | E211 | SRD0-1E0 | F40605005 |  | SRD0
PMN-H01MEX10AA002KA01 | Hand Valve |  | OPERATING | OPERATING | E211 | SRD0-1M0 | F40605005 |  | SRD0
PMN-H01MEX10AA002KA02 | Check Valve |  | OPERATING | OPERATING | E211 | SRD0-1M0 | F40605005 |  | SRD0
PMN-H01MEX10AA002KT01 | Filter Element |  | OPERATING | OPERATING | E211 | SRD0-1M0 | F40605005 |  | SRD0
PMN-H01MEX10AA002MR01 | Piping |  | OPERATING | OPERATING | E211 | SRD0-1M0 | F40605005 |  | SRD0
PMN-H01MEX10AC001 | Gov. Oil Cooler (2902) |  | OPERATING | OPERATING | E211 | SRD0-1M0 | F40605005 |  | SRD0
PMN-H01MEX10AP001 | Governor Oil Pump No.1 (210/1) |  | OPERATING | OPERATING | E211 | SRD0-1E0 | F40605005 |  | SRD0
PMN-H01MEX10AP001-M01 | Motor -M31 |  | OPERATING | OPERATING | E211 | SRD0-1E0 | F40605005 |  | SRD0
PMN-H01MEX10AP001-Y31 | Solenoid Valve -Y31 |  | OPERATING | OPERATING | E211 | SRD0-1E0 | F40605005 |  | SRD0
PMN-H01MEX10AP001KA01 | Loading /Unloading Valve (2101/1) |  | OPERATING | OPERATING | E211 | SRD0-1M0 | F40605005 |  | SRD0
PMN-H01MEX10AP001KA02 | Hydraulic Operated Check Valve (2102/1) |  | OPERATING | OPERATING | E211 | SRD0-1M0 | F40605005 |  | SRD0
PMN-H01MEX10AP001KA03 | Pump Relief Valve (2103/1) |  | OPERATING | OPERATING | E211 | SRD0-1E0 | F40605005 |  | SRD0
PMN-H01MEX10AP001KA04 | erifice (2105/1) |  | OPERATING | OPERATING | E211 | SRD0-1M0 | F40605005 |  | SRD0
PMN-H01MEX10AP001KA05 | Isolating Valve (2106/1) |  | OPERATING | OPERATING | E211 | SRD0-1M0 | F40605005 |  | SRD0
PMN-H01MEX10AP001KA06 | Isolating Valve (2107/1) |  | OPERATING | OPERATING | E211 | SRD0-1M0 | F40605005 |  | SRD0
PMN-H01MEX10AP001KA07 | Isolat.Valve. Pump Supp. Line No.1(2108/1) |  | OPERATING | OPERATING | E211 | SRD0-1M0 | F40605005 |  | SRD0
PMN-H01MEX10AP001KP01 | Pump 210/1 |  | OPERATING | OPERATING | E211 | SRD0-1E0 | F40605005 |  | SRD0
PMN-H01MEX10AP001KT01 | Filter 20 Micro (2104/1) |  | OPERATING | OPERATING | E211 | SRD0-1M0 | F40605005 |  | SRD0
PMN-H01MEX10AP001MK01 | Coupling |  | OPERATING | OPERATING | E211 | SRD0-1M0 | F40605005 |  | SRD0
PMN-H01MEX10AP002 | Governor Oil Pump No.1 (210/2) |  | OPERATING | OPERATING | E211 | SRD0-1E0 | F40605005 |  | SRD0
PMN-H01MEX10AP002-M02 | Motor -M32 |  | OPERATING | OPERATING | E211 | SRD0-1E0 | F40605005 |  | SRD0
PMN-H01MEX10AP002-Y32 | Solenoid Valve -Y32 |  | OPERATING | OPERATING | E211 | SRD0-1E0 | F40605005 |  | SRD0
PMN-H01MEX10AP002KA01 | Loading /Unloading Valve (2101/2) |  | OPERATING | OPERATING | E211 | SRD0-1M0 | F40605005 |  | SRD0
PMN-H01MEX10AP002KA02 | Hydraulic Operated Check Valve (2102/2) |  | OPERATING | OPERATING | E211 | SRD0-1M0 | F40605005 |  | SRD0
PMN-H01MEX10AP002KA03 | Pump Relief Valve (2103/2) |  | OPERATING | OPERATING | E211 | SRD0-1M0 | F40605005 |  | SRD0
PMN-H01MEX10AP002KA04 | erifice (2105/2) |  | OPERATING | OPERATING | E211 | SRD0-1M0 | F40605005 |  | SRD0
PMN-H01MEX10AP002KA05 | Isolating Valve (2106/2) |  | OPERATING | OPERATING | E211 | SRD0-1M0 | F40605005 |  | SRD0
PMN-H01MEX10AP002KA06 | Isolating Valve (2107/2) |  | OPERATING | OPERATING | E211 | SRD0-1M0 | F40605005 |  | SRD0
PMN-H01MEX10AP002KA07 | Isolat. Valve. Pump Supp.Line No.2(2108/2) |  | OPERATING | OPERATING | E211 | SRD0-1M0 | F40605005 |  | SRD0
PMN-H01MEX10AP002KP01 | Pump 210/2 |  | OPERATING | OPERATING | E211 | SRD0-1E0 | F40605005 |  | SRD0
PMN-H01MEX10AP002KT01 | Filter 20 Micro (2104/2) |  | OPERATING | OPERATING | E211 | SRD0-1M0 | F40605005 |  | SRD0
PMN-H01MEX10AP002MK01 | Coupling |  | OPERATING | OPERATING | E211 | SRD0-1M0 | F40605005 |  | SRD0
PMN-H01MEX10AP003 | Governor Oil Curculation Pump (2901) |  | OPERATING | OPERATING | E211 | SRD0-1E0 | F40605005 |  | SRD0
PMN-H01MEX10AP003-M01 | Motor -M33 |  | OPERATING | OPERATING | E211 | SRD0-1E0 | F40605005 |  | SRD0
PMN-H01MEX10AP003KP01 | Pump 2901 |  | OPERATING | OPERATING | E211 | SRD0-1E0 | F40605005 |  | SRD0
PMN-H01MEX10AP003MK01 | Coupling |  | OPERATING | OPERATING | E211 | SRD0-1M0 | F40605005 |  | SRD0
PMN-H01MEX10BB001 | Sump Tank |  | OPERATING | OPERATING | E211 | SRD0-1M0 | F40605005 |  | SRD0
PMN-H01MEX10CL001 | Oil Level Gauge |  | OPERATING | OPERATING | E211 | SRD0-1E0 | F40605005 |  | SRD0
PMN-H01MEX10CT001 | Thermometer for Oil Outlet Temp.(2905) |  | OPERATING | OPERATING | E211 | SRD0-1E0 | F40605005 |  | SRD0
PMN-H01MEX10CT002 | Flow Meter |  | OPERATING | OPERATING | E211 | SRD0-1E0 | F40605005 |  | SRD0
PMN-H01MEX20 | Governor Oil Pressure Tank (240) |  | OPERATING | OPERATING | E211 | SRD0-1M0 | F40605005 |  | SRD0
PMN-H01MEX20AA001 | Valve for Governor Oil Pressure Tank |  | OPERATING | OPERATING | E211 | SRD0-1M0 | F40605005 |  | SRD0
PMN-H01MEX20AA001KA01 | Safety Relief Valve (2401) |  | OPERATING | OPERATING | E211 | SRD0-1M0 | F40605005 |  | SRD0
PMN-H01MEX20AA001KA02 | Float Check Valve (2411) |  | OPERATING | OPERATING | E211 | SRD0-1M0 | F40605005 |  | SRD0
PMN-H01MEX20AA001KA03 | Shut off Valve.for Oil Level Ind. (2413) |  | OPERATING | OPERATING | E211 | SRD0-1M0 | F40605005 |  | SRD0
PMN-H01MEX20AA001KA04 | Shut off Valve for Oil Level Ind. (2414) |  | OPERATING | OPERATING | E211 | SRD0-1M0 | F40605005 |  | SRD0
PMN-H01MEX20AA001KA05 | Oil Drainage Valve (2416) |  | OPERATING | OPERATING | E211 | SRD0-1M0 | F40605005 |  | SRD0
PMN-H01MEX20AA001KA06 | Shut off Valve-Pilot Press.Sw. (2417) |  | OPERATING | OPERATING | E211 | SRD0-1M0 | F40605005 |  | SRD0
PMN-H01MEX20AA001KA07 | Shut off Valve (2418) |  | OPERATING | OPERATING | E211 | SRD0-1M0 | F40605005 |  | SRD0
PMN-H01MEX20AA001KA08 | Shut off Valve-Pilot Press.Ctr. Valve.(2419) |  | OPERATING | OPERATING | E211 | SRD0-1M0 | F40605005 |  | SRD0
PMN-H01MEX20AA001KA09 | By-Pass Valve Opening Float Chk. Valve(2420) |  | OPERATING | OPERATING | E211 | SRD0-1M0 | F40605005 |  | SRD0
PMN-H01MEX20BB001 | Pressure Tank (240) |  | OPERATING | OPERATING | E211 | SRD0-1M0 | F40605005 |  | SRD0
PMN-H01MEX20CL001 | Instrument ( Oil Level ) for Governor Oil Pressure Tank |  | OPERATING | OPERATING | E211 | SRD0-1E0 | F40605005 |  | SRD0
PMN-H01MEX20CL001-F01 | Oil Level Indicator (2412) |  | OPERATING | OPERATING | E211 | SRD0-1E0 | F40605005 |  | SRD0
PMN-H01MEX20CL001-F02 | S11 Level Switch - Oil Level High |  | OPERATING | OPERATING | E211 | SRD0-1E0 | F40605005 |  | SRD0
PMN-H01MEX20CL001-F03 | S12 Level Sw.- Automatic Air Supply |  | OPERATING | OPERATING | E211 | SRD0-1E0 | F40605005 |  | SRD0
PMN-H01MEX20CL001-F04 | S13 Level Switch - Oil Level Low |  | OPERATING | OPERATING | E211 | SRD0-1E0 | F40605005 |  | SRD0
PMN-H01MEX20CL001-F05 | S14 Level Switch - Oil Level Too Low |  | OPERATING | OPERATING | E211 | SRD0-1E0 | F40605005 |  | SRD0
PMN-H01MEX20CP001 | Pressure Guage for Pressure Tank (2407) |  | OPERATING | OPERATING | E211 | SRD0-1E0 | F40605005 |  | SRD0
PMN-H01MEX30 | Leakage Oil Sump Tank |  | OPERATING | OPERATING | E211 | SRD0-1M0 | F40605005 |  | SRD0
PMN-H01MEX30AA001 | Leakage Oil Sump Tank Valve |  | OPERATING | OPERATING | E211 | SRD0-1M0 | F40605005 |  | SRD0
PMN-H01MEX30AA001KA01 | Drain Valve (7705) |  | OPERATING | OPERATING | E211 | SRD0-1M0 | F40605005 |  | SRD0
PMN-H01MEX30AA001KA02 | 3-Way Valve (7711) |  | OPERATING | OPERATING | E211 | SRD0-1M0 | F40605005 |  | SRD0
PMN-H01MEX30AA001KA03 | Check Valve (7703) |  | OPERATING | OPERATING | E211 | SRD0-1M0 | F40605005 |  | SRD0
PMN-H01MEX30AA001KA04 | Check Valve (7704) |  | OPERATING | OPERATING | E211 | SRD0-1M0 | F40605005 |  | SRD0
PMN-H01MEX30AP001 | Leakage Oil Pump No.1 (7701) |  | OPERATING | OPERATING | E211 | SRD0-1E0 | F40605005 |  | SRD0
PMN-H01MEX30AP001-M01 | 3-Phase Motor for Pump No.1 (M01) |  | OPERATING | OPERATING | E211 | SRD0-1E0 | F40605005 |  | SRD0
PMN-H01MEX30AP001KP01 | Pump |  | OPERATING | OPERATING | E211 | SRD0-1E0 | F40605005 |  | SRD0
PMN-H01MEX30AP001MK01 | Coupling |  | OPERATING | OPERATING | E211 | SRD0-1M0 | F40605005 |  | SRD0
PMN-H01MEX30AP002 | Leakage Oil Pump No.2 (7702) |  | OPERATING | OPERATING | E211 | SRD0-1E0 | F40605005 |  | SRD0
PMN-H01MEX30AP002-M02 | 3-Phase Motor for Pump No.2 (M02) |  | OPERATING | OPERATING | E211 | SRD0-1E0 | F40605005 |  | SRD0
PMN-H01MEX30AP002KP01 | Pump |  | OPERATING | OPERATING | E211 | SRD0-1E0 | F40605005 |  | SRD0
PMN-H01MEX30AP002MK01 | Coupling |  | OPERATING | OPERATING | E211 | SRD0-1M0 | F40605005 |  | SRD0
PMN-H01MEX30AT001 | Leakage Oil Pump Filter (7710) |  | OPERATING | OPERATING | E211 | SRD0-1M0 | F40605005 |  | SRD0
PMN-H01MEX30AX001 | Inspection Hole (7707) |  | OPERATING | OPERATING | E211 | SRD0-1M0 | F40605005 |  | SRD0
PMN-H01MEX30BB001 | Leakage Oil Tank (7700) |  | OPERATING | OPERATING | E211 | SRD0-1M0 | F40605005 |  | SRD0
PMN-H01MEX30BB001KT01 | Breather (7708) |  | OPERATING | OPERATING | E211 | SRD0-1M0 | F40605005 |  | SRD0
PMN-H01MEX30BR001 | Connection Valve for Oil Treatment Unit (7709) |  | OPERATING | OPERATING | E211 | SRD0-1M0 | F40605005 |  | SRD0
PMN-H01MEX30BR002 | Pipe Line |  | OPERATING | OPERATING | E211 | SRD0-1M0 | F40605005 |  | SRD0
PMN-H01MEX30CL001 | Instrument ( Oil Level ) for Leaked Oil Sump Tank |  | OPERATING | OPERATING | E211 | SRD0-1E0 | F40605005 |  | SRD0
PMN-H01MEX30CL001-F01 | Oil Level Sight Gauge (7706) |  | OPERATING | OPERATING | E211 | SRD0-1E0 | F40605005 |  | SRD0
PMN-H01MEX30CL001-F02 | Level Sw.-Start Standby-Pump (S01/1) |  | OPERATING | OPERATING | E211 | SRD0-1E0 | F40605005 |  | SRD0
PMN-H01MEX30CL001-F03 | Level Switch-Start Main Pump (S01/2) |  | OPERATING | OPERATING | E211 | SRD0-1E0 | F40605005 |  | SRD0
PMN-H01MEX30CL001-F04 | Level Switch-Stop Pump1 + Pump 2 (S01/3) |  | OPERATING | OPERATING | E211 | SRD0-1E0 | F40605005 |  | SRD0
PMN-H01MEX30CL001-F05 | Level Sw.-Start Interlock + Alarm(S01/4) |  | OPERATING | OPERATING | E211 | SRD0-1E0 | F40605005 |  | SRD0
PMN-H01MEX30CP001 | Differential Pressure Switch (S02) |  | OPERATING | OPERATING | E211 | SRD0-1E0 | F40605005 |  | SRD0
PMN-H01MEX40 | Runner Hub Oil Tank |  | OPERATING | OPERATING | E211 | SRD0-1M0 | F40605005 |  | SRD0
PMN-H01MEX40AA001 | Valve Runner Hub Oil Tank |  | OPERATING | OPERATING | E211 | SRD0-1M0 | F40605005 |  | SRD0
PMN-H01MEX40AA001KA01 | Throttle Valve 1018 |  | OPERATING | OPERATING | E211 | SRD0-1M0 | F40605005 |  | SRD0
PMN-H01MEX40AA001KA02 | Drain Valve (7752) |  | OPERATING | OPERATING | E211 | SRD0-1M0 | F40605005 |  | SRD0
PMN-H01MEX40BB001 | Runner Hub Oil Tank (7750) |  | OPERATING | OPERATING | E211 | SRD0-1M0 | F40605005 |  | SRD0
PMN-H01MEX40BB001KT01 | Breather (7753) |  | OPERATING | OPERATING | E211 | SRD0-1M0 | F40605005 |  | SRD0
PMN-H01MEX40BR001 | Piping |  | OPERATING | OPERATING | E211 | SRD0-1M0 | F40605005 |  | SRD0
PMN-H01MEX40CL001 | Instrument ( Oil Level ) for Runner Hub Oil Tank |  | OPERATING | OPERATING | E211 | SRD0-1E0 | F40605005 |  | SRD0
PMN-H01MEX40CL001-F01 | Oil Level Sight Gauge (7751) |  | OPERATING | OPERATING | E211 | SRD0-1E0 | F40605005 |  | SRD0
PMN-H01MEX40CL001-F02 | Level Sw.Oil Level High(RT-S01/1) |  | OPERATING | OPERATING | E211 | SRD0-1E0 | F40605005 |  | SRD0
PMN-H01MEX40CL001-F03 | Level Sw. Oil Level Low (RT-S01/2) |  | OPERATING | OPERATING | E211 | SRD0-1E0 | F40605005 |  | SRD0
PMN-H01MEX50 | Oil Head & Runner Servo Motor |  | OPERATING | OPERATING | E211 | SRD0-1M0 | F40605005 |  | SRD0
PMN-H01MEX50AA001 | Valve Oil Head & Runner Servo Motor |  | OPERATING | OPERATING | E211 | SRD0-1M0 | F40605005 |  | SRD0
PMN-H01MEX50AA001KA01 | Drain Valve (8501) |  | OPERATING | OPERATING | E211 | SRD0-1M0 | F40605005 |  | SRD0
PMN-H01MEX50AA001KA02 | Drain Valve (8502) |  | OPERATING | OPERATING | E211 | SRD0-1M0 | F40605005 |  | SRD0
PMN-H01MEX50AA001KA03 | Drain Valve (8503) |  | OPERATING | OPERATING | E211 | SRD0-1M0 | F40605005 |  | SRD0
PMN-H01MEX50AA001KA04 | Throttle Valve (8504) |  | OPERATING | OPERATING | E211 | SRD0-1M0 | F40605005 |  | SRD0
PMN-H01MEX50AA001KA05 | Isolating Valve (8505) |  | OPERATING | OPERATING | E211 | SRD0-1M0 | F40605005 |  | SRD0
PMN-H01MEX50AU001 | Runner Servo Motor |  | OPERATING | OPERATING | E211 | SRD0-1M0 | F40605005 |  | SRD0
PMN-H01MEX50BR001 | Oil Head (8500) |  | OPERATING | OPERATING | E211 | SRD0-1M0 | F40605005 |  | SRD0
PMN-H01MEX50BR002 | Inner Pipe |  | OPERATING | OPERATING | E211 | SRD0-1M0 | F40605005 |  | SRD0
PMN-H01MEX50BR003 | Outer Pipe |  | OPERATING | OPERATING | E211 | SRD0-1M0 | F40605005 |  | SRD0
PMN-H01MEX50BR004 | Pipe Line |  | OPERATING | OPERATING | E211 | SRD0-1M0 | F40605005 |  | SRD0
PMN-H01MEX50CP001 | Indicator Position |  | OPERATING | OPERATING | E211 | SRD0-1M0 | F40605005 |  | SRD0
PMN-H01MEX60 | Overspeed Pendulum (1200) |  | OPERATING | OPERATING | E211 | SRD0-1M0 | F40605005 |  | SRD0
PMN-H01MEX60AA001 | Overspeed Pendulum Valve 1200 |  | OPERATING | OPERATING | E211 | SRD0-1M0 | F40605005 |  | SRD0
PMN-H01MEX60AU001 | Pendulum |  | OPERATING | OPERATING | E211 | SRD0-1M0 | F40605005 |  | SRD0
PMN-H01MEX60CS001 | Limit Sw. Overspeed Device |  | OPERATING | OPERATING | E211 | SRD0-1E0 | F40605005 |  | SRD0
PMN-H01MEX60CS001-F01 | Limit Sw. Overspeed Device TB-S03 |  | OPERATING | OPERATING | E211 | SRD0-1E0 | F40605005 |  | SRD0
PMN-H01MEX60CS001-F02 | Limit Sw. Overspeed Device TB-S04 |  | OPERATING | OPERATING | E211 | SRD0-1E0 | F40605005 |  | SRD0
PMN-H01MEX70 | Turbine Control |  | OPERATING | OPERATING | E211 | SRD0-1M0 | F40605005 |  | SRD0
PMN-H01MEX70AA001 | Turbine Control Device |  | OPERATING | OPERATING | E211 | SRD0-1M0 | F40605005 |  | SRD0
PMN-H01MEX70AA001KA01 | Main Supply Valve ( 2415 ) |  | OPERATING | OPERATING | E211 | SRD0-1M0 | F40605005 |  | SRD0
PMN-H01MEX70AA001KA02 | Balance for Main Supply Valve ( 2421 ) |  | OPERATING | OPERATING | E211 | SRD0-1M0 | F40605005 |  | SRD0
PMN-H01MEX70AA001KA03 | Shut off Valve.Control Oil Prop.Valve.(1015) |  | OPERATING | OPERATING | E211 | SRD0-1M0 | F40605005 |  | SRD0
PMN-H01MEX70AA001KA04 | Shut off Valve -Safety Circuit (1016) |  | OPERATING | OPERATING | E211 | SRD0-1M0 | F40605005 |  | SRD0
PMN-H01MEX70AA001KA05 | Throttle Valve.-Oil Quantity Adjust.(1018) |  | OPERATING | OPERATING | E211 | SRD0-1M0 | F40605005 |  | SRD0
PMN-H01MEX70AA001KA06 | GT-B01 Prop. Valve for Wicket Gate |  | OPERATING | OPERATING | E211 | SRD0-1M0 | F40605005 |  | SRD0
PMN-H01MEX70AA001KA07 | GT-B02 Prop. Valve for Runner Blade |  | OPERATING | OPERATING | E211 | SRD0-1M0 | F40605005 |  | SRD0
PMN-H01MEX70AA001KA08 | Valve2/2 (1020) |  | OPERATING | OPERATING | E211 | SRD0-1M0 | F40605005 |  | SRD0
PMN-H01MEX70AA001KA09 | GT-Y01 Lock/Quick S/D Solenoil Valve |  | OPERATING | OPERATING | E211 | SRD0-1M0 | F40605005 |  | SRD0
PMN-H01MEX70AA001KA10 | GT-Y02 Solenoid Valve. for By Pass Valve |  | OPERATING | OPERATING | E211 | SRD0-1M0 | F40605005 |  | SRD0
PMN-H01MEX70AA002 | Wicket Gate Control Device |  | OPERATING | OPERATING | E211 | SRD0-1M0 | F40605005 |  | SRD0
PMN-H01MEX70AA002KA01 | Throttle Chk.Valve.Adjust.W/G Open. 1010 |  | OPERATING | OPERATING | E211 | SRD0-1M0 | F40605005 |  | SRD0
PMN-H01MEX70AA002KA02 | Throttle Chk.Valve.Adjust.W/G Close. 1011 |  | OPERATING | OPERATING | E211 | SRD0-1M0 | F40605005 |  | SRD0
PMN-H01MEX70AA002KA03 | Quick Closing W/G & Quick S/D (1019) |  | OPERATING | OPERATING | E211 | SRD0-1M0 | F40605005 |  | SRD0
PMN-H01MEX70AA002KA04 | By - Pass Valve Control Block (1024) |  | OPERATING | OPERATING | E211 | SRD0-1M0 | F40605005 |  | SRD0
PMN-H01MEX70AA002KA05 | Check Valve (1025) |  | OPERATING | OPERATING | E211 | SRD0-1M0 | F40605005 |  | SRD0
PMN-H01MEX70AA003 | Runner Blade Control Device |  | OPERATING | OPERATING | E211 | SRD0-1M0 | F40605005 |  | SRD0
PMN-H01MEX70AA003KA01 | Throttle Chk.Valve.Adjust.R/B Open. 1012 |  | OPERATING | OPERATING | E211 | SRD0-1M0 | F40605005 |  | SRD0
PMN-H01MEX70AA003KA02 | Throttle Chk.Valve.Adjust.R/B Close. 1013 |  | OPERATING | OPERATING | E211 | SRD0-1M0 | F40605005 |  | SRD0
PMN-H01MEX70AT001 | Double Filter 20 Micron(1014) |  | OPERATING | OPERATING | E211 | SRD0-1M0 | F40605005 |  | SRD0
PMN-H01MEX70AT001-P01 | Filter Diff. Pressure Switch -S06 |  | OPERATING | OPERATING | E211 | SRD0-1E0 | F40605005 |  | SRD0
PMN-H01MEX70AT001KA01 | Hand Valve |  | OPERATING | OPERATING | E211 | SRD0-1M0 | F40605005 |  | SRD0
PMN-H01MEX70AT001KT01 | Filter Element |  | OPERATING | OPERATING | E211 | SRD0-1M0 | F40605005 |  | SRD0
PMN-H01MEX70AT001MR01 | Piping |  | OPERATING | OPERATING | E211 | SRD0-1M0 | F40605005 |  | SRD0
PMN-H01MEX70CP001 | Turbine Control ( Pressure Sw. ) |  | OPERATING | OPERATING | E211 | SRD0-1E0 | F40605005 |  | SRD0
PMN-H01MEX70CP001-F01 | Pressure Sw. for Main Pump -S01 |  | OPERATING | OPERATING | E211 | SRD0-1E0 | F40605005 |  | SRD0
PMN-H01MEX70CP001-F02 | Pressure Sw. for Stand By Pump -S02 |  | OPERATING | OPERATING | E211 | SRD0-1E0 | F40605005 |  | SRD0
PMN-H01MEX70CP001-F03 | Pressure Sw. for Stand By Pump -S03 |  | OPERATING | OPERATING | E211 | SRD0-1E0 | F40605005 |  | SRD0
PMN-H01MEX70CP001-F04 | Pressure Sw. for Oil Press. te Low -S04 |  | OPERATING | OPERATING | E211 | SRD0-1E0 | F40605005 |  | SRD0
PMN-H01MEX70CP001-F05 | Pressure Sw. for Auto. Air Supply -S05 |  | OPERATING | OPERATING | E211 | SRD0-1E0 | F40605005 |  | SRD0
PMN-H01MEX80 | Servo Motor |  | OPERATING | OPERATING | E211 | SRD0-1M0 | F40605005 |  | SRD0
PMN-H01MEX80AA001 | Valve for Servo Motor |  | OPERATING | OPERATING | E211 | SRD0-1M0 | F40605005 |  | SRD0
PMN-H01MEX80AA001KA01 | Drainage Valve (79002/1) |  | OPERATING | OPERATING | E211 | SRD0-1M0 | F40605005 |  | SRD0
PMN-H01MEX80AA001KA02 | Drainage Valve (79003/1) |  | OPERATING | OPERATING | E211 | SRD0-1M0 | F40605005 |  | SRD0
PMN-H01MEX80AA001KA03 | Drainage Valve (79002/2) |  | OPERATING | OPERATING | E211 | SRD0-1M0 | F40605005 |  | SRD0
PMN-H01MEX80AA001KA04 | Drainage Valve (79003/2) |  | OPERATING | OPERATING | E211 | SRD0-1M0 | F40605005 |  | SRD0
PMN-H01MEX80AA001KA05 | Throttle Chk.Valve. Cushion. Adj.(79011) |  | OPERATING | OPERATING | E211 | SRD0-1M0 | F40605005 |  | SRD0
PMN-H01MEX80AU001 | Servo Motor (79000/1) |  | OPERATING | OPERATING | E211 | SRD0-1M0 | F40605005 |  | SRD0
PMN-H01MEX80AU002 | Servo Motor (79000/2) |  | OPERATING | OPERATING | E211 | SRD0-1M0 | F40605005 |  | SRD0
PMN-H01MEX80BR001 | Pipe Line |  | OPERATING | OPERATING | E211 | SRD0-1M0 | F40605005 |  | SRD0
PMN-H01MEX80CW001 | Closing Weight (79010) |  | OPERATING | OPERATING | E211 | SRD0-1M0 | F40605005 |  | SRD0
PMN-H01MK | Generator Plant |  | OPERATING | OPERATING | E211 | SRD0-1E0 | F40605005 |  | SRD0
PMN-H01MKA | Generator |  | OPERATING | OPERATING | E211 | SRD0-1E0 | F40605005 |  | SRD0
PMN-H01MKA10 | Gen.Coupling Shaft |  | OPERATING | OPERATING | E211 | SRD0-1M0 | F40605005 |  | SRD0
PMN-H01MKA10AU001 | Coupling Bolts Gen.& Turbine Shaft Set |  | OPERATING | OPERATING | E211 | SRD0-1M0 | F40605005 |  | SRD0
PMN-H01MKA10AU001MK01 | Coupling Bolts Gen.& Turbine Shaft No.1 |  | OPERATING | OPERATING | E211 | SRD0-1M0 | F40605005 |  | SRD0
PMN-H01MKA10AU001MK02 | Coupling Bolts Gen.& Turbine Shaft No.2 |  | OPERATING | OPERATING | E211 | SRD0-1M0 | F40605005 |  | SRD0
PMN-H01MKA10AU001MK03 | Coupling Bolts Gen.& Turbine Shaft No.3 |  | OPERATING | OPERATING | E211 | SRD0-1M0 | F40605005 |  | SRD0
PMN-H01MKA10AU001MK04 | Coupling Bolts Gen.& Turbine Shaft No.4 |  | OPERATING | OPERATING | E211 | SRD0-1M0 | F40605005 |  | SRD0
PMN-H01MKA10AU001MK05 | Coupling Bolts Gen.& Turbine Shaft No.5 |  | OPERATING | OPERATING | E211 | SRD0-1M0 | F40605005 |  | SRD0
PMN-H01MKA10AU001MK06 | Coupling Bolts Gen.& Turbine Shaft No.6 |  | OPERATING | OPERATING | E211 | SRD0-1M0 | F40605005 |  | SRD0
PMN-H01MKA10AU001MK07 | Coupling Bolts Gen.& Turbine Shaft No.7 |  | OPERATING | OPERATING | E211 | SRD0-1M0 | F40605005 |  | SRD0
PMN-H01MKA10AU001MK08 | Coupling Bolts Gen.& Turbine Shaft No.8 |  | OPERATING | OPERATING | E211 | SRD0-1M0 | F40605005 |  | SRD0
PMN-H01MKA10AU001MK09 | Coupling Bolts Gen.& Turbine Shaft No.9 |  | OPERATING | OPERATING | E211 | SRD0-1M0 | F40605005 |  | SRD0
PMN-H01MKA10AU001MK10 | Coupling Bolts Gen.& Turbine Shaft No.10 |  | OPERATING | OPERATING | E211 | SRD0-1M0 | F40605005 |  | SRD0
PMN-H01MKA20 | Generator Rotor |  | OPERATING | OPERATING | E211 | SRD0-1E0 | F40605005 |  | SRD0
PMN-H01MKA20AE001 | Motor for Coal Exaust GB-M07 |  | OPERATING | OPERATING | E211 | SRD0-1E0 | F40605005 |  | SRD0
PMN-H01MKA20CG001 | Position Rotor Locking Bolt GB-S10 |  | OPERATING | OPERATING | E211 | SRD0-1M0 | F40605005 |  | SRD0
PMN-H01MKA20CT001 | Thermostat Air Slip Ring Room GB-S21 |  | OPERATING | OPERATING | E211 | SRD0-1E0 | F40605005 |  | SRD0
PMN-H01MKA20HB001 | Rotor Spider |  | OPERATING | OPERATING | E211 | SRD0-1E0 | F40605005 |  | SRD0
PMN-H01MKA20HB002 | Laminate Rim |  | OPERATING | OPERATING | E211 | SRD0-1E0 | F40605005 |  | SRD0
PMN-H01MKA20HB003 | Rotor Pole Set |  | OPERATING | OPERATING | E211 | SRD0-1E0 | F40605005 |  | SRD0
PMN-H01MKA20HB003-G01 | Rotor Pole No.1 |  | OPERATING | OPERATING | E211 | SRD0-1E0 | F40605005 |  | SRD0
PMN-H01MKA20HB003-G02 | Rotor Pole No.2 |  | OPERATING | OPERATING | E211 | SRD0-1E0 | F40605005 |  | SRD0
PMN-H01MKA20HB003-G03 | Rotor Pole No.3 |  | OPERATING | OPERATING | E211 | SRD0-1E0 | F40605005 |  | SRD0
PMN-H01MKA20HB003-G04 | Rotor Pole No.4 |  | OPERATING | OPERATING | E211 | SRD0-1E0 | F40605005 |  | SRD0
PMN-H01MKA20HB003-G05 | Rotor Pole No.5 |  | OPERATING | OPERATING | E211 | SRD0-1E0 | F40605005 |  | SRD0
PMN-H01MKA20HB003-G06 | Rotor Pole No.6 |  | OPERATING | OPERATING | E211 | SRD0-1E0 | F40605005 |  | SRD0
PMN-H01MKA20HB003-G07 | Rotor Pole No.7 |  | OPERATING | OPERATING | E211 | SRD0-1E0 | F40605005 |  | SRD0
PMN-H01MKA20HB003-G08 | Rotor Pole No.8 |  | OPERATING | OPERATING | E211 | SRD0-1E0 | F40605005 |  | SRD0
PMN-H01MKA20HB003-G09 | Rotor Pole No.9 |  | OPERATING | OPERATING | E211 | SRD0-1E0 | F40605005 |  | SRD0
PMN-H01MKA20HB003-G10 | Rotor Pole No.10 |  | OPERATING | OPERATING | E211 | SRD0-1E0 | F40605005 |  | SRD0
PMN-H01MKA20HB003-G11 | Rotor Pole No.11 |  | OPERATING | OPERATING | E211 | SRD0-1E0 | F40605005 |  | SRD0
PMN-H01MKA20HB003-G12 | Rotor Pole No.12 |  | OPERATING | OPERATING | E211 | SRD0-1E0 | F40605005 |  | SRD0
PMN-H01MKA20HB003-G13 | Rotor Pole No.13 |  | OPERATING | OPERATING | E211 | SRD0-1E0 | F40605005 |  | SRD0
PMN-H01MKA20HB003-G14 | Rotor Pole No.14 |  | OPERATING | OPERATING | E211 | SRD0-1E0 | F40605005 |  | SRD0
PMN-H01MKA20HB003-G15 | Rotor Pole No.15 |  | OPERATING | OPERATING | E211 | SRD0-1E0 | F40605005 |  | SRD0
PMN-H01MKA20HB003-G16 | Rotor Pole No.16 |  | OPERATING | OPERATING | E211 | SRD0-1E0 | F40605005 |  | SRD0
PMN-H01MKA20HB003-G17 | Rotor Pole No.17 |  | OPERATING | OPERATING | E211 | SRD0-1E0 | F40605005 |  | SRD0
PMN-H01MKA20HB003-G18 | Rotor Pole No.18 |  | OPERATING | OPERATING | E211 | SRD0-1E0 | F40605005 |  | SRD0
PMN-H01MKA20HB003-G19 | Rotor Pole No.19 |  | OPERATING | OPERATING | E211 | SRD0-1E0 | F40605005 |  | SRD0
PMN-H01MKA20HB003-G20 | Rotor Pole No.20 |  | OPERATING | OPERATING | E211 | SRD0-1E0 | F40605005 |  | SRD0
PMN-H01MKA20HB003-G21 | Rotor Pole No.21 |  | OPERATING | OPERATING | E211 | SRD0-1E0 | F40605005 |  | SRD0
PMN-H01MKA20HB003-G22 | Rotor Pole No.22 |  | OPERATING | OPERATING | E211 | SRD0-1E0 | F40605005 |  | SRD0
PMN-H01MKA20HB003-G23 | Rotor Pole No.23 |  | OPERATING | OPERATING | E211 | SRD0-1E0 | F40605005 |  | SRD0
PMN-H01MKA20HB003-G24 | Rotor Pole No.24 |  | OPERATING | OPERATING | E211 | SRD0-1E0 | F40605005 |  | SRD0
PMN-H01MKA20HB003-G25 | Rotor Pole No.25 |  | OPERATING | OPERATING | E211 | SRD0-1E0 | F40605005 |  | SRD0
PMN-H01MKA20HB003-G26 | Rotor Pole No.26 |  | OPERATING | OPERATING | E211 | SRD0-1E0 | F40605005 |  | SRD0
PMN-H01MKA20HB003-G27 | Rotor Pole No.27 |  | OPERATING | OPERATING | E211 | SRD0-1E0 | F40605005 |  | SRD0
PMN-H01MKA20HB003-G28 | Rotor Pole No.28 |  | OPERATING | OPERATING | E211 | SRD0-1E0 | F40605005 |  | SRD0
PMN-H01MKA20HB003-G29 | Rotor Pole No.29 |  | OPERATING | OPERATING | E211 | SRD0-1E0 | F40605005 |  | SRD0
PMN-H01MKA20HB003-G30 | Rotor Pole No.30 |  | OPERATING | OPERATING | E211 | SRD0-1E0 | F40605005 |  | SRD0
PMN-H01MKA20HB003-G31 | Rotor Pole No.31 |  | OPERATING | OPERATING | E211 | SRD0-1E0 | F40605005 |  | SRD0
PMN-H01MKA20HB003-G32 | Rotor Pole No.32 |  | OPERATING | OPERATING | E211 | SRD0-1E0 | F40605005 |  | SRD0
PMN-H01MKA20HB003-G33 | Rotor Pole No.33 |  | OPERATING | OPERATING | E211 | SRD0-1E0 | F40605005 |  | SRD0
PMN-H01MKA20HB003-G34 | Rotor Pole No.34 |  | OPERATING | OPERATING | E211 | SRD0-1E0 | F40605005 |  | SRD0
PMN-H01MKA20HB003-G35 | Rotor Pole No.35 |  | OPERATING | OPERATING | E211 | SRD0-1E0 | F40605005 |  | SRD0
PMN-H01MKA20HB003-G36 | Rotor Pole No.36 |  | OPERATING | OPERATING | E211 | SRD0-1E0 | F40605005 |  | SRD0
PMN-H01MKA20HB003-G37 | Rotor Pole No.37 |  | OPERATING | OPERATING | E211 | SRD0-1E0 | F40605005 |  | SRD0
PMN-H01MKA20HB003-G38 | Rotor Pole No.38 |  | OPERATING | OPERATING | E211 | SRD0-1E0 | F40605005 |  | SRD0
PMN-H01MKA20HB003-G39 | Rotor Pole No.39 |  | OPERATING | OPERATING | E211 | SRD0-1E0 | F40605005 |  | SRD0
PMN-H01MKA20HB003-G40 | Rotor Pole No.40 |  | OPERATING | OPERATING | E211 | SRD0-1E0 | F40605005 |  | SRD0
PMN-H01MKA20HB003-G41 | Rotor Pole No.41 |  | OPERATING | OPERATING | E211 | SRD0-1E0 | F40605005 |  | SRD0
PMN-H01MKA20HB003-G42 | Rotor Pole No.42 |  | OPERATING | OPERATING | E211 | SRD0-1E0 | F40605005 |  | SRD0
PMN-H01MKA20HB003-G43 | Rotor Pole No.43 |  | OPERATING | OPERATING | E211 | SRD0-1E0 | F40605005 |  | SRD0
PMN-H01MKA20HB003-G44 | Rotor Pole No.44 |  | OPERATING | OPERATING | E211 | SRD0-1E0 | F40605005 |  | SRD0
PMN-H01MKA20HB003-G45 | Rotor Pole No.45 |  | OPERATING | OPERATING | E211 | SRD0-1E0 | F40605005 |  | SRD0
PMN-H01MKA20HB003-G46 | Rotor Pole No.46 |  | OPERATING | OPERATING | E211 | SRD0-1E0 | F40605005 |  | SRD0
PMN-H01MKA20HB003-G47 | Rotor Pole No.47 |  | OPERATING | OPERATING | E211 | SRD0-1E0 | F40605005 |  | SRD0
PMN-H01MKA20HB003-G48 | Rotor Pole No.48 |  | OPERATING | OPERATING | E211 | SRD0-1E0 | F40605005 |  | SRD0
PMN-H01MKA20HB003-G49 | Rotor Pole No.49 |  | OPERATING | OPERATING | E211 | SRD0-1E0 | F40605005 |  | SRD0
PMN-H01MKA20HB003-G50 | Rotor Pole No.50 |  | OPERATING | OPERATING | E211 | SRD0-1E0 | F40605005 |  | SRD0
PMN-H01MKA20HB003-G51 | Rotor Pole No.51 |  | OPERATING | OPERATING | E211 | SRD0-1E0 | F40605005 |  | SRD0
PMN-H01MKA20HB003-G52 | Rotor Pole No.52 |  | OPERATING | OPERATING | E211 | SRD0-1E0 | F40605005 |  | SRD0
PMN-H01MKA20HB003-G53 | Rotor Pole No.53 |  | OPERATING | OPERATING | E211 | SRD0-1E0 | F40605005 |  | SRD0
PMN-H01MKA20HB003-G54 | Rotor Pole No.54 |  | OPERATING | OPERATING | E211 | SRD0-1E0 | F40605005 |  | SRD0
PMN-H01MKA20HB003-G55 | Rotor Pole No.55 |  | OPERATING | OPERATING | E211 | SRD0-1E0 | F40605005 |  | SRD0
PMN-H01MKA20HB003-G56 | Rotor Pole No.56 |  | OPERATING | OPERATING | E211 | SRD0-1E0 | F40605005 |  | SRD0
PMN-H01MKA20HB003-G57 | Rotor Pole No.57 |  | OPERATING | OPERATING | E211 | SRD0-1E0 | F40605005 |  | SRD0
PMN-H01MKA20HB003-G58 | Rotor Pole No.58 |  | OPERATING | OPERATING | E211 | SRD0-1E0 | F40605005 |  | SRD0
PMN-H01MKA20HB003-G59 | Rotor Pole No.59 |  | OPERATING | OPERATING | E211 | SRD0-1E0 | F40605005 |  | SRD0
PMN-H01MKA20HB003-G60 | Rotor Pole No.60 |  | OPERATING | OPERATING | E211 | SRD0-1E0 | F40605005 |  | SRD0
PMN-H01MKA30 | Support Structure & Foundation |  | OPERATING | OPERATING | E211 | SRD0-1M0 | F40605005 |  | SRD0
PMN-H01MKA30CL001 | Water Level Drainage Line GB-S09 |  | OPERATING | OPERATING | E211 | SRD0-1M0 | F40605005 |  | SRD0
PMN-H01MKA30HA001 | Bulb Noss |  | OPERATING | OPERATING | E211 | SRD0-1M0 | F40605005 |  | SRD0
PMN-H01MKA30HA002 | Vertical Bulb Support |  | OPERATING | OPERATING | E211 | SRD0-1M0 | F40605005 |  | SRD0
PMN-H01MKA30HA003 | Lateral Support |  | OPERATING | OPERATING | E211 | SRD0-1M0 | F40605005 |  | SRD0
PMN-H01MKA40 | Stator |  | OPERATING | OPERATING | E211 | SRD0-1E0 | F40605005 |  | SRD0
PMN-H01MKA40CT001 | Temp. Stator Winding |  | OPERATING | OPERATING | E211 | SRD0-1E0 | F40605005 |  | SRD0
PMN-H01MKA40CT001-P01 | Temp. Stator Winding GB-B01 |  | OPERATING | OPERATING | E211 | SRD0-1E0 | F40605005 |  | SRD0
PMN-H01MKA40CT001-P02 | Temp. Stator Winding GB-B02 |  | OPERATING | OPERATING | E211 | SRD0-1E0 | F40605005 |  | SRD0
PMN-H01MKA40CT001-P03 | Temp. Stator Winding GB-B03 |  | OPERATING | OPERATING | E211 | SRD0-1E0 | F40605005 |  | SRD0
PMN-H01MKA40CT001-P04 | Temp. Stator Winding GB-B04 |  | OPERATING | OPERATING | E211 | SRD0-1E0 | F40605005 |  | SRD0
PMN-H01MKA40CT001-P05 | Temp. Stator Winding GB-B05 |  | OPERATING | OPERATING | E211 | SRD0-1E0 | F40605005 |  | SRD0
PMN-H01MKA40CT001-P06 | Temp. Stator Winding GB-B06 |  | OPERATING | OPERATING | E211 | SRD0-1E0 | F40605005 |  | SRD0
PMN-H01MKA40CT002 | Temp. Stator Core |  | OPERATING | OPERATING | E211 | SRD0-1E0 | F40605005 |  | SRD0
PMN-H01MKA40CT002-P01 | Temp. Stator Core GB-B07 |  | OPERATING | OPERATING | E211 | SRD0-1E0 | F40605005 |  | SRD0
PMN-H01MKA40CT002-P02 | Temp. Stator Core GB-B08 |  | OPERATING | OPERATING | E211 | SRD0-1E0 | F40605005 |  | SRD0
PMN-H01MKA40CT002-P03 | Temp. Stator Core GB-B09 |  | OPERATING | OPERATING | E211 | SRD0-1E0 | F40605005 |  | SRD0
PMN-H01MKA40CT003 | Thermostat Stand Still Heating |  | OPERATING | OPERATING | E211 | SRD0-1E0 | F40605005 |  | SRD0
PMN-H01MKA40CT003-P01 | Thermostat Stand Still Heating GB-S07 |  | OPERATING | OPERATING | E211 | SRD0-1E0 | F40605005 |  | SRD0
PMN-H01MKA40CT003-P02 | Thermostat Stand Still Heating GB-S08 |  | OPERATING | OPERATING | E211 | SRD0-1E0 | F40605005 |  | SRD0
PMN-H01MKA40HA001 | Gen. Stator Frame |  | OPERATING | OPERATING | E211 | SRD0-1E0 | F40605005 |  | SRD0
PMN-H01MKA40HA002 | Gen. Stator Core |  | OPERATING | OPERATING | E211 | SRD0-1E0 | F40605005 |  | SRD0
PMN-H01MKA40HA003 | Gen. Stator Winding |  | OPERATING | OPERATING | E211 | SRD0-1E0 | F40605005 |  | SRD0
PMN-H01MKA50 | Gen. Air Fan |  | OPERATING | OPERATING | E211 | SRD0-1E0 | F40605005 |  | SRD0
PMN-H01MKA50AC001 | Gen. Cooling Air Fan No.01 |  | OPERATING | OPERATING | E211 | SRD0-1E0 | F40605005 |  | SRD0
PMN-H01MKA50AC001-M01 | Motor GB-M01 |  | OPERATING | OPERATING | E211 | SRD0-1E0 | F40605005 |  | SRD0
PMN-H01MKA50AC001KN01 | Fan |  | OPERATING | OPERATING | E211 | SRD0-1E0 | F40605005 |  | SRD0
PMN-H01MKA50AC001MK01 | Coupling |  | OPERATING | OPERATING | E211 | SRD0-1M0 | F40605005 |  | SRD0
PMN-H01MKA50AC001MR01 | Air Duct |  | OPERATING | OPERATING | E211 | SRD0-1M0 | F40605005 |  | SRD0
PMN-H01MKA50AC002 | Gen. Cooling Air Fan No.02 |  | OPERATING | OPERATING | E211 | SRD0-1E0 | F40605005 |  | SRD0
PMN-H01MKA50AC002-M01 | Motor GB-M02 |  | OPERATING | OPERATING | E211 | SRD0-1E0 | F40605005 |  | SRD0
PMN-H01MKA50AC002KN01 | Fan |  | OPERATING | OPERATING | E211 | SRD0-1E0 | F40605005 |  | SRD0
PMN-H01MKA50AC002MK01 | Coupling |  | OPERATING | OPERATING | E211 | SRD0-1M0 | F40605005 |  | SRD0
PMN-H01MKA50AC002MR01 | Air Duct |  | OPERATING | OPERATING | E211 | SRD0-1M0 | F40605005 |  | SRD0
PMN-H01MKA50AC003 | Gen. Cooling Air Fan No.03 |  | OPERATING | OPERATING | E211 | SRD0-1E0 | F40605005 |  | SRD0
PMN-H01MKA50AC003-M01 | Motor GB-M03 |  | OPERATING | OPERATING | E211 | SRD0-1E0 | F40605005 |  | SRD0
PMN-H01MKA50AC003KN01 | Fan |  | OPERATING | OPERATING | E211 | SRD0-1E0 | F40605005 |  | SRD0
PMN-H01MKA50AC003MK01 | Coupling |  | OPERATING | OPERATING | E211 | SRD0-1M0 | F40605005 |  | SRD0
PMN-H01MKA50AC003MR01 | Air Duct |  | OPERATING | OPERATING | E211 | SRD0-1M0 | F40605005 |  | SRD0
PMN-H01MKA50AC004 | Gen. Cooling Air Fan No.04 |  | OPERATING | OPERATING | E211 | SRD0-1E0 | F40605005 |  | SRD0
PMN-H01MKA50AC004-M01 | Motor GB-M04 |  | OPERATING | OPERATING | E211 | SRD0-1E0 | F40605005 |  | SRD0
PMN-H01MKA50AC004KN01 | Fan |  | OPERATING | OPERATING | E211 | SRD0-1E0 | F40605005 |  | SRD0
PMN-H01MKA50AC004MK01 | Coupling |  | OPERATING | OPERATING | E211 | SRD0-1M0 | F40605005 |  | SRD0
PMN-H01MKA50AC004MR01 | Air Duct |  | OPERATING | OPERATING | E211 | SRD0-1E0 | F40605005 |  | SRD0
PMN-H01MKA50AC005 | Air Dehumidditier |  | OPERATING | OPERATING | E211 | SRD0-1E0 | F40605005 |  | SRD0
PMN-H01MKA50AC005KT01 | Air Dehumidditier GB-M05 |  | OPERATING | OPERATING | E211 | SRD0-1E0 | F40605005 |  | SRD0
PMN-H01MKA50AC005KT02 | Air Dehumidditier GB-M06 |  | OPERATING | OPERATING | E211 | SRD0-1E0 | F40605005 |  | SRD0
PMN-H01MKA50CP001 | Cooling Air Circulat.Pressure Sw. |  | OPERATING | OPERATING | E211 | SRD0-1E0 | F40605005 |  | SRD0
PMN-H01MKA50CP001-F01 | Cooling Air Circulat.Pressure Sw.GB-S03 |  | OPERATING | OPERATING | E211 | SRD0-1E0 | F40605005 |  | SRD0
PMN-H01MKA50CP001-F02 | Cooling Air Circulat.Pressure Sw.GB-S04 |  | OPERATING | OPERATING | E211 | SRD0-1E0 | F40605005 |  | SRD0
PMN-H01MKA50CP001-F03 | Cooling Air Circulat.Pressure Sw.GB-S05 |  | OPERATING | OPERATING | E211 | SRD0-1E0 | F40605005 |  | SRD0
PMN-H01MKA50CP001-F04 | Cooling Air Circulat.Pressure Sw.GB-S06 |  | OPERATING | OPERATING | E211 | SRD0-1E0 | F40605005 |  | SRD0
PMN-H01MKA50CT001 | Temp. Gen. Air Fan |  | OPERATING | OPERATING | E211 | SRD0-1E0 | F40605005 |  | SRD0
PMN-H01MKA50CT001-P01 | Temp. Hot Air GB-B10 |  | OPERATING | OPERATING | E211 | SRD0-1E0 | F40605005 |  | SRD0
PMN-H01MKA50CT001-P02 | Temp. Hot Air GB-B11 |  | OPERATING | OPERATING | E211 | SRD0-1E0 | F40605005 |  | SRD0
PMN-H01MKA50CT001-P03 | Temp. Cold Air GB-B12 |  | OPERATING | OPERATING | E211 | SRD0-1E0 | F40605005 |  | SRD0
PMN-H01MKA50CT001-P04 | Temp. Cold Air GB-B13 |  | OPERATING | OPERATING | E211 | SRD0-1E0 | F40605005 |  | SRD0
PMN-H01MKA50CT001-P05 | Thermostat Hot GB-S01 |  | OPERATING | OPERATING | E211 | SRD0-1E0 | F40605005 |  | SRD0
PMN-H01MKA50CT001-P06 | Thermostat Hot GB-S02 |  | OPERATING | OPERATING | E211 | SRD0-1E0 | F40605005 |  | SRD0
PMN-H01MKA60 | Generator Friction Brake |  | OPERATING | OPERATING | E211 | SRD0-1M0 | F40605005 |  | SRD0
PMN-H01MKA60AA001 | Drain Valve R1/2 |  | OPERATING | OPERATING | E211 | SRD0-1M0 | F40605005 |  | SRD0
PMN-H01MKA60AU001 | Brake Jack |  | OPERATING | OPERATING | E211 | SRD0-1M0 | F40605005 |  | SRD0
PMN-H01MKA60AU002 | Brake Set |  | OPERATING | OPERATING | E211 | SRD0-1M0 | F40605005 |  | SRD0
PMN-H01MKA60AU002KA01 | Brake No.1 |  | OPERATING | OPERATING | E211 | SRD0-1M0 | F40605005 |  | SRD0
PMN-H01MKA60AU002KA02 | Brake No.2 |  | OPERATING | OPERATING | E211 | SRD0-1M0 | F40605005 |  | SRD0
PMN-H01MKA60AU002KA03 | Brake No.3 |  | OPERATING | OPERATING | E211 | SRD0-1M0 | F40605005 |  | SRD0
PMN-H01MKA60AU002KA04 | Brake No.4 |  | OPERATING | OPERATING | E211 | SRD0-1M0 | F40605005 |  | SRD0
PMN-H01MKA60AU002KA05 | Brake No.5 |  | OPERATING | OPERATING | E211 | SRD0-1M0 | F40605005 |  | SRD0
PMN-H01MKA60AU002KA06 | Brake No.6 |  | OPERATING | OPERATING | E211 | SRD0-1M0 | F40605005 |  | SRD0
PMN-H01MKA60AU002KA07 | Brake No.7 |  | OPERATING | OPERATING | E211 | SRD0-1M0 | F40605005 |  | SRD0
PMN-H01MKA60BR001 | Pipe Line |  | OPERATING | OPERATING | E211 | SRD0-1M0 | F40605005 |  | SRD0
PMN-H01MKA60CG001 | Position of Braking Jack |  | OPERATING | OPERATING | E211 | SRD0-1M0 | F40605005 |  | SRD0
PMN-H01MKA60CG001KA01 | Position of Braking Jack GB-S11 |  | OPERATING | OPERATING | E211 | SRD0-1M0 | F40605005 |  | SRD0
PMN-H01MKA60CG001KA02 | Position of Braking Jack GB-S12 |  | OPERATING | OPERATING | E211 | SRD0-1M0 | F40605005 |  | SRD0
PMN-H01MKA60CG001KA03 | Position of Braking Jack GB-S13 |  | OPERATING | OPERATING | E211 | SRD0-1M0 | F40605005 |  | SRD0
PMN-H01MKA60CG001KA04 | Position of Braking Jack GB-S14 |  | OPERATING | OPERATING | E211 | SRD0-1M0 | F40605005 |  | SRD0
PMN-H01MKA60CG001KA05 | Position of Braking Jack GB-S15 |  | OPERATING | OPERATING | E211 | SRD0-1M0 | F40605005 |  | SRD0
PMN-H01MKA60CG001KA06 | Position of Braking Jack GB-S16 |  | OPERATING | OPERATING | E211 | SRD0-1M0 | F40605005 |  | SRD0
PMN-H01MKA60CG001KA07 | Position of Braking Jack GB-S17 |  | OPERATING | OPERATING | E211 | SRD0-1M0 | F40605005 |  | SRD0
PMN-H01MKA60CP001 | Low Pressure Air |  | OPERATING | OPERATING | E211 | SRD0-1M0 | F40605005 |  | SRD0
PMN-H01MKA60CP001-P01 | Low Pressure Air BR-S01 |  | OPERATING | OPERATING | E211 | SRD0-1M0 | F40605005 |  | SRD0
PMN-H01MKA60CP001-P02 | Low Pressure Air BR-S02 |  | OPERATING | OPERATING | E211 | SRD0-1M0 | F40605005 |  | SRD0
PMN-H01MKC | Exciter Set |  | OPERATING | OPERATING | E211 | SRD0-1E0 | F40605005 |  | SRD0
PMN-H01MKC10 | Exciter Set |  | OPERATING | OPERATING | E211 | SRD0-1E0 | F40605005 |  | SRD0
PMN-H01MKC10GW001 | Automatic Voltage Regulator Cabinet (+EC1) |  | OPERATING | OPERATING | E211 | SRD0-1E0 | F40605005 |  | SRD0
PMN-H01MKC10GW001-Q01 | Generator Measurement |  | OPERATING | OPERATING | E211 | SRD0-1E0 | F40605005 |  | SRD0
PMN-H01MKC10GW001-Q02 | Auxiliary Power Supply |  | OPERATING | OPERATING | E211 | SRD0-1E0 | F40605005 |  | SRD0
PMN-H01MKC10GW001-Q03 | Control Voltage Distribution |  | OPERATING | OPERATING | E211 | SRD0-1E0 | F40605005 |  | SRD0
PMN-H01MKC10GW001-Q04 | Equipotential Busbar |  | OPERATING | OPERATING | E211 | SRD0-1E0 | F40605005 |  | SRD0
PMN-H01MKC10GW001-Q05 | Supply Distribution |  | OPERATING | OPERATING | E211 | SRD0-1E0 | F40605005 |  | SRD0
PMN-H01MKC10GW001-Q06 | AVR & Local Controller Supply |  | OPERATING | OPERATING | E211 | SRD0-1E0 | F40605005 |  | SRD0
PMN-H01MKC10GW001-Q07 | Block diagram P100C-SX. Channel 1A1 |  | OPERATING | OPERATING | E211 | SRD0-1E0 | F40605005 |  | SRD0
PMN-H01MKC10GW001-Q08 | Block diagram P100C-SX. Channel 1A2 |  | OPERATING | OPERATING | E211 | SRD0-1E0 | F40605005 |  | SRD0
PMN-H01MKC10GW001-Q09 | AVR - Binary Input X6 |  | OPERATING | OPERATING | E211 | SRD0-1E0 | F40605005 |  | SRD0
PMN-H01MKC10GW001-Q10 | AVR - Binary Input X10 |  | OPERATING | OPERATING | E211 | SRD0-1E0 | F40605005 |  | SRD0
PMN-H01MKC10GW001-Q11 | AVR - Binary Input X11 |  | OPERATING | OPERATING | E211 | SRD0-1E0 | F40605005 |  | SRD0
PMN-H01MKC10GW001-Q12 | AVR - Binary Input X12 |  | OPERATING | OPERATING | E211 | SRD0-1E0 | F40605005 |  | SRD0
PMN-H01MKC10GW001-Q13 | AVR - Binary Output X3 |  | OPERATING | OPERATING | E211 | SRD0-1E0 | F40605005 |  | SRD0
PMN-H01MKC10GW001-Q14 | AVR - Binary Output X13 |  | OPERATING | OPERATING | E211 | SRD0-1E0 | F40605005 |  | SRD0
PMN-H01MKC10GW001-Q15 | AVR - Binary Output X14 |  | OPERATING | OPERATING | E211 | SRD0-1E0 | F40605005 |  | SRD0
PMN-H01MKC10GW001-Q16 | AVR - Binary Output X15 |  | OPERATING | OPERATING | E211 | SRD0-1E0 | F40605005 |  | SRD0
PMN-H01MKC10GW001-Q17 | Local / Remote Control |  | OPERATING | OPERATING | E211 | SRD0-1E0 | F40605005 |  | SRD0
PMN-H01MKC10GW001-Q18 | Trip from Excitation System |  | OPERATING | OPERATING | E211 | SRD0-1E0 | F40605005 |  | SRD0
PMN-H01MKC10GW001-Q19 | Trip to Excitation System |  | OPERATING | OPERATING | E211 | SRD0-1E0 | F40605005 |  | SRD0
PMN-H01MKC10GW001-Q20 | Rotor Graund Foult |  | OPERATING | OPERATING | E211 | SRD0-1E0 | F40605005 |  | SRD0
PMN-H01MKC10GW001-Q21 | Ethemet Connection |  | OPERATING | OPERATING | E211 | SRD0-1E0 | F40605005 |  | SRD0
PMN-H01MKC10GW001-Q22 | Cabinet Lighting |  | OPERATING | OPERATING | E211 | SRD0-1E0 | F40605005 |  | SRD0
PMN-H01MKC10GW001-Q23 | Fiber Optic Link |  | OPERATING | OPERATING | E211 | SRD0-1E0 | F40605005 |  | SRD0
PMN-H01MKC10GW002 | Rectifier Cabinet (+EC2) |  | OPERATING | OPERATING | E211 | SRD0-1E0 | F40605005 |  | SRD0
PMN-H01MKC10GW002-Q01 | Block Diagram SL-11 Local Controller 2A01 |  | OPERATING | OPERATING | E211 | SRD0-1E0 | F40605005 |  | SRD0
PMN-H01MKC10GW002-Q02 | Block Diagram SL-11 Local Controller 2A02 |  | OPERATING | OPERATING | E211 | SRD0-1E0 | F40605005 |  | SRD0
PMN-H01MKC10GW002-Q03 | Rectifier A - Power Curcuits |  | OPERATING | OPERATING | E211 | SRD0-1E0 | F40605005 |  | SRD0
PMN-H01MKC10GW002-Q04 | Rectifier A - Thyrister Gate Control |  | OPERATING | OPERATING | E211 | SRD0-1E0 | F40605005 |  | SRD0
PMN-H01MKC10GW002-Q05 | Rectifier A - Synchronization |  | OPERATING | OPERATING | E211 | SRD0-1E0 | F40605005 |  | SRD0
PMN-H01MKC10GW002-Q06 | Rectifier A - Fan Supply |  | OPERATING | OPERATING | E211 | SRD0-1E0 | F40605005 |  | SRD0
PMN-H01MKC10GW002-Q07 | Rectifier A - Binary Input |  | OPERATING | OPERATING | E211 | SRD0-1E0 | F40605005 |  | SRD0
PMN-H01MKC10GW002-Q08 | Rectifier A - Binary Output |  | OPERATING | OPERATING | E211 | SRD0-1E0 | F40605005 |  | SRD0
PMN-H01MKC10GW002-Q09 | Rectifier B - Power Curcuits |  | OPERATING | OPERATING | E211 | SRD0-1E0 | F40605005 |  | SRD0
PMN-H01MKC10GW002-Q10 | Rectifier B - Thyrister Gate Control |  | OPERATING | OPERATING | E211 | SRD0-1E0 | F40605005 |  | SRD0
PMN-H01MKC10GW002-Q11 | Rectifier B - Synchronization |  | OPERATING | OPERATING | E211 | SRD0-1E0 | F40605005 |  | SRD0
PMN-H01MKC10GW002-Q12 | Rectifier B - Fan Supply |  | OPERATING | OPERATING | E211 | SRD0-1E0 | F40605005 |  | SRD0
PMN-H01MKC10GW002-Q13 | Rectifier B - Binary Input |  | OPERATING | OPERATING | E211 | SRD0-1E0 | F40605005 |  | SRD0
PMN-H01MKC10GW002-Q14 | Rectifier B - Binary Output |  | OPERATING | OPERATING | E211 | SRD0-1E0 | F40605005 |  | SRD0
PMN-H01MKC10GW002-Q15 | Rectifier A, B - Supply from PPT Outlet |  | OPERATING | OPERATING | E211 | SRD0-1E0 | F40605005 |  | SRD0
PMN-H01MKC10GW002-Q16 | 1WIRE Connections |  | OPERATING | OPERATING | E211 | SRD0-1E0 | F40605005 |  | SRD0
PMN-H01MKC10GW002-Q17 | Cabinet Lighting |  | OPERATING | OPERATING | E211 | SRD0-1E0 | F40605005 |  | SRD0
PMN-H01MKC10GW002-Q18 | Fiber Optic Link |  | OPERATING | OPERATING | E211 | SRD0-1E0 | F40605005 |  | SRD0
PMN-H01MKC10GW003 | Field Breaker Cabinet (+EC3) |  | OPERATING | OPERATING | E211 | SRD0-1E0 | F40605005 |  | SRD0
PMN-H01MKC10GW003-Q01 | Collecter Ring |  | OPERATING | OPERATING | E211 | SRD0-1E0 | F40605005 |  | SRD0
PMN-H01MKC10GW003-Q02 | Carbon Brush Set |  | OPERATING | OPERATING | E211 | SRD0-1E0 | F40605005 |  | SRD0
PMN-H01MKC10GW003-Q03 | DC Power Curcuits |  | OPERATING | OPERATING | E211 | SRD0-1E0 | F40605005 |  | SRD0
PMN-H01MKC10GW003-Q04 | Field Breaker Control |  | OPERATING | OPERATING | E211 | SRD0-1E0 | F40605005 |  | SRD0
PMN-H01MKC10GW003-Q05 | Field Breaker Contracts |  | OPERATING | OPERATING | E211 | SRD0-1E0 | F40605005 |  | SRD0
PMN-H01MKC10GW003-Q06 | Field Flashing |  | OPERATING | OPERATING | E211 | SRD0-1E0 | F40605005 |  | SRD0
PMN-H01MKC10GW003-Q07 | Crowbar |  | OPERATING | OPERATING | E211 | SRD0-1E0 | F40605005 |  | SRD0
PMN-H01MKC10GW003-Q08 | Transducer Measurement |  | OPERATING | OPERATING | E211 | SRD0-1E0 | F40605005 |  | SRD0
PMN-H01MKC10GW003-Q09 | Cabinet Lighting |  | OPERATING | OPERATING | E211 | SRD0-1E0 | F40605005 |  | SRD0
PMN-H01MKC20 | DS Excitation Transf. Cubicle (=1+MV3) |  | OPERATING | OPERATING | E211 | SRD0-1E0 | F40605005 |  | SRD0
PMN-H01MKC20GS001 | DS Excitation Transf. Cubicle (=1+MV3) |  | OPERATING | OPERATING | E211 | SRD0-1E0 | F40605005 |  | SRD0
PMN-H01MKC20GS001-F01 | DS. Excite Transformer -Q1 (630A) |  | OPERATING | OPERATING | E211 | SRD0-1E0 | F40605005 |  | SRD0
PMN-H01MKC20GS001-F02 | Ground DS. Excitation -Q15 |  | OPERATING | OPERATING | E211 | SRD0-1E0 | F40605005 |  | SRD0
PMN-H01MKC20GS001-F03 | Fuse Excite Transformer |  | OPERATING | OPERATING | E211 | SRD0-1E0 | F40605005 |  | SRD0
PMN-H01MKC30 | Excitation Transformer Cubicle (=1+ET) |  | OPERATING | OPERATING | E211 | SRD0-1E0 | F40605005 |  | SRD0
PMN-H01MKC30GT001 | Excitation Transformer Cubicle (=1+ET) |  | OPERATING | OPERATING | E211 | SRD0-1E0 | F40605005 |  | SRD0
PMN-H01MKC30GT001-F01 | Excitation Transformer |  | OPERATING | OPERATING | E211 | SRD0-1E0 | F40605005 |  | SRD0
PMN-H01MKD | Generator Bearing |  | OPERATING | OPERATING | E211 | SRD0-1M0 | F40605005 |  | SRD0
PMN-H01MKD10 | Gen Main Thrust Bearing |  | OPERATING | OPERATING | E211 | SRD0-1E0 | F40605005 |  | SRD0
PMN-H01MKD10CT001 | Temp. Main Thrust Brg. Pad Set |  | OPERATING | OPERATING | E211 | SRD0-1E0 | F40605005 |  | SRD0
PMN-H01MKD10CT001-P01 | Temp. Main Thrust Brg. Pad TB-B01 |  | OPERATING | OPERATING | E211 | SRD0-1E0 | F40605005 |  | SRD0
PMN-H01MKD10CT001-P02 | Temp. Main Thrust Brg. Pad TB-B02 |  | OPERATING | OPERATING | E211 | SRD0-1E0 | F40605005 |  | SRD0
PMN-H01MKD10CT001-P03 | Temp. Main Thrust Brg. Pad TB-B03 |  | OPERATING | OPERATING | E211 | SRD0-1E0 | F40605005 |  | SRD0
PMN-H01MKD10CT001-P04 | Temp. Main Thrust Brg. Pad TB-S101 |  | OPERATING | OPERATING | E211 | SRD0-1E0 | F40605005 |  | SRD0
PMN-H01MKD10CT001-P05 | Temp. Main Thrust Brg. Pad TB-S102 |  | OPERATING | OPERATING | E211 | SRD0-1E0 | F40605005 |  | SRD0
PMN-H01MKD10HD001 | Main Thrust Bearng Pad Set |  | OPERATING | OPERATING | E211 | SRD0-1E0 | F40605005 |  | SRD0
PMN-H01MKD10HD001MK01 | Main Thrust Bearing Pad No.01 (Upper) |  | OPERATING | OPERATING | E211 | SRD0-1E0 | F40605005 |  | SRD0
PMN-H01MKD10HD001MK02 | Main Thrust Bearing Pad No.02 (Lower) |  | OPERATING | OPERATING | E211 | SRD0-1E0 | F40605005 |  | SRD0
PMN-H01MKD10HD002 | Thrust Bearing Set |  | OPERATING | OPERATING | E211 | SRD0-1M0 | F40605005 |  | SRD0
PMN-H01MKD10HD002MK01 | Thrust Bearing No.01 |  | OPERATING | OPERATING | E211 | SRD0-1M0 | F40605005 |  | SRD0
PMN-H01MKD10HD002MK02 | Thrust Bearing No.02 |  | OPERATING | OPERATING | E211 | SRD0-1M0 | F40605005 |  | SRD0
PMN-H01MKD10HD002MK03 | Thrust Bearing No.03 |  | OPERATING | OPERATING | E211 | SRD0-1M0 | F40605005 |  | SRD0
PMN-H01MKD10HD002MK04 | Thrust Bearing No.04 |  | OPERATING | OPERATING | E211 | SRD0-1M0 | F40605005 |  | SRD0
PMN-H01MKD10HD002MK05 | Thrust Bearing No.05 |  | OPERATING | OPERATING | E211 | SRD0-1M0 | F40605005 |  | SRD0
PMN-H01MKD10HD002MK06 | Thrust Bearing No.06 |  | OPERATING | OPERATING | E211 | SRD0-1M0 | F40605005 |  | SRD0
PMN-H01MKD10HD002MK07 | Thrust Bearing No.07 |  | OPERATING | OPERATING | E211 | SRD0-1M0 | F40605005 |  | SRD0
PMN-H01MKD10HD002MK08 | Thrust Bearing No.08 |  | OPERATING | OPERATING | E211 | SRD0-1M0 | F40605005 |  | SRD0
PMN-H01MKD10HD002MK09 | Thrust Bearing No.09 |  | OPERATING | OPERATING | E211 | SRD0-1M0 | F40605005 |  | SRD0
PMN-H01MKD10HD002MK10 | Thrust Bearing No.10 |  | OPERATING | OPERATING | E211 | SRD0-1M0 | F40605005 |  | SRD0
PMN-H01MKD10HD002MK11 | Thrust Bearing No.11 |  | OPERATING | OPERATING | E211 | SRD0-1M0 | F40605005 |  | SRD0
PMN-H01MKD10HD002MK12 | Thrust Bearing No.12 |  | OPERATING | OPERATING | E211 | SRD0-1M0 | F40605005 |  | SRD0
PMN-H01MKD10HD002MK13 | Thrust Bearing No.13 |  | OPERATING | OPERATING | E211 | SRD0-1M0 | F40605005 |  | SRD0
PMN-H01MKD10HD002MK14 | Thrust Bearing No.14 |  | OPERATING | OPERATING | E211 | SRD0-1M0 | F40605005 |  | SRD0
PMN-H01MKD10HD002MK15 | Thrust Bearing No.15 |  | OPERATING | OPERATING | E211 | SRD0-1M0 | F40605005 |  | SRD0
PMN-H01MKD10HD002MK16 | Thrust Bearing No.16 |  | OPERATING | OPERATING | E211 | SRD0-1M0 | F40605005 |  | SRD0
PMN-H01MKD20 | Counter Thrust Bearing Shell |  | OPERATING | OPERATING | E211 | SRD0-1E0 | F40605005 |  | SRD0
PMN-H01MKD20CT001 | Temp. Counter Thrust Brg. Pad Set |  | OPERATING | OPERATING | E211 | SRD0-1E0 | F40605005 |  | SRD0
PMN-H01MKD20CT001-P01 | Temp. Counter Thrust Brg. Pad TB-04 |  | OPERATING | OPERATING | E211 | SRD0-1E0 | F40605005 |  | SRD0
PMN-H01MKD20CT001-P02 | Temp. Counter Thrust Brg. Pad TB-05 |  | OPERATING | OPERATING | E211 | SRD0-1E0 | F40605005 |  | SRD0
PMN-H01MKD20CT001-P03 | Temp. Counter Thrust Brg. Pad TB-06 |  | OPERATING | OPERATING | E211 | SRD0-1E0 | F40605005 |  | SRD0
PMN-H01MKD20CT001-P04 | Temp. Counter Thrust Brg. Pad TB-S111 |  | OPERATING | OPERATING | E211 | SRD0-1E0 | F40605005 |  | SRD0
PMN-H01MKD20CT001-P05 | Temp. Counter Thrust Brg. Pad TB-S112 |  | OPERATING | OPERATING | E211 | SRD0-1E0 | F40605005 |  | SRD0
PMN-H01MKD20HD001 | Counter Thrust Bearing Set |  | OPERATING | OPERATING | E211 | SRD0-1M0 | F40605005 |  | SRD0
PMN-H01MKD20HD001MK01 | Counter Thrust Bearing No.01 (Upper) |  | OPERATING | OPERATING | E211 | SRD0-1M0 | F40605005 |  | SRD0
PMN-H01MKD20HD001MK02 | Counter Thrust Bearing No.02 (Lower) |  | OPERATING | OPERATING | E211 | SRD0-1M0 | F40605005 |  | SRD0
PMN-H01MKD30 | Cover for Counter Thrust Brg. Ring |  | OPERATING | OPERATING | E211 | SRD0-1M0 | F40605005 |  | SRD0
PMN-H01MKD30AB001 | Counter Thrust Bearing Ring Set |  | OPERATING | OPERATING | E211 | SRD0-1M0 | F40605005 |  | SRD0
PMN-H01MKD30AB001MK01 | Counter Thrust Bearing Ring No.1(Upper) |  | OPERATING | OPERATING | E211 | SRD0-1M0 | F40605005 |  | SRD0
PMN-H01MKD30AB001MK02 | Counter Thrust Bearing Ring No.2(Lower) |  | OPERATING | OPERATING | E211 | SRD0-1M0 | F40605005 |  | SRD0
PMN-H01MKD40 | Gen Guide Bearing Shell Set |  | OPERATING | OPERATING | E211 | SRD0-1E0 | F40605005 |  | SRD0
PMN-H01MKD40CT001 | Temp. Gen. Brg. Shell Set |  | OPERATING | OPERATING | E211 | SRD0-1E0 | F40605005 |  | SRD0
PMN-H01MKD40CT001-P01 | Temp. Gen. Brg. Shell TB-07 |  | OPERATING | OPERATING | E211 | SRD0-1E0 | F40605005 |  | SRD0
PMN-H01MKD40CT001-P02 | Temp. Gen. Brg. Shell TB-08 |  | OPERATING | OPERATING | E211 | SRD0-1E0 | F40605005 |  | SRD0
PMN-H01MKD40CT001-P03 | Temp. Gen. Brg. Shell TB-S121 |  | OPERATING | OPERATING | E211 | SRD0-1E0 | F40605005 |  | SRD0
PMN-H01MKD40CT001-P04 | Temp. Gen. Brg. Shell TB-S122 |  | OPERATING | OPERATING | E211 | SRD0-1E0 | F40605005 |  | SRD0
PMN-H01MKD40HD001 | Guide Bearing Set |  | OPERATING | OPERATING | E211 | SRD0-1M0 | F40605005 |  | SRD0
PMN-H01MKD40HD001MK01 | Guide Bearing No.01 (Upper) |  | OPERATING | OPERATING | E211 | SRD0-1M0 | F40605005 |  | SRD0
PMN-H01MKD40HD001MK02 | Guide Bearing No.02 (Lower) |  | OPERATING | OPERATING | E211 | SRD0-1M0 | F40605005 |  | SRD0
PMN-H01MKD50 | Bearing Body Set |  | OPERATING | OPERATING | E211 | SRD0-1M0 | F40605005 |  | SRD0
PMN-H01MKD50HD001 | Bearing Body Set |  | OPERATING | OPERATING | E211 | SRD0-1M0 | F40605005 |  | SRD0
PMN-H01MKD50HD001MK01 | Bearing Body No.01(Upper) |  | OPERATING | OPERATING | E211 | SRD0-1M0 | F40605005 |  | SRD0
PMN-H01MKD50HD001MK02 | Bearing Body No.02 (Lower) |  | OPERATING | OPERATING | E211 | SRD0-1M0 | F40605005 |  | SRD0
PMN-H01MKD60 | Bearing Cover Upstream |  | OPERATING | OPERATING | E211 | SRD0-1M0 | F40605005 |  | SRD0
PMN-H01MKD60AB001 | Bearing Cover Upstream |  | OPERATING | OPERATING | E211 | SRD0-1M0 | F40605005 |  | SRD0
PMN-H01MKD60AB001MK01 | Bearing Cover Upstream No.1 (Upper) |  | OPERATING | OPERATING | E211 | SRD0-1M0 | F40605005 |  | SRD0
PMN-H01MKD60AB001MK02 | Bearing Cover Upstream No.2 (Lower) |  | OPERATING | OPERATING | E211 | SRD0-1M0 | F40605005 |  | SRD0
PMN-H01MKD70 | Bearing Cover Downstream |  | OPERATING | OPERATING | E211 | SRD0-1M0 | F40605005 |  | SRD0
PMN-H01MKD70AB001 | Bearing Cover Downstream |  | OPERATING | OPERATING | E211 | SRD0-1M0 | F40605005 |  | SRD0
PMN-H01MKD70AB001MK01 | Bearing Cover Downstream No.1 (Upper) |  | OPERATING | OPERATING | E211 | SRD0-1M0 | F40605005 |  | SRD0
PMN-H01MKD70AB001MK02 | Bearing Cover Downstream No.2 (Lower) |  | OPERATING | OPERATING | E211 | SRD0-1M0 | F40605005 |  | SRD0
PMN-H01MKD70BR001 | High Pressure Oil Piping Inside Bearing |  | OPERATING | OPERATING | E211 | SRD0-1M0 | F40605005 |  | SRD0
PMN-H01MKD70BR001MR01 | Oil Nozzle Ring |  | OPERATING | OPERATING | E211 | SRD0-1M0 | F40605005 |  | SRD0
PMN-H01MKD70BR002 | Bearing Oil Piping Outside |  | OPERATING | OPERATING | E211 | SRD0-1M0 | F40605005 |  | SRD0
PMN-H01MKD70HA001 | Bearing Supporting Shield |  | OPERATING | OPERATING | E211 | SRD0-1M0 | F40605005 |  | SRD0
PMN-H01P | Cooling Water Systems |  | OPERATING | OPERATING | E211 | SRD0-1M0 | F40605005 |  | SRD0
PMN-H01PC | Service Water Cooling System |  | OPERATING | OPERATING | E211 | SRD0-1M0 | F40605005 |  | SRD0
PMN-H01PCD | Open Loop Cooling System |  | OPERATING | OPERATING | E211 | SRD0-1M0 | F40605005 |  | SRD0
PMN-H01PCD10 | Water Supply - Governor Oil Cooling U1 |  | OPERATING | OPERATING | E211 | SRD0-1M0 | F40605005 |  | SRD0
PMN-H01PCD10AA001 | Valve for Water Supply - Governor Oil Cooling U1 |  | OPERATING | OPERATING | E211 | SRD0-1M0 | F40605005 |  | SRD0
PMN-H01PCD10AA001KA01 | Solenoid Valve 3/3 -Y33 |  | OPERATING | OPERATING | E211 | SRD0-1M0 | F40605005 |  | SRD0
PMN-H01PCD10AA001KA02 | Isolating Valve 2903 |  | OPERATING | OPERATING | E211 | SRD0-1M0 | F40605005 |  | SRD0
PMN-H01PCD10AA001KA03 | Isolating Valve 2904 |  | OPERATING | OPERATING | E211 | SRD0-1M0 | F40605005 |  | SRD0
PMN-H01PCD10AA001KA04 | Solenoid Valve -S34 |  | OPERATING | OPERATING | E211 | SRD0-1M0 | F40605005 |  | SRD0
PMN-H01PCD10BR001 | Pipe Line |  | OPERATING | OPERATING | E211 | SRD0-1M0 | F40605005 |  | SRD0
PMN-H01PCD10CT001 | Temp. Indicator |  | OPERATING | OPERATING | E211 | SRD0-1E0 | F40605005 |  | SRD0
PMN-H01PCD10CT001-P01 | Temp. Indicator 2906 |  | OPERATING | OPERATING | E211 | SRD0-1E0 | F40605005 |  | SRD0
PMN-H01PCD10CT001-P02 | Temp. Indicator 2907 |  | OPERATING | OPERATING | E211 | SRD0-1E0 | F40605005 |  | SRD0
PMN-H01PCD20 | Water Supply to Main Transformer KG1A |  | OPERATING | OPERATING | E211 | SRD0-1M0 | F40605005 |  | SRD0
PMN-H01PCD20AA001 | Isolating Valve ( 4385 ) |  | OPERATING | OPERATING | E211 | SRD0-1M0 | F40605005 |  | SRD0
PMN-H01PCD20AA002 | Motor Operated Valve (4381) |  | OPERATING | OPERATING | E211 | SRD0-1M0 | F40605005 |  | SRD0
PMN-H01PCD20AA002-S01 | Position Sw.- Valve. In Open (WS-S11.1) |  | OPERATING | OPERATING | E211 | SRD0-1M0 | F40605005 |  | SRD0
PMN-H01PCD20AA002-S02 | Position Sw.- Valve In Closed (WS-S11.2) |  | OPERATING | OPERATING | E211 | SRD0-1M0 | F40605005 |  | SRD0
PMN-H01PCD20BR001 | Pipe Line |  | OPERATING | OPERATING | E211 | SRD0-1M0 | F40605005 |  | SRD0
PMN-H01PCD20CL001 | Internal Water Cooler |  | OPERATING | OPERATING | E211 | SRD0-1M0 | F40605005 |  | SRD0
PMN-H01PCD20CT001 | Flow Relay |  | OPERATING | OPERATING | E211 | SRD0-1E0 | F40605005 |  | SRD0
PMN-H01PG | Close Cooling Water Systems |  | OPERATING | OPERATING | E211 | SRD0-1M0 | F40605005 |  | SRD0
PMN-H01PGA | Close Cooling Water System |  | OPERATING | OPERATING | E211 | SRD0-1M0 | F40605005 |  | SRD0
PMN-H01PGA10 | Close Cooling Water System |  | OPERATING | OPERATING | E211 | SRD0-1M0 | F40605005 |  | SRD0
PMN-H01PGA10AA001 | Valve for Close Cooling Water System |  | OPERATING | OPERATING | E211 | SRD0-1M0 | F40605005 |  | SRD0
PMN-H01PGA10AA001KA01 | Cooler Shut off Ball Valve ( DN 65 ) |  | OPERATING | OPERATING | E211 | SRD0-1M0 | F40605005 |  | SRD0
PMN-H01PGA10AA001KA02 | Vent & Drainage Valve (DN 15 )( R1/2 ) |  | OPERATING | OPERATING | E211 | SRD0-1M0 | F40605005 |  | SRD0
PMN-H01PGA10AA001KA03 | Shut off Ball Valve ( DN 50 ) |  | OPERATING | OPERATING | E211 | SRD0-1M0 | F40605005 |  | SRD0
PMN-H01PGA10AA001KA04 | Automatic Vent Valve (DN10) ( R3/8 ) |  | OPERATING | OPERATING | E211 | SRD0-1M0 | F40605005 |  | SRD0
PMN-H01PGA10AA001KA05 | Cooling Water Regulating Valve (DN50) |  | OPERATING | OPERATING | E211 | SRD0-1M0 | F40605005 |  | SRD0
PMN-H01PGA10AA001KA06 | Filling Valve ( DN 50 ) ( R2 ) |  | OPERATING | OPERATING | E211 | SRD0-1M0 | F40605005 |  | SRD0
PMN-H01PGA10AA001KA07 | Shut off Batterfly Valve ( DN 125 ) |  | OPERATING | OPERATING | E211 | SRD0-1M0 | F40605005 |  | SRD0
PMN-H01PGA10AA001KA08 | Check Valve ( DN 125 ) |  | OPERATING | OPERATING | E211 | SRD0-1M0 | F40605005 |  | SRD0
PMN-H01PGA10AA001KA09 | Safety Valve ( DN 15 ) ( R1/2 ) |  | OPERATING | OPERATING | E211 | SRD0-1M0 | F40605005 |  | SRD0
PMN-H01PGA10AA001KA10 | Shut off Ball Valve ( DN 20 ) ( R3/4 ) |  | OPERATING | OPERATING | E211 | SRD0-1M0 | F40605005 |  | SRD0
PMN-H01PGA10AA001KA11 | Check Valve ( DN 20 ) ( R3/4 ) |  | OPERATING | OPERATING | E211 | SRD0-1M0 | F40605005 |  | SRD0
PMN-H01PGA10AA001KA12 | Service Unit Valve ( DN 20 ) ( R3/4 ) |  | OPERATING | OPERATING | E211 | SRD0-1M0 | F40605005 |  | SRD0
PMN-H01PGA10AA001KA13 | Nitrogen Valve ( Vg8) |  | OPERATING | OPERATING | E211 | SRD0-1M0 | F40605005 |  | SRD0
PMN-H01PGA10AA001KA14 | Shut off Ball Valve ( DN 15 ) ( R1/2 ) |  | OPERATING | OPERATING | E211 | SRD0-1M0 | F40605005 |  | SRD0
PMN-H01PGA10AC001 | Water-Water Cooler |  | OPERATING | OPERATING | E211 | SRD0-1M0 | F40605005 |  | SRD0
PMN-H01PGA10AC001KC01 | Water-Water Cooler Generator ( DN 150 ) |  | OPERATING | OPERATING | E211 | SRD0-1M0 | F40605005 |  | SRD0
PMN-H01PGA10AC001KC02 | Water - Water Cooler Bearing ( DN 150 ) |  | OPERATING | OPERATING | E211 | SRD0-1M0 | F40605005 |  | SRD0
PMN-H01PGA10AC002 | Air - Water Cooler ( DN 65 ) |  | OPERATING | OPERATING | E211 | SRD0-1M0 | F40605005 |  | SRD0
PMN-H01PGA10AC003 | Oil Cooler ( DN 80 ) |  | OPERATING | OPERATING | E211 | SRD0-1M0 | F40605005 |  | SRD0
PMN-H01PGA10AP001 | Cooling Water Pump Generator No.1 |  | OPERATING | OPERATING | E211 | SRD0-1E0 | F40605005 |  | SRD0
PMN-H01PGA10AP001-M01 | Motor CW-M011 |  | OPERATING | OPERATING | E211 | SRD0-1E0 | F40605005 |  | SRD0
PMN-H01PGA10AP001KP01 | Pump |  | OPERATING | OPERATING | E211 | SRD0-1E0 | F40605005 |  | SRD0
PMN-H01PGA10AP001MK01 | Coupling |  | OPERATING | OPERATING | E211 | SRD0-1M0 | F40605005 |  | SRD0
PMN-H01PGA10AP002 | Cooling Water Pump Generator No.2 |  | OPERATING | OPERATING | E211 | SRD0-1E0 | F40605005 |  | SRD0
PMN-H01PGA10AP002-M01 | Motor CW-M012 |  | OPERATING | OPERATING | E211 | SRD0-1E0 | F40605005 |  | SRD0
PMN-H01PGA10AP002KP01 | Pump |  | OPERATING | OPERATING | E211 | SRD0-1E0 | F40605005 |  | SRD0
PMN-H01PGA10AP002MK01 | Coupling |  | OPERATING | OPERATING | E211 | SRD0-1M0 | F40605005 |  | SRD0
PMN-H01PGA10AP003 | Cooling Water Pump Bearing No.1 |  | OPERATING | OPERATING | E211 | SRD0-1E0 | F40605005 |  | SRD0
PMN-H01PGA10AP003-M01 | Motor CW-M021 |  | OPERATING | OPERATING | E211 | SRD0-1E0 | F40605005 |  | SRD0
PMN-H01PGA10AP003KP01 | Pump |  | OPERATING | OPERATING | E211 | SRD0-1E0 | F40605005 |  | SRD0
PMN-H01PGA10AP003MK01 | Coupling |  | OPERATING | OPERATING | E211 | SRD0-1M0 | F40605005 |  | SRD0
PMN-H01PGA10AP004 | Cooling Water Pump Bearing No.2 |  | OPERATING | OPERATING | E211 | SRD0-1E0 | F40605005 |  | SRD0
PMN-H01PGA10AP004-M01 | Motor CW-M022 |  | OPERATING | OPERATING | E211 | SRD0-1E0 | F40605005 |  | SRD0
PMN-H01PGA10AP004KP01 | Pump |  | OPERATING | OPERATING | E211 | SRD0-1E0 | F40605005 |  | SRD0
PMN-H01PGA10AP004MK01 | Coupling |  | OPERATING | OPERATING | E211 | SRD0-1M0 | F40605005 |  | SRD0
PMN-H01PGA10BB001 | Expansion Tank ( DN 20 ) ( R3/4 ) |  | OPERATING | OPERATING | E211 | SRD0-1M0 | F40605005 |  | SRD0
PMN-H01PGA10BR001 | Piping |  | OPERATING | OPERATING | E211 | SRD0-1M0 | F40605005 |  | SRD0
PMN-H01PGA10CP001 | Pressure Measurment for Close Cooling Water |  | OPERATING | OPERATING | E211 | SRD0-1E0 | F40605005 |  | SRD0
PMN-H01PGA10CP001-P01 | Press. Gauge Shut off ( DN 15 ) ( G1/2 ) |  | OPERATING | OPERATING | E211 | SRD0-1E0 | F40605005 |  | SRD0
PMN-H01PGA10CP001-P02 | Pressure Gauge ( DN 15 ) ( R1/2 ) |  | OPERATING | OPERATING | E211 | SRD0-1E0 | F40605005 |  | SRD0
PMN-H01PGA10CP001-P03 | Pressure Switch CW-S01 |  | OPERATING | OPERATING | E211 | SRD0-1E0 | F40605005 |  | SRD0
PMN-H01PGA10CP001-P04 | Pressure Switch CW-S02 |  | OPERATING | OPERATING | E211 | SRD0-1E0 | F40605005 |  | SRD0
PMN-H01Q | Auxiliary Systems |  | OPERATING | OPERATING | E211 | SRD0-1M0 | F40605005 |  | SRD0
PMN-H01QE | Compressed Air System |  | OPERATING | OPERATING | E211 | SRD0-1M0 | F40605005 |  | SRD0
PMN-H01QEB | Compressed Air Distribution System |  | OPERATING | OPERATING | E211 | SRD0-1M0 | F40605005 |  | SRD0
PMN-H01QEB10 | Air Pressure Tank ( =1 +BR) |  | OPERATING | OPERATING | E211 | SRD0-1M0 | F40605005 |  | SRD0
PMN-H01QEB10AA001 | Valve for Air Pressure Tank |  | OPERATING | OPERATING | E211 | SRD0-1M0 | F40605005 |  | SRD0
PMN-H01QEB10AA001KA01 | Safety Relief Valve (3651) |  | OPERATING | OPERATING | E211 | SRD0-1M0 | F40605005 |  | SRD0
PMN-H01QEB10AA001KA02 | Isolating Valve (3553) |  | OPERATING | OPERATING | E211 | SRD0-1M0 | F40605005 |  | SRD0
PMN-H01QEB10AA001KA03 | Isolating Valve (3554) |  | OPERATING | OPERATING | E211 | SRD0-1M0 | F40605005 |  | SRD0
PMN-H01QEB10AA001KA04 | Drain Valve (3556) |  | OPERATING | OPERATING | E211 | SRD0-1M0 | F40605005 |  | SRD0
PMN-H01QEB10AA001KA05 | Check Valve (3557) |  | OPERATING | OPERATING | E211 | SRD0-1M0 | F40605005 |  | SRD0
PMN-H01QEB10AA001KA06 | Isolating Valve-Low Air Brake (3555) |  | OPERATING | OPERATING | E211 | SRD0-1M0 | F40605005 |  | SRD0
PMN-H01QEB10BB001 | Air Pressure Tank (365) |  | OPERATING | OPERATING | E211 | SRD0-1M0 | F40605005 |  | SRD0
PMN-H01QEB10BR001 | Pipe Line |  | OPERATING | OPERATING | E211 | SRD0-1M0 | F40605005 |  | SRD0
PMN-H01QEB10CT001 | Manometer (3552) |  | OPERATING | OPERATING | E211 | SRD0-1E0 | F40605005 |  | SRD0
PMN-H01QEB20 | Maintanance Seal Unit 1 |  | OPERATING | OPERATING | E211 | SRD0-1M0 | F40605005 |  | SRD0
PMN-H01QEB20AA001 | Valve for Maintanance Seal |  | OPERATING | OPERATING | E211 | SRD0-1M0 | F40605005 |  | SRD0
PMN-H01QEB20AA001KA01 | Reducing Valve |  | OPERATING | OPERATING | E211 | SRD0-1M0 | F40605005 |  | SRD0
PMN-H01QEB20AA001KA02 | Isolating Valve |  | OPERATING | OPERATING | E211 | SRD0-1M0 | F40605005 |  | SRD0
PMN-H01QEB20AA001KA03 | Isolating Valve |  | OPERATING | OPERATING | E211 | SRD0-1M0 | F40605005 |  | SRD0
PMN-H01QEB20BR001 | Pipe Line |  | OPERATING | OPERATING | E211 | SRD0-1M0 | F40605005 |  | SRD0
PMN-H01QEB20CP001 | Pressure Guage |  | OPERATING | OPERATING | E211 | SRD0-1E0 | F40605005 |  | SRD0
PMN-H01QEB30 | Air Supply te Brake Jack (Low) |  | OPERATING | OPERATING | E211 | SRD0-1M0 | F40605005 |  | SRD0
PMN-H01QEB30AA001 | Valve for Air Supply te Brake Jack (Low) |  | OPERATING | OPERATING | E211 | SRD0-1M0 | F40605005 |  | SRD0
PMN-H01QEB30AA001KA01 | Safety Valve |  | OPERATING | OPERATING | E211 | SRD0-1M0 | F40605005 |  | SRD0
PMN-H01QEB30AA001KA02 | Check Valve |  | OPERATING | OPERATING | E211 | SRD0-1M0 | F40605005 |  | SRD0
PMN-H01QEB30AA001KA03 | Solenoid Valve 3/2 (BRY-01) |  | OPERATING | OPERATING | E211 | SRD0-1M0 | F40605005 |  | SRD0
PMN-H01QEB30AA001KA04 | Isolating Valve |  | OPERATING | OPERATING | E211 | SRD0-1M0 | F40605005 |  | SRD0
PMN-H01QEB30AT001 | Fillter |  | OPERATING | OPERATING | E211 | SRD0-1M0 | F40605005 |  | SRD0
PMN-H01QEB30BR001 | Pipe Line |  | OPERATING | OPERATING | E211 | SRD0-1M0 | F40605005 |  | SRD0
PMN-H01QEB30CP001 | Pressure Measurment for Air Supply te Brake Jack |  | OPERATING | OPERATING | E211 | SRD0-1M0 | F40605005 |  | SRD0
PMN-H01QEB30CP001-P01 | Pressure Switch (BR-S01) |  | OPERATING | OPERATING | E211 | SRD0-1E0 | F40605005 |  | SRD0
PMN-H01QEB30CP001-P02 | Pressure Guage |  | OPERATING | OPERATING | E211 | SRD0-1E0 | F40605005 |  | SRD0
PMN-H01QEB40 | Air Supply to Brake Jack (High) |  | OPERATING | OPERATING | E211 | SRD0-1M0 | F40605005 |  | SRD0
PMN-H01QEB40AA001 | Valve for Air Supply te Brake Jack (High) |  | OPERATING | OPERATING | E211 | SRD0-1M0 | F40605005 |  | SRD0
PMN-H01QEB40AA001KA01 | Isolating Valve |  | OPERATING | OPERATING | E211 | SRD0-1M0 | F40605005 |  | SRD0
PMN-H01QEB40AA001KA02 | Pressure Reducing Valve |  | OPERATING | OPERATING | E211 | SRD0-1M0 | F40605005 |  | SRD0
PMN-H01QEB40AA001KA03 | Solenoid Valve 3/2 (BRY-02) |  | OPERATING | OPERATING | E211 | SRD0-1M0 | F40605005 |  | SRD0
PMN-H01QEB40BR001 | Pipe Line |  | OPERATING | OPERATING | E211 | SRD0-1M0 | F40605005 |  | SRD0
PMN-H01QEB40CP001 | Pressure Switch (BR-S02) |  | OPERATING | OPERATING | E211 | SRD0-1E0 | F40605005 |  | SRD0
PMN-H01QEB50 | Automatic Air Supply System Unit1 |  | OPERATING | OPERATING | E211 | SRD0-1E0 | F40605005 |  | SRD0
PMN-H01QEB50AA001 | Valve for Automatic Air Supply System Unit1 |  | OPERATING | OPERATING | E211 | SRD0-1M0 | F40605005 |  | SRD0
PMN-H01QEB50AA001KA01 | Shut off Valve (2402) |  | OPERATING | OPERATING | E211 | SRD0-1M0 | F40605005 |  | SRD0
PMN-H01QEB50AA001KA02 | Shut off Valve (2403) |  | OPERATING | OPERATING | E211 | SRD0-1M0 | F40605005 |  | SRD0
PMN-H01QEB50AA001KA03 | Check Valve (2404) |  | OPERATING | OPERATING | E211 | SRD0-1M0 | F40605005 |  | SRD0
PMN-H01QEB50AA001KA04 | Solenoid Valve Auto. Air Supply 2/2 -Y11 |  | OPERATING | OPERATING | E211 | SRD0-1M0 | F40605005 |  | SRD0
PMN-H01QEB50AA001KA05 | Shut off Valve for Manual Air Supply(2405) |  | OPERATING | OPERATING | E211 | SRD0-1M0 | F40605005 |  | SRD0
PMN-H01QEB50AA001KA06 | Shut off Valve Manual Air Drainage(2406) |  | OPERATING | OPERATING | E211 | SRD0-1M0 | F40605005 |  | SRD0
PMN-H01S | Ancillary Systems |  | OPERATING | OPERATING | E211 | SRD0-1M0 | F40605005 |  | SRD0
PMN-H01SG | Stationary Fire Protection System |  | OPERATING | OPERATING | E211 | SRD0-1M0 | F40605005 |  | SRD0
PMN-H01SGC | Spray deluge System |  | OPERATING | OPERATING | E211 | SRD0-1M0 | F40605005 |  | SRD0
PMN-H01SGC10 | Deluge Valve Station for KG1A |  | OPERATING | OPERATING | E211 | SRD0-1M0 | F40605005 |  | SRD0
PMN-H01SGC10AA001 | Valve for Deluge Valve Station for KG1A |  | OPERATING | OPERATING | E211 | SRD0-1M0 | F40605005 |  | SRD0
PMN-H01SGC10AA001KA01 | Main Stop Valve |  | OPERATING | OPERATING | E211 | SRD0-1M0 | F40605005 |  | SRD0
PMN-H01SGC10AA001KA02 | Stop Valve |  | OPERATING | OPERATING | E211 | SRD0-1M0 | F40605005 |  | SRD0
PMN-H01SGC10AA001KA03 | Hydraulic Remote Control Valve |  | OPERATING | OPERATING | E211 | SRD0-1M0 | F40605005 |  | SRD0
PMN-H01SGC10AA001KA04 | Drain Valve |  | OPERATING | OPERATING | E211 | SRD0-1M0 | F40605005 |  | SRD0
PMN-H01SGC10AA001KA05 | Solenoid Valve |  | OPERATING | OPERATING | E211 | SRD0-1M0 | F40605005 |  | SRD0
PMN-H01SGC10AT001 | Double Filter |  | OPERATING | OPERATING | E211 | SRD0-1M0 | F40605005 |  | SRD0
PMN-H01SGC10BP001 | Thottle Nozzle |  | OPERATING | OPERATING | E211 | SRD0-1E0 | F40605005 |  | SRD0
PMN-H01SGC10BP002 | Extingguishing Nozzle |  | OPERATING | OPERATING | E211 | SRD0-1E0 | F40605005 |  | SRD0
PMN-H01SGC10BR001 | Piping te Ring Nozzle KG1A |  | OPERATING | OPERATING | E211 | SRD0-1M0 | F40605005 |  | SRD0
PMN-H01SGC10CP001 | Pressure Measurment for Deluge Valve Station for KG1A |  | OPERATING | OPERATING | E211 | SRD0-1M0 | F40605005 |  | SRD0
PMN-H01SGC10CP001-P01 | Pressure Switch |  | OPERATING | OPERATING | E211 | SRD0-1E0 | F40605005 |  | SRD0
PMN-H01SGC10CP001-P02 | Pressure Gauge |  | OPERATING | OPERATING | E211 | SRD0-1E0 | F40605005 |  | SRD0
PMN-H01SGC20 | Spray Nozzle for Transformer KG1A |  | OPERATING | OPERATING | E211 | SRD0-1E0 | F40605005 |  | SRD0
PMN-H01SGC20BP001 | Spray Nozzle for Transformer KG1A |  | OPERATING | OPERATING | E211 | SRD0-1E0 | F40605005 |  | SRD0
PMN-H01SGC20BP001-T01 | Upper Ring Nozzle |  | OPERATING | OPERATING | E211 | SRD0-1E0 | F40605005 |  | SRD0
PMN-H01SGC20BP001-T02 | Lower Ring Nozzle |  | OPERATING | OPERATING | E211 | SRD0-1E0 | F40605005 |  | SRD0
PMN-H01SGC20BR001 | Piping |  | OPERATING | OPERATING | E211 | SRD0-1M0 | F40605005 |  | SRD0
PMN-H01SGJ | Co2 Fire - Fighting System |  | OPERATING | OPERATING | E211 | SRD0-1E0 | F40605005 |  | SRD0
PMN-H01SGJ10 | Co2 Fire - Fighting System |  | OPERATING | OPERATING | E211 | SRD0-1E0 | F40605005 |  | SRD0
PMN-H01SGJ10BB001 | Co2 Fire - Fighting |  | OPERATING | OPERATING | E211 | SRD0-1E0 | F40605005 |  | SRD0
PMN-H01SGY | Control & Protection |  | OPERATING | OPERATING | E211 | SRD0-1E0 | F40605005 |  | SRD0
PMN-H01SGY10 | Fire Alarm Control |  | OPERATING | OPERATING | E211 | SRD0-1E0 | F40605005 |  | SRD0
PMN-H01SGY10CH001 | Fire Alarm Senser |  | OPERATING | OPERATING | E211 | SRD0-1E0 | F40605005 |  | SRD0
PMN-H01SGY10CP001 | Alarm Pressure Sw. |  | OPERATING | OPERATING | E211 | SRD0-1E0 | F40605005 |  | SRD0
PMN-H01SGY10DR001 | Heat Detecters |  | OPERATING | OPERATING | E211 | SRD0-1E0 | F40605005 |  | SRD0
PMN-H01SGY10DR001-B01 | Heat Detecters MM5-1 1.1 |  | OPERATING | OPERATING | E211 | SRD0-1E0 | F40605005 |  | SRD0
PMN-H01SGY10DR001-B02 | Heat Detecters MM5-1 1.2 |  | OPERATING | OPERATING | E211 | SRD0-1E0 | F40605005 |  | SRD0
PMN-H01SGY10DR001-B03 | Heat Detecters MM5-1 1.3 |  | OPERATING | OPERATING | E211 | SRD0-1E0 | F40605005 |  | SRD0
PMN-H01SGY10DR001-B04 | Heat Detecters MM5-1 1.4 |  | OPERATING | OPERATING | E211 | SRD0-1E0 | F40605005 |  | SRD0
PMN-H01SGY10DR001-B05 | Heat Detecters MM5-1 1.5 |  | OPERATING | OPERATING | E211 | SRD0-1E0 | F40605005 |  | SRD0
PMN-H01SGY10DR001-B06 | Heat Detecters MM5-1 1.6 |  | OPERATING | OPERATING | E211 | SRD0-1E0 | F40605005 |  | SRD0
PMN-H01SGY10DR001-B07 | Heat Detecters MM5-1 1.7 |  | OPERATING | OPERATING | E211 | SRD0-1E0 | F40605005 |  | SRD0
PMN-H01SGY10DR001-B08 | Heat Detecters MM5-1 1.8 |  | OPERATING | OPERATING | E211 | SRD0-1E0 | F40605005 |  | SRD0
PMN-H01SGY10DR001-B09 | Heat Detecters MM5-1 1.9 |  | OPERATING | OPERATING | E211 | SRD0-1E0 | F40605005 |  | SRD0
PMN-H01SGY10DR001-B10 | Heat Detecters MM5-1 1.10 |  | OPERATING | OPERATING | E211 | SRD0-1E0 | F40605005 |  | SRD0
PMN-H01SGY10DR001-B11 | Heat Detecters MM5-1 1.11 |  | OPERATING | OPERATING | E211 | SRD0-1E0 | F40605005 |  | SRD0
PMN-H01SGY10DR001-B12 | Heat Detecters MM5-1 1.12 |  | OPERATING | OPERATING | E211 | SRD0-1E0 | F40605005 |  | SRD0
PMN-H01SGY10DR001-B13 | Heat Detecters MM5-1 1.13 |  | OPERATING | OPERATING | E211 | SRD0-1E0 | F40605005 |  | SRD0
PMN-H02 | ปากมูล-พลังน้ำ หน่วยที่ 2 |  | OPERATING | OPERATING | E212 | SRD0-1G0 | F40605006 |  | SRD0
PMN-H02B | Power Transmission And Aux.Power Supply |  | OPERATING | OPERATING | E212 | SRD0-1E0 | F40605006 |  | SRD0
PMN-H02BA | Power Transmisssion |  | OPERATING | OPERATING | E212 | SRD0-1E0 | F40605006 |  | SRD0
PMN-H02BAA | Generator Leads |  | OPERATING | OPERATING | E212 | SRD0-1E0 | F40605006 |  | SRD0
PMN-H02BAA10 | Dynamic Brake (=2+MV1) |  | OPERATING | OPERATING | E212 | SRD0-1E0 | F40605006 |  | SRD0
PMN-H02BAA10CE001 | PT VW1B2 |  | OPERATING | OPERATING | E212 | SRD0-1E0 | F40605006 |  | SRD0
PMN-H02BAA10CE001-T01 | PT VW1B2 Phase A |  | OPERATING | OPERATING | E212 | SRD0-1E0 | F40605006 |  | SRD0
PMN-H02BAA10CE001-T02 | PT VW1B2 Phase B |  | OPERATING | OPERATING | E212 | SRD0-1E0 | F40605006 |  | SRD0
PMN-H02BAA10CE001-T03 | PT VW1B2 Phase C |  | OPERATING | OPERATING | E212 | SRD0-1E0 | F40605006 |  | SRD0
PMN-H02BAA10CE002 | PT VW1B2 Fuse |  | OPERATING | OPERATING | E212 | SRD0-1E0 | F40605006 |  | SRD0
PMN-H02BAA10CE002-F01 | PT Fuse (-F4 ) Phase A |  | OPERATING | OPERATING | E212 | SRD0-1E0 | F40605006 |  | SRD0
PMN-H02BAA10CE002-F02 | PT Fuse (-F5) Phase B |  | OPERATING | OPERATING | E212 | SRD0-1E0 | F40605006 |  | SRD0
PMN-H02BAA10CE002-F03 | PT Fuse (-F6) Phase C |  | OPERATING | OPERATING | E212 | SRD0-1E0 | F40605006 |  | SRD0
PMN-H02BAA10GS001 | DS Dynamic Brake 622C |  | OPERATING | OPERATING | E212 | SRD0-1E0 | F40605006 |  | SRD0
PMN-H02BAA20 | Gen. Ground DS. (=2+MV2) |  | OPERATING | OPERATING | E212 | SRD0-1E0 | F40605006 |  | SRD0
PMN-H02BAA20CE001 | CT QW1B1 Gen. Trans. Diff. Rly |  | OPERATING | OPERATING | E212 | SRD0-1E0 | F40605006 |  | SRD0
PMN-H02BAA20CE001-T01 | CT QW1B1 Gen. Trans. Diff. Rly (87T) A |  | OPERATING | OPERATING | E212 | SRD0-1E0 | F40605006 |  | SRD0
PMN-H02BAA20CE001-T02 | CT QW1B1 Gen. Trans. Diff. Rly (87T) B |  | OPERATING | OPERATING | E212 | SRD0-1E0 | F40605006 |  | SRD0
PMN-H02BAA20CE001-T03 | CT QW1B1 Gen. Trans. Diff. Rly (87T) C |  | OPERATING | OPERATING | E212 | SRD0-1E0 | F40605006 |  | SRD0
PMN-H02BAA20CE002 | CT QW1B1 Gen. Diff. Rly (87G) |  | OPERATING | OPERATING | E212 | SRD0-1E0 | F40605006 |  | SRD0
PMN-H02BAA20CE002-T01 | CT QW1B1 Gen. Diff. Rly (87G) Ph. A |  | OPERATING | OPERATING | E212 | SRD0-1E0 | F40605006 |  | SRD0
PMN-H02BAA20CE002-T02 | CT QW1B1 Gen. Diff. Rly (87G) Ph. B |  | OPERATING | OPERATING | E212 | SRD0-1E0 | F40605006 |  | SRD0
PMN-H02BAA20CE002-T03 | CT QW1B1 Gen. Diff. Rly (87G) Ph. C |  | OPERATING | OPERATING | E212 | SRD0-1E0 | F40605006 |  | SRD0
PMN-H02BAA20CE003 | CT QW1B2 Gen. Over Cur. Rly. (50/51) |  | OPERATING | OPERATING | E212 | SRD0-1E0 | F40605006 |  | SRD0
PMN-H02BAA20CE003-T01 | CT QW1B2 Gen. Over Cur. Rly. (50/51) A |  | OPERATING | OPERATING | E212 | SRD0-1E0 | F40605006 |  | SRD0
PMN-H02BAA20CE003-T02 | CT QW1B2 Gen. Over Cur. Rly. (50/51) B |  | OPERATING | OPERATING | E212 | SRD0-1E0 | F40605006 |  | SRD0
PMN-H02BAA20CE003-T03 | CT QW1B2 Gen. Over Cur. Rly. (50/51) C |  | OPERATING | OPERATING | E212 | SRD0-1E0 | F40605006 |  | SRD0
PMN-H02BAA20CE004 | CT QW1B2 Gen. Metering |  | OPERATING | OPERATING | E212 | SRD0-1E0 | F40605006 |  | SRD0
PMN-H02BAA20CE004-T01 | CT QW1B2 Gen. Metering Phase A |  | OPERATING | OPERATING | E212 | SRD0-1E0 | F40605006 |  | SRD0
PMN-H02BAA20CE004-T02 | CT QW1B2 Gen. Metering Phase B |  | OPERATING | OPERATING | E212 | SRD0-1E0 | F40605006 |  | SRD0
PMN-H02BAA20CE004-T03 | CT QW1B2 Gen. Metering Phase C |  | OPERATING | OPERATING | E212 | SRD0-1E0 | F40605006 |  | SRD0
PMN-H02BAA20GS001 | DS 624GB |  | OPERATING | OPERATING | E212 | SRD0-1E0 | F40605006 |  | SRD0
PMN-H02BAA30 | Gen. Ground DS & Surge Arres.(=2+MV3) |  | OPERATING | OPERATING | E212 | SRD0-1E0 | F40605006 |  | SRD0
PMN-H02BAA30GS001 | DS 624GA |  | OPERATING | OPERATING | E212 | SRD0-1E0 | F40605006 |  | SRD0
PMN-H02BAA30GV001 | Surge Arrester 7.2kV |  | OPERATING | OPERATING | E212 | SRD0-1E0 | F40605006 |  | SRD0
PMN-H02BAA30GV001-F01 | Surge Arrester 7.2kV (-F1) Phase A |  | OPERATING | OPERATING | E212 | SRD0-1E0 | F40605006 |  | SRD0
PMN-H02BAA30GV001-F02 | Surge Arrester 7.2kV (-F2) Phase B |  | OPERATING | OPERATING | E212 | SRD0-1E0 | F40605006 |  | SRD0
PMN-H02BAA30GV001-F03 | Surge Arrester 7.2kV (-F3) Phase C |  | OPERATING | OPERATING | E212 | SRD0-1E0 | F40605006 |  | SRD0
PMN-H02BAA40 | Generator Neutral Grounding (=2+MV4) |  | OPERATING | OPERATING | E212 | SRD0-1E0 | F40605006 |  | SRD0
PMN-H02BAA40CE001 | CT. Gen. Stator Earth 50/51N (-F12) |  | OPERATING | OPERATING | E212 | SRD0-1E0 | F40605006 |  | SRD0
PMN-H02BAA40GH001 | Neutral Grounding |  | OPERATING | OPERATING | E212 | SRD0-1E0 | F40605006 |  | SRD0
PMN-H02BAA40GH001-R01 | Neutral Grounding Resister |  | OPERATING | OPERATING | E212 | SRD0-1E0 | F40605006 |  | SRD0
PMN-H02BAA50 | Generator Star Point (=2+GB) |  | OPERATING | OPERATING | E212 | SRD0-1E0 | F40605006 |  | SRD0
PMN-H02BAA50CE001 | CT Gen. Impedance Rly. 21G |  | OPERATING | OPERATING | E212 | SRD0-1E0 | F40605006 |  | SRD0
PMN-H02BAA50CE001-T01 | CT Gen. Impedance Rly. 21G (-F15) Ph. A |  | OPERATING | OPERATING | E212 | SRD0-1E0 | F40605006 |  | SRD0
PMN-H02BAA50CE001-T02 | CT Gen. Impedance Rly. 21G (-F15) Ph. B |  | OPERATING | OPERATING | E212 | SRD0-1E0 | F40605006 |  | SRD0
PMN-H02BAA50CE001-T03 | CT Gen. Impedance Rly. 21G (-F15) Ph. C |  | OPERATING | OPERATING | E212 | SRD0-1E0 | F40605006 |  | SRD0
PMN-H02BAA50CE002 | CT Gen. Diffential Rly. 87 |  | OPERATING | OPERATING | E212 | SRD0-1E0 | F40605006 |  | SRD0
PMN-H02BAA50CE002-T01 | CT Gen. Diffential Rly. 87 (-F11) Ph. A |  | OPERATING | OPERATING | E212 | SRD0-1E0 | F40605006 |  | SRD0
PMN-H02BAA50CE002-T02 | CT Gen. Diffential Rly. 87 (-F11) Ph. B |  | OPERATING | OPERATING | E212 | SRD0-1E0 | F40605006 |  | SRD0
PMN-H02BAA50CE002-T03 | CT Gen. Diffential Rly. 87 (-F11) Ph. C |  | OPERATING | OPERATING | E212 | SRD0-1E0 | F40605006 |  | SRD0
PMN-H02BAA50GE001 | Star Point Connecting |  | OPERATING | OPERATING | E212 | SRD0-1E0 | F40605006 |  | SRD0
PMN-H02BAA60 | 115 kV. Cable |  | OPERATING | OPERATING | E212 | SRD0-1E0 | F40605006 |  | SRD0
PMN-H02BAA60GA001 | Power Cable 115 kV |  | OPERATING | OPERATING | E212 | SRD0-1E0 | F40605006 |  | SRD0
PMN-H02BAC | Generator Circuit Breaker&Disconnecting |  | OPERATING | OPERATING | E212 | SRD0-1E0 | F40605006 |  | SRD0
PMN-H02BAC10 | Unit2 Generator Unit Breaker |  | OPERATING | OPERATING | E212 | SRD0-1E0 | F40605006 |  | SRD0
PMN-H02BAC10GS001 | Unit2 Generator Unit Breaker 622 |  | OPERATING | OPERATING | E212 | SRD0-1E0 | F40605006 |  | SRD0
PMN-H02BAC20 | Generator Disconnecting Sw.(=2+GDS) |  | OPERATING | OPERATING | E212 | SRD0-1E0 | F40605006 |  | SRD0
PMN-H02BAC20GS001 | Unit2 Generator Disconnecting Sw.(624) |  | OPERATING | OPERATING | E212 | SRD0-1E0 | F40605006 |  | SRD0
PMN-H02BAT | Generator Transformers |  | OPERATING | OPERATING | E212 | SRD0-1E0 | F40605006 |  | SRD0
PMN-H02BAT10 | Generator Transformers |  | OPERATING | OPERATING | E212 | SRD0-1E0 | F40605006 |  | SRD0
PMN-H02BAT10CT001 | Instru. for Main Transformer KG2A |  | OPERATING | OPERATING | E212 | SRD0-1E0 | F40605006 |  | SRD0
PMN-H02BAT10GT001 | 6/115kV.Generator Transformer KG2A |  | OPERATING | OPERATING | E212 | SRD0-1E0 | F40605006 |  | SRD0
PMN-H02BF | LV. Distribution Board & Transformer |  | OPERATING | OPERATING | E212 | SRD0-1E0 | F40605006 |  | SRD0
PMN-H02BFB | LV.Distribution Board |  | OPERATING | OPERATING | E212 | SRD0-1E0 | F40605006 |  | SRD0
PMN-H02BFB10 | Unit Auxiliary Board |  | OPERATING | OPERATING | E212 | SRD0-1E0 | F40605006 |  | SRD0
PMN-H02BFB10GS001 | Unit2 Auxiliary Board |  | OPERATING | OPERATING | E212 | SRD0-1E0 | F40605006 |  | SRD0
PMN-H02BFB10GS001-Q01 | 400V Incomming Bkr. Bus A |  | OPERATING | OPERATING | E212 | SRD0-1E0 | F40605006 |  | SRD0
PMN-H02BFB10GS001-Q02 | 400V Incomming Bkr. Bus B |  | OPERATING | OPERATING | E212 | SRD0-1E0 | F40605006 |  | SRD0
PMN-H02BFB10GS001-Q03 | Gov.Cool.Oil Circ. Pump 2.2Kw (=2+UA12A) |  | OPERATING | OPERATING | E212 | SRD0-1E0 | F40605006 |  | SRD0
PMN-H02BFB10GS001-Q04 | Motor Op. Valve Trans. Cooling(=2+UA12B) |  | OPERATING | OPERATING | E212 | SRD0-1E0 | F40605006 |  | SRD0
PMN-H02BFB10GS001-Q05 | Cooling Water Pump 4Kw (=2+UA12C) |  | OPERATING | OPERATING | E212 | SRD0-1E0 | F40605006 |  | SRD0
PMN-H02BFB10GS001-Q06 | Governor Aux. Voltage (=2+UA12D) |  | OPERATING | OPERATING | E212 | SRD0-1E0 | F40605006 |  | SRD0
PMN-H02BFB10GS001-Q07 | 400V Bkr.Spare 10Kw (=2+UA12E) |  | OPERATING | OPERATING | E212 | SRD0-1E0 | F40605006 |  | SRD0
PMN-H02BFB10GS001-Q08 | Empty Plate (=2+UA12F) |  | OPERATING | OPERATING | E212 | SRD0-1E0 | F40605006 |  | SRD0
PMN-H02BFB10GS001-Q09 | Leakage Oil Pump No.1 3Kw (=2+UA12G) |  | OPERATING | OPERATING | E212 | SRD0-1E0 | F40605006 |  | SRD0
PMN-H02BFB10GS001-Q10 | Leakage Oil Pump No.2 3Kw (=2+UA12H) |  | OPERATING | OPERATING | E212 | SRD0-1E0 | F40605006 |  | SRD0
PMN-H02BFB10GS001-Q11 | Governor Oil Pump No.1 55Kw (=2+UA12I) |  | OPERATING | OPERATING | E212 | SRD0-1E0 | F40605006 |  | SRD0
PMN-H02BFB10GS001-Q12 | Governor Oil Pump No.2 55Kw (=2+UA12J) |  | OPERATING | OPERATING | E212 | SRD0-1E0 | F40605006 |  | SRD0
PMN-H02BFB10GS001-Q13 | High Tank Heater 3Kw (=2+UA13A) |  | OPERATING | OPERATING | E212 | SRD0-1E0 | F40605006 |  | SRD0
PMN-H02BFB10GS001-Q14 | High Pressure Oil Pump 5.5Kw (=2+UA13B) |  | OPERATING | OPERATING | E212 | SRD0-1E0 | F40605006 |  | SRD0
PMN-H02BFB10GS001-Q15 | Coal Dust Exhaust 0.25Kw (=2+UA13C) |  | OPERATING | OPERATING | E212 | SRD0-1E0 | F40605006 |  | SRD0
PMN-H02BFB10GS001-Q16 | Oil Vapour Exhaust 0.55Kw (=2+UA13D) |  | OPERATING | OPERATING | E212 | SRD0-1E0 | F40605006 |  | SRD0
PMN-H02BFB10GS001-Q17 | Filling Oil Pump No.1 7.5Kw (=2+UA13E) |  | OPERATING | OPERATING | E212 | SRD0-1E0 | F40605006 |  | SRD0
PMN-H02BFB10GS001-Q18 | Filling Oil Pump No.2 7.5Kw (=2+UA13F) |  | OPERATING | OPERATING | E212 | SRD0-1E0 | F40605006 |  | SRD0
PMN-H02BFB10GS001-Q19 | Gen. Cool Water P. No.1 30 Kw(=2+UA13G) |  | OPERATING | OPERATING | E212 | SRD0-1E0 | F40605006 |  | SRD0
PMN-H02BFB10GS001-Q20 | Gen. Cool Water P. No.1 30 Kw(=2+UA13H) |  | OPERATING | OPERATING | E212 | SRD0-1E0 | F40605006 |  | SRD0
PMN-H02BFB10GS001-Q21 | Gen.Standstill Heater 1&2 2X5Kw=(2+UA13I) |  | OPERATING | OPERATING | E212 | SRD0-1E0 | F40605006 |  | SRD0
PMN-H02BFB10GS001-Q22 | Low Tank Heating 1&2 2X3Kw(=2+UA13J) |  | OPERATING | OPERATING | E212 | SRD0-1E0 | F40605006 |  | SRD0
PMN-H02BFB10GS001-Q23 | Empty Plate (=2+UA13K) |  | OPERATING | OPERATING | E212 | SRD0-1E0 | F40605006 |  | SRD0
PMN-H02BFB10GS001-Q24 | Bearing Cool Water P.No.1 4Kw(=2+UA14A) |  | OPERATING | OPERATING | E212 | SRD0-1E0 | F40605006 |  | SRD0
PMN-H02BFB10GS001-Q25 | Bearing Cool Water P.No.2 4Kw(=2+UA14B) |  | OPERATING | OPERATING | E212 | SRD0-1E0 | F40605006 |  | SRD0
PMN-H02BFB10GS001-Q26 | Gen. Cooling Air Fan 4X10Kw (=2+UA14C) |  | OPERATING | OPERATING | E212 | SRD0-1E0 | F40605006 |  | SRD0
PMN-H02BFB10GS001-Q27 | Air Dehumidifier No.1&2 0.65Kw(=2+UA14D) |  | OPERATING | OPERATING | E212 | SRD0-1E0 | F40605006 |  | SRD0
PMN-H02BFB10GS001-Q28 | Excitation Supply Voltage(=2+UA14E) |  | OPERATING | OPERATING | E212 | SRD0-1E0 | F40605006 |  | SRD0
PMN-H02BFB10GS001-Q29 | 400V Protection test Devive (=2+UA14F) |  | OPERATING | OPERATING | E212 | SRD0-1E0 | F40605006 |  | SRD0
PMN-H02BFB10GS001-Q30 | 400V Heating, Lighting +UC (=2+UA14G) |  | OPERATING | OPERATING | E212 | SRD0-1E0 | F40605006 |  | SRD0
PMN-H02BFB10GS001-Q31 | 400V Miscellaneous Equipment (=2+UA14H) |  | OPERATING | OPERATING | E212 | SRD0-1E0 | F40605006 |  | SRD0
PMN-H02BFB10GS001-Q32 | 400V Signal Voltage +UC (=2+UA14I) |  | OPERATING | OPERATING | E212 | SRD0-1E0 | F40605006 |  | SRD0
PMN-H02BFB10GS001-Q33 | 400V Spare 15Kw (=2+UA14J) |  | OPERATING | OPERATING | E212 | SRD0-1E0 | F40605006 |  | SRD0
PMN-H02BFB10GS001-Q34 | 400V Heating, Lighting =2+MV (=2+UA14K) |  | OPERATING | OPERATING | E212 | SRD0-1E0 | F40605006 |  | SRD0
PMN-H02BFB10GS001-Q35 | 400V Mian Transformer (=2+UA14L) |  | OPERATING | OPERATING | E212 | SRD0-1E0 | F40605006 |  | SRD0
PMN-H02BFB10GS001-Q36 | Main Trans. Heating, Lighting (=2+UA14M) |  | OPERATING | OPERATING | E212 | SRD0-1E0 | F40605006 |  | SRD0
PMN-H02BFB10GS001-Q37 | Empty Plate (=2+UA14N) |  | OPERATING | OPERATING | E212 | SRD0-1E0 | F40605006 |  | SRD0
PMN-H02BFB10GS001-Q38 | Empty Plate (=2+UA14O) |  | OPERATING | OPERATING | E212 | SRD0-1E0 | F40605006 |  | SRD0
PMN-H02BFB10GS001-Q39 | Empty Plate (=2+UA14P) |  | OPERATING | OPERATING | E212 | SRD0-1E0 | F40605006 |  | SRD0
PMN-H02C | INSTRUMENTATION AND CONTROL EQUIPMENT |  | OPERATING | OPERATING | E212 | SRD0-1E0 | F40605006 |  | SRD0
PMN-H02CD | Drive Control Interface |  | OPERATING | OPERATING | E212 | SRD0-1E0 | F40605006 |  | SRD0
PMN-H02CDA | Cabinets for Drive Control Interface |  | OPERATING | OPERATING | E212 | SRD0-1E0 | F40605006 |  | SRD0
PMN-H02CDA10 | Unit Control Board =2+UC1 |  | OPERATING | OPERATING | E212 | SRD0-1E0 | F40605006 |  | SRD0
PMN-H02CDA10GH001 | Unit Control Board =2+UC1 |  | OPERATING | OPERATING | E212 | SRD0-1E0 | F40605006 |  | SRD0
PMN-H02CDA10GH001-Q01 | Tur. AC.Aux.Gov.Oil Pump No.1(B014) |  | OPERATING | OPERATING | E212 | SRD0-1E0 | F40605006 |  | SRD0
PMN-H02CDA10GH001-Q02 | Tur. AC.Aux.Gov.Oil Pump No.2(B014) |  | OPERATING | OPERATING | E212 | SRD0-1E0 | F40605006 |  | SRD0
PMN-H02CDA10GH001-Q03 | Tur. AC.Aux.Gov.Cooler Pump (B014) |  | OPERATING | OPERATING | E212 | SRD0-1E0 | F40605006 |  | SRD0
PMN-H02CDA10GH001-Q04 | Tur. AC.Aux.Gov.Leakage Pumpno.1,2(B014) |  | OPERATING | OPERATING | E212 | SRD0-1E0 | F40605006 |  | SRD0
PMN-H02CDA10GH001-Q05 | Tur. AC.Aux.Shaft Seal Water Valve(B014) |  | OPERATING | OPERATING | E212 | SRD0-1E0 | F40605006 |  | SRD0
PMN-H02CDA10GH001-Q06 | Tur. AC.Aux.Trans.Cool Water Valve(B014) |  | OPERATING | OPERATING | E212 | SRD0-1E0 | F40605006 |  | SRD0
PMN-H02CDA10GH001-Q07 | Gen.AC.Aux.Cont. Bearing Cool W. Pump1,2 |  | OPERATING | OPERATING | E212 | SRD0-1E0 | F40605006 |  | SRD0
PMN-H02CDA10GH001-Q08 | Gen.AC.Aux.Cont.Oil Vapour Exhauster |  | OPERATING | OPERATING | E212 | SRD0-1E0 | F40605006 |  | SRD0
PMN-H02CDA10GH001-Q09 | Gen.AC.Aux.Cont.High Press.Oil Pump AC. |  | OPERATING | OPERATING | E212 | SRD0-1E0 | F40605006 |  | SRD0
PMN-H02CDA10GH001-Q10 | Gen.AC.Aux.Cont. Gen. Cool W. Pump1,2 |  | OPERATING | OPERATING | E212 | SRD0-1E0 | F40605006 |  | SRD0
PMN-H02CDA10GH001-Q11 | Gen.AC.Aux.Cont.Coal Dust Exhaust |  | OPERATING | OPERATING | E212 | SRD0-1E0 | F40605006 |  | SRD0
PMN-H02CDA10GH001-Q12 | Gen.AC.Aux.Cont.Filling Oil Pump No.1,2 |  | OPERATING | OPERATING | E212 | SRD0-1E0 | F40605006 |  | SRD0
PMN-H02CDA10GH001-Q13 | Gen.AC.Aux.Cont.Cooling Air Fan |  | OPERATING | OPERATING | E212 | SRD0-1E0 | F40605006 |  | SRD0
PMN-H02CDA10GH001-Q14 | Gen.AC.Aux.Cont.Standst-Oil Tank-Heater |  | OPERATING | OPERATING | E212 | SRD0-1E0 | F40605006 |  | SRD0
PMN-H02CDA10GH001-Q15 | Mechanical Brake Generter(B017) |  | OPERATING | OPERATING | E212 | SRD0-1E0 | F40605006 |  | SRD0
PMN-H02CDA10GH001-Q16 | Unit Controller Control Input(B024) |  | OPERATING | OPERATING | E212 | SRD0-1E0 | F40605006 |  | SRD0
PMN-H02CDA10GH001-Q17 | Unit Control Multiplying(B030) |  | OPERATING | OPERATING | E212 | SRD0-1E0 | F40605006 |  | SRD0
PMN-H02CDA10GH001-Q18 | Unit Control Time Relay(B031) |  | OPERATING | OPERATING | E212 | SRD0-1E0 | F40605006 |  | SRD0
PMN-H02CDA10GH001-Q19 | Unit Trip Matrix Trip Relay(B033) |  | OPERATING | OPERATING | E212 | SRD0-1E0 | F40605006 |  | SRD0
PMN-H02CDA10GH001-Q20 | Quick Shut Down Valve(B042) |  | OPERATING | OPERATING | E212 | SRD0-1E0 | F40605006 |  | SRD0
PMN-H02CDA10GH001-Q21 | 6kV-Switchgear Control(B047) |  | OPERATING | OPERATING | E212 | SRD0-1E0 | F40605006 |  | SRD0
PMN-H02CDA20 | Unit Control Board =2+UC2 |  | OPERATING | OPERATING | E212 | SRD0-1E0 | F40605006 |  | SRD0
PMN-H02CDA20GH002 | Unit Control Board =2+UC2 |  | OPERATING | OPERATING | E212 | SRD0-1E0 | F40605006 |  | SRD0
PMN-H02CDA20GH002-Q01 | 6 kV-Switchgear Measuring |  | OPERATING | OPERATING | E212 | SRD0-1E0 | F40605006 |  | SRD0
PMN-H02CDA20GH002-Q02 | Gen.Measuring Metering |  | OPERATING | OPERATING | E212 | SRD0-1E0 | F40605006 |  | SRD0
PMN-H02CDA20GH002-Q03 | Unit Controller Control Input(B024) |  | OPERATING | OPERATING | E212 | SRD0-1E0 | F40605006 |  | SRD0
PMN-H02CDA20GH002-Q04 | Unit Operation Selection(B028) |  | OPERATING | OPERATING | E212 | SRD0-1E0 | F40605006 |  | SRD0
PMN-H02CDA20GH002-Q05 | Unit StaRT-Stop Squence(B029) |  | OPERATING | OPERATING | E212 | SRD0-1E0 | F40605006 |  | SRD0
PMN-H02CDA20GH002-Q06 | Unit Control Generator Voltage(B029) |  | OPERATING | OPERATING | E212 | SRD0-1E0 | F40605006 |  | SRD0
PMN-H02CDA20GH002-Q07 | Unit Control Generator Speed(B029) |  | OPERATING | OPERATING | E212 | SRD0-1E0 | F40605006 |  | SRD0
PMN-H02CDA20GH002-Q08 | Unit Control Multiplying(B030) |  | OPERATING | OPERATING | E212 | SRD0-1E0 | F40605006 |  | SRD0
PMN-H02CDA20GH002-Q09 | Unit Control Aux. Relay(B032) |  | OPERATING | OPERATING | E212 | SRD0-1E0 | F40605006 |  | SRD0
PMN-H02CDA20GH002-Q10 | Unit Control Board1-3 Signaling(B039) |  | OPERATING | OPERATING | E212 | SRD0-1E0 | F40605006 |  | SRD0
PMN-H02CDA30 | Unit Control Board =2+UC3 |  | OPERATING | OPERATING | E212 | SRD0-1E0 | F40605006 |  | SRD0
PMN-H02CDA30GH003 | Unit Control Board =2+UC3 |  | OPERATING | OPERATING | E212 | SRD0-1E0 | F40605006 |  | SRD0
PMN-H02CDA30GH003-Q01 | Turbine Measuring (B005) |  | OPERATING | OPERATING | E212 | SRD0-1E0 | F40605006 |  | SRD0
PMN-H02CDA30GH003-Q02 | Unit Control Board 3 Signaling(B039) |  | OPERATING | OPERATING | E212 | SRD0-1E0 | F40605006 |  | SRD0
PMN-H02CDA30GH003-Q03 | Turbine Gov.Voltage Supply(B043) |  | OPERATING | OPERATING | E212 | SRD0-1E0 | F40605006 |  | SRD0
PMN-H02CDA30GH003-Q04 | Turbine Gov.Analog Input(B043) |  | OPERATING | OPERATING | E212 | SRD0-1E0 | F40605006 |  | SRD0
PMN-H02CDA30GH003-Q05 | Turbine Gov.Analog Output(B043) |  | OPERATING | OPERATING | E212 | SRD0-1E0 | F40605006 |  | SRD0
PMN-H02CDA30GH003-Q06 | Turbine Gov.Digital Input(B043) |  | OPERATING | OPERATING | E212 | SRD0-1E0 | F40605006 |  | SRD0
PMN-H02CDA30GH003-Q07 | Turbine Gov.Digital Output(B043) |  | OPERATING | OPERATING | E212 | SRD0-1E0 | F40605006 |  | SRD0
PMN-H02CDA30GH003-Q08 | Turbine Gov.Speed Measuring(B043) |  | OPERATING | OPERATING | E212 | SRD0-1E0 | F40605006 |  | SRD0
PMN-H02CDA30GH003-Q09 | Turbine Gov.Measuring Interface(B043) |  | OPERATING | OPERATING | E212 | SRD0-1E0 | F40605006 |  | SRD0
PMN-H02CDA30GH003-Q10 | Turbine Gov.Ventilation(B043) |  | OPERATING | OPERATING | E212 | SRD0-1E0 | F40605006 |  | SRD0
PMN-H02CDA40 | Unit Control Board =2+UC4 |  | OPERATING | OPERATING | E212 | SRD0-1E0 | F40605006 |  | SRD0
PMN-H02CDA40GH004 | Unit Control Board =2+UC4 |  | OPERATING | OPERATING | E212 | SRD0-1E0 | F40605006 |  | SRD0
PMN-H02CDA40GH004-Q01 | Temp.Measuring Supply Module(B006) |  | OPERATING | OPERATING | E212 | SRD0-1E0 | F40605006 |  | SRD0
PMN-H02CDA40GH004-Q02 | Temp.Measuring Selection Module(B006) |  | OPERATING | OPERATING | E212 | SRD0-1E0 | F40605006 |  | SRD0
PMN-H02CDA40GH004-Q03 | Temp.Measuring Supervion Module(B006) |  | OPERATING | OPERATING | E212 | SRD0-1E0 | F40605006 |  | SRD0
PMN-H02CDA40GH004-Q04 | Temp.Measuring Recorder (B006) |  | OPERATING | OPERATING | E212 | SRD0-1E0 | F40605006 |  | SRD0
PMN-H02CDA40GH004-Q05 | Temp.Measuring Spare RTD(B006) |  | OPERATING | OPERATING | E212 | SRD0-1E0 | F40605006 |  | SRD0
PMN-H02CDA40GH004-Q06 | Unit Alarm System Input Relay(B023) |  | OPERATING | OPERATING | E212 | SRD0-1E0 | F40605006 |  | SRD0
PMN-H02CDA40GH004-Q07 | Unit Controller Alarm Input(B025) |  | OPERATING | OPERATING | E212 | SRD0-1E0 | F40605006 |  | SRD0
PMN-H02CDA40GH004-Q08 | Unit Alarm System Voltage Supply(B035) |  | OPERATING | OPERATING | E212 | SRD0-1E0 | F40605006 |  | SRD0
PMN-H02CDA40GH004-Q09 | Unit Alarm System CPU(B035) |  | OPERATING | OPERATING | E212 | SRD0-1E0 | F40605006 |  | SRD0
PMN-H02CDA40GH004-Q10 | Unit Alarm System Input Signaling(B036) |  | OPERATING | OPERATING | E212 | SRD0-1E0 | F40605006 |  | SRD0
PMN-H02CDA50 | Unit Control Board =2+UC5 |  | OPERATING | OPERATING | E212 | SRD0-1E0 | F40605006 |  | SRD0
PMN-H02CDA50GH005 | Unit Control Board =2+UC5 |  | OPERATING | OPERATING | E212 | SRD0-1E0 | F40605006 |  | SRD0
PMN-H02CDA50GH005-Q01 | Unit Controller Output Relays(B026) |  | OPERATING | OPERATING | E212 | SRD0-1E0 | F40605006 |  | SRD0
PMN-H02CDA50GH005-Q02 | UC Voltage Distrib.24VDC(B021) |  | OPERATING | OPERATING | E212 | SRD0-1E0 | F40605006 |  | SRD0
PMN-H02CDA50GH005-Q03 | UC Voltage Distrib.400/230VAC(B021) |  | OPERATING | OPERATING | E212 | SRD0-1E0 | F40605006 |  | SRD0
PMN-H02CDA50GH005-Q04 | UC Voltage Distrib.125VDC(B021) |  | OPERATING | OPERATING | E212 | SRD0-1E0 | F40605006 |  | SRD0
PMN-H02CDA50GH005-Q05 | 125/24V DC-Distribution(B002) |  | OPERATING | OPERATING | E212 | SRD0-1E0 | F40605006 |  | SRD0
PMN-H02CDA60 | Local Control Box |  | OPERATING | OPERATING | E212 | SRD0-1E0 | F40605006 |  | SRD0
PMN-H02CDA60GH006 | Local Control Box |  | OPERATING | OPERATING | E212 | SRD0-1E0 | F40605006 |  | SRD0
PMN-H02CDA60GH006-Q01 | Leakage Oil Control Cubicle |  | OPERATING | OPERATING | E212 | SRD0-1E0 | F40605006 |  | SRD0
PMN-H02CDA60GH006-Q02 | Governor Oil Supply Control Cubicle |  | OPERATING | OPERATING | E212 | SRD0-1E0 | F40605006 |  | SRD0
PMN-H02CDA60GH006-Q03 | Turbine Terminal Box |  | OPERATING | OPERATING | E212 | SRD0-1E0 | F40605006 |  | SRD0
PMN-H02CF | Measurement & Recording |  | OPERATING | OPERATING | E212 | SRD0-1E0 | F40605006 |  | SRD0
PMN-H02CFA | Cabinets for Measurement |  | OPERATING | OPERATING | E212 | SRD0-1E0 | F40605006 |  | SRD0
PMN-H02CFA10 | Metering |  | OPERATING | OPERATING | E212 | SRD0-1E0 | F40605006 |  | SRD0
PMN-H02CFA10FE001 | Metering |  | OPERATING | OPERATING | E212 | SRD0-1E0 | F40605006 |  | SRD0
PMN-H02CFA20 | Recorder |  | OPERATING | OPERATING | E212 | SRD0-1E0 | F40605006 |  | SRD0
PMN-H02CFA20FE001 | Recorder |  | OPERATING | OPERATING | E212 | SRD0-1E0 | F40605006 |  | SRD0
PMN-H02CFA30 | Energy Meter |  | OPERATING | OPERATING | E212 | SRD0-1E0 | F40605006 |  | SRD0
PMN-H02CFA30FE001 | Energy Meter |  | OPERATING | OPERATING | E212 | SRD0-1E0 | F40605006 |  | SRD0
PMN-H02CH | Protection |  | OPERATING | OPERATING | E212 | SRD0-1E0 | F40605006 |  | SRD0
PMN-H02CHA | Cab.Generator And Transformer Protection |  | OPERATING | OPERATING | E212 | SRD0-1E0 | F40605006 |  | SRD0
PMN-H02CHA10 | Unit2 Protection (=2+PU1) |  | OPERATING | OPERATING | E212 | SRD0-1E0 | F40605006 |  | SRD0
PMN-H02CHA10GH001 | Unit2 Protection Cubicle (=2+PU1) |  | OPERATING | OPERATING | E212 | SRD0-1E0 | F40605006 |  | SRD0
PMN-H02CHA10GH001-A01 | Unit2 Protection Voltage Supply (-A01) |  | OPERATING | OPERATING | E212 | SRD0-1E0 | F40605006 |  | SRD0
PMN-H02CHA10GH001-A02 | Unit2 Protection Voltage Supply (-A02) |  | OPERATING | OPERATING | E212 | SRD0-1E0 | F40605006 |  | SRD0
PMN-H02CHA10GH001-A03 | Unit2 Protection Voltage Supply (-A03) |  | OPERATING | OPERATING | E212 | SRD0-1E0 | F40605006 |  | SRD0
PMN-H02CHA10GH001-F01 | Unit2 Gen. Over Cur. Rly. 50/51G (-F13) |  | OPERATING | OPERATING | E212 | SRD0-1E0 | F40605006 |  | SRD0
PMN-H02CHA10GH001-F02 | Unit2 Gen. Shaft Curr. Relay 64S (-F24) |  | OPERATING | OPERATING | E212 | SRD0-1E0 | F40605006 |  | SRD0
PMN-H02CHA10GH001-F03 | Unit2 Gen. Diffential Rly. 87 Iq332 |  | OPERATING | OPERATING | E212 | SRD0-1E0 | F40605006 |  | SRD0
PMN-H02CHA10GH001-F04 | Unit2 Gen. Over Volt. Rly. 59G (-F16) |  | OPERATING | OPERATING | E212 | SRD0-1E0 | F40605006 |  | SRD0
PMN-H02CHA10GH001-F05 | Unit2 Gen. Under Volt. Rly. 27G (-F18) |  | OPERATING | OPERATING | E212 | SRD0-1E0 | F40605006 |  | SRD0
PMN-H02CHA10GH001-F06 | Unit2 Gen. Impedance Relay 21G (-F15) |  | OPERATING | OPERATING | E212 | SRD0-1E0 | F40605006 |  | SRD0
PMN-H02CHA10GH001-F07 | Unit2 Gen. Reverse Relay 32G (-F19) |  | OPERATING | OPERATING | E212 | SRD0-1E0 | F40605006 |  | SRD0
PMN-H02CHA10GH001-F08 | Unit2 Gen. Zero Power Relay 37G (-F20) |  | OPERATING | OPERATING | E212 | SRD0-1E0 | F40605006 |  | SRD0
PMN-H02CHA10GH001-F09 | Unit2 Gen. Rotor Earth Fault 64R(-F14) |  | OPERATING | OPERATING | E212 | SRD0-1E0 | F40605006 |  | SRD0
PMN-H02CHA10GH001-F10 | Unit2 Gen. Stator Earth 50/51N (-F12) |  | OPERATING | OPERATING | E212 | SRD0-1E0 | F40605006 |  | SRD0
PMN-H02CHA10GH001-F11 | Unit2 Gen. Negative Phase Sequ. 46G-1 |  | OPERATING | OPERATING | E212 | SRD0-1E0 | F40605006 |  | SRD0
PMN-H02CHA10GH001-F12 | Unit2 Gen. Negative Phase Sequ. 46G-2 |  | OPERATING | OPERATING | E212 | SRD0-1E0 | F40605006 |  | SRD0
PMN-H02CHA10GH001-F13 | Unit2 Gen. Overload Relay 49G (-F23) |  | OPERATING | OPERATING | E212 | SRD0-1E0 | F40605006 |  | SRD0
PMN-H02CHA10GH001-F14 | Unit2 Gen. Loss of Field Rly. 40G (-F17) |  | OPERATING | OPERATING | E212 | SRD0-1E0 | F40605006 |  | SRD0
PMN-H02CHA10GH001-K01 | Unit2 Protection Coupling Relay |  | OPERATING | OPERATING | E212 | SRD0-1E0 | F40605006 |  | SRD0
PMN-H02CHA20 | Unit2 Tranformer Protection (=2+PU2) |  | OPERATING | OPERATING | E212 | SRD0-1E0 | F40605006 |  | SRD0
PMN-H02CHA20GH002 | Unit2 Tranformer Protection Cubicle (=2+PU2) |  | OPERATING | OPERATING | E212 | SRD0-1E0 | F40605006 |  | SRD0
PMN-H02CHA20GH002-F01 | U2 Gen. Transf.Over Cur. Rly. 50/51T |  | OPERATING | OPERATING | E212 | SRD0-1E0 | F40605006 |  | SRD0
PMN-H02CHA20GH002-F02 | U2 Gen.Transf.Neu.Earth Fault 50/51Nt |  | OPERATING | OPERATING | E212 | SRD0-1E0 | F40605006 |  | SRD0
PMN-H02CHA20GH002-F03 | Unit2 Gen. Transfmer Diff.87T -F31 |  | OPERATING | OPERATING | E212 | SRD0-1E0 | F40605006 |  | SRD0
PMN-H02CHA20GH002-F04 | Unit2 Gen. Transfmer Diff.87T -F32 |  | OPERATING | OPERATING | E212 | SRD0-1E0 | F40605006 |  | SRD0
PMN-H02CHA20GH002-F05 | Unit2 Gen. Transfmer Diff.87T -F33 |  | OPERATING | OPERATING | E212 | SRD0-1E0 | F40605006 |  | SRD0
PMN-H02CHA20GH002-F06 | Unit2 Gen. Transf. Over Volt. Rly. 59T |  | OPERATING | OPERATING | E212 | SRD0-1E0 | F40605006 |  | SRD0
PMN-H02CHA20GH002-F07 | Unit2 Protection Alarm&test Relay |  | OPERATING | OPERATING | E212 | SRD0-1E0 | F40605006 |  | SRD0
PMN-H02CHA20GH002-F08 | Unit2 Protection Trip Metrix |  | OPERATING | OPERATING | E212 | SRD0-1E0 | F40605006 |  | SRD0
PMN-H02CK | Process Computer System |  | OPERATING | OPERATING | E212 | SRD0-1E0 | F40605006 |  | SRD0
PMN-H02CKN | Process Computer System |  | OPERATING | OPERATING | E212 | SRD0-1E0 | F40605006 |  | SRD0
PMN-H02CKN10 | Ovation Control Systems |  | OPERATING | OPERATING | E212 | SRD0-1E0 | F40605006 |  | SRD0
PMN-H02CKN10EM001 | Drop No.2/52 (Unit#2) |  | OPERATING | OPERATING | E212 | SRD0-1E0 | F40605006 |  | SRD0
PMN-H02CKN10EM002 | Drop No.12/62 (Governor) |  | OPERATING | OPERATING | E212 | SRD0-1E0 | F40605006 |  | SRD0
PMN-H02L | Water |  | OPERATING | OPERATING | E212 | SRD0-1M0 | F40605006 |  | SRD0
PMN-H02LP | Intake Systems |  | OPERATING | OPERATING | E212 | SRD0-1M0 | F40605006 |  | SRD0
PMN-H02LPA | Trash Rack System |  | OPERATING | OPERATING | E212 | SRD0-1M0 | F40605006 |  | SRD0
PMN-H02LPA10 | Trash Rack Unit 2 System |  | OPERATING | OPERATING | E212 | SRD0-1M0 | F40605006 |  | SRD0
PMN-H02LPA10AT001 | Trash Rask Unit.2 |  | OPERATING | OPERATING | E212 | SRD0-1M0 | F40605006 |  | SRD0
PMN-H02LPA10AT001KW01 | Block Outs Opening G1-4 |  | OPERATING | OPERATING | E212 | SRD0-1M0 | F40605006 |  | SRD0
PMN-H02LPA10AT001KW02 | Panels Opening G1-G4 |  | OPERATING | OPERATING | E212 | SRD0-1M0 | F40605006 |  | SRD0
PMN-H02LPA10AT001KW03 | Girder No.1 |  | OPERATING | OPERATING | E212 | SRD0-1M0 | F40605006 |  | SRD0
PMN-H02LPA10AT001KW04 | Girder No.2 |  | OPERATING | OPERATING | E212 | SRD0-1M0 | F40605006 |  | SRD0
PMN-H02LPA10AT001KW05 | Girder No.3 |  | OPERATING | OPERATING | E212 | SRD0-1M0 | F40605006 |  | SRD0
PMN-H02LPA10AT001KW06 | Girder No.4 |  | OPERATING | OPERATING | E212 | SRD0-1M0 | F40605006 |  | SRD0
PMN-H02LPA10AT001KW07 | Girder No.5 |  | OPERATING | OPERATING | E212 | SRD0-1M0 | F40605006 |  | SRD0
PMN-H02LPA10AT001KW08 | Girder No.6 |  | OPERATING | OPERATING | E212 | SRD0-1M0 | F40605006 |  | SRD0
PMN-H02LPA10AT001KW09 | Girder Connection |  | OPERATING | OPERATING | E212 | SRD0-1M0 | F40605006 |  | SRD0
PMN-H02LPA10AT001KW10 | Boton Bearing |  | OPERATING | OPERATING | E212 | SRD0-1M0 | F40605006 |  | SRD0
PMN-H02LPA10AT001KW11 | Top Bearing |  | OPERATING | OPERATING | E212 | SRD0-1M0 | F40605006 |  | SRD0
PMN-H02LS | Drainage Systems |  | OPERATING | OPERATING | E212 | SRD0-1M0 | F40605006 |  | SRD0
PMN-H02LSL | Drain Unit Systems |  | OPERATING | OPERATING | E212 | SRD0-1M0 | F40605006 |  | SRD0
PMN-H02LSL10 | Drain Unit 2 |  | OPERATING | OPERATING | E212 | SRD0-1M0 | F40605006 |  | SRD0
PMN-H02LSL10AA001 | Drain Valve |  | OPERATING | OPERATING | E212 | SRD0-1M0 | F40605006 |  | SRD0
PMN-H02LSL10AA001KA01 | Up Steam Drain Valve 6731/1 |  | OPERATING | OPERATING | E212 | SRD0-1M0 | F40605006 |  | SRD0
PMN-H02LSL10AA002KA02 | Down Steam Drain Valve 6732/1 |  | OPERATING | OPERATING | E212 | SRD0-1M0 | F40605006 |  | SRD0
PMN-H02LSL10BR001 | Pipe Line |  | OPERATING | OPERATING | E212 | SRD0-1M0 | F40605006 |  | SRD0
PMN-H02M | Main Machine Set |  | OPERATING | OPERATING | E212 | SRD0-1M0 | F40605006 |  | SRD0
PMN-H02ME | Hydraulic Turbine Plant |  | OPERATING | OPERATING | E212 | SRD0-1M0 | F40605006 |  | SRD0
PMN-H02MEA | Hydraulic Turbine |  | OPERATING | OPERATING | E212 | SRD0-1M0 | F40605006 |  | SRD0
PMN-H02MEA10 | Up Stream Draft Tube |  | OPERATING | OPERATING | E212 | SRD0-1M0 | F40605006 |  | SRD0
PMN-H02MEA10HA001 | Up Stream Draft Tube (Bulb Case) |  | OPERATING | OPERATING | E212 | SRD0-1M0 | F40605006 |  | SRD0
PMN-H02MEA10HA001KB01 | Manhole Draft Tube |  | OPERATING | OPERATING | E212 | SRD0-1M0 | F40605006 |  | SRD0
PMN-H02MEA10HA001QP01 | Casing Guage |  | OPERATING | OPERATING | E212 | SRD0-1E0 | F40605006 |  | SRD0
PMN-H02MEA20 | Wicket Gate |  | OPERATING | OPERATING | E212 | SRD0-1M0 | F40605006 |  | SRD0
PMN-H02MEA20CG001 | Limit Sw. - W/G At Closed Posi.(S01) |  | OPERATING | OPERATING | E212 | SRD0-1E0 | F40605006 |  | SRD0
PMN-H02MEA20CG002 | W/G Position FeedBack Transducer -B01 |  | OPERATING | OPERATING | E212 | SRD0-1E0 | F40605006 |  | SRD0
PMN-H02MEA20HA001 | Operating Ring |  | OPERATING | OPERATING | E212 | SRD0-1M0 | F40605006 |  | SRD0
PMN-H02MEA20HA002 | Limit Sw. Set (G/V safety link) |  | OPERATING | OPERATING | E212 | SRD0-1E0 | F40605006 |  | SRD0
PMN-H02MEA20HA002-S01 | Limit Sw. S02/1 |  | OPERATING | OPERATING | E212 | SRD0-1E0 | F40605006 |  | SRD0
PMN-H02MEA20HA002-S02 | Limit Sw. S02/2 |  | OPERATING | OPERATING | E212 | SRD0-1E0 | F40605006 |  | SRD0
PMN-H02MEA20HA002-S03 | Limit Sw. S02/3 |  | OPERATING | OPERATING | E212 | SRD0-1E0 | F40605006 |  | SRD0
PMN-H02MEA20HA002-S04 | Limit Sw. S02/4 |  | OPERATING | OPERATING | E212 | SRD0-1E0 | F40605006 |  | SRD0
PMN-H02MEA20HA002-S05 | Limit Sw. S02/5 |  | OPERATING | OPERATING | E212 | SRD0-1E0 | F40605006 |  | SRD0
PMN-H02MEA20HA002-S06 | Limit Sw. S02/6 |  | OPERATING | OPERATING | E212 | SRD0-1E0 | F40605006 |  | SRD0
PMN-H02MEA20HA002-S07 | Limit Sw. S02/7 |  | OPERATING | OPERATING | E212 | SRD0-1E0 | F40605006 |  | SRD0
PMN-H02MEA20HA002-S08 | Limit Sw. S02/8 |  | OPERATING | OPERATING | E212 | SRD0-1E0 | F40605006 |  | SRD0
PMN-H02MEA20HA002-S09 | Limit Sw. S02/9 |  | OPERATING | OPERATING | E212 | SRD0-1E0 | F40605006 |  | SRD0
PMN-H02MEA20HA002-S10 | Limit Sw. S02/10 |  | OPERATING | OPERATING | E212 | SRD0-1E0 | F40605006 |  | SRD0
PMN-H02MEA20HA002-S11 | Limit Sw. S02/11 |  | OPERATING | OPERATING | E212 | SRD0-1E0 | F40605006 |  | SRD0
PMN-H02MEA20HA002-S12 | Limit Sw. S02/12 |  | OPERATING | OPERATING | E212 | SRD0-1E0 | F40605006 |  | SRD0
PMN-H02MEA20HA002-S13 | Limit Sw. S02/13 |  | OPERATING | OPERATING | E212 | SRD0-1E0 | F40605006 |  | SRD0
PMN-H02MEA20HA002-S14 | Limit Sw. S02/14 |  | OPERATING | OPERATING | E212 | SRD0-1E0 | F40605006 |  | SRD0
PMN-H02MEA20HA002-S15 | Limit Sw. S02/15 |  | OPERATING | OPERATING | E212 | SRD0-1E0 | F40605006 |  | SRD0
PMN-H02MEA20HA002-S16 | Limit Sw. S02/16 |  | OPERATING | OPERATING | E212 | SRD0-1E0 | F40605006 |  | SRD0
PMN-H02MEA20HA003 | Wicket Gate Set |  | OPERATING | OPERATING | E212 | SRD0-1M0 | F40605006 |  | SRD0
PMN-H02MEA20HA003KB01 | Wicket Gate No.01 |  | OPERATING | OPERATING | E212 | SRD0-1M0 | F40605006 |  | SRD0
PMN-H02MEA20HA003KB02 | Wicket Gate No.02 |  | OPERATING | OPERATING | E212 | SRD0-1M0 | F40605006 |  | SRD0
PMN-H02MEA20HA003KB03 | Wicket Gate No.03 |  | OPERATING | OPERATING | E212 | SRD0-1M0 | F40605006 |  | SRD0
PMN-H02MEA20HA003KB04 | Wicket Gate No.04 |  | OPERATING | OPERATING | E212 | SRD0-1M0 | F40605006 |  | SRD0
PMN-H02MEA20HA003KB05 | Wicket Gate No.05 |  | OPERATING | OPERATING | E212 | SRD0-1M0 | F40605006 |  | SRD0
PMN-H02MEA20HA003KB06 | Wicket Gate No.06 |  | OPERATING | OPERATING | E212 | SRD0-1M0 | F40605006 |  | SRD0
PMN-H02MEA20HA003KB07 | Wicket Gate No.07 |  | OPERATING | OPERATING | E212 | SRD0-1M0 | F40605006 |  | SRD0
PMN-H02MEA20HA003KB08 | Wicket Gate No.08 |  | OPERATING | OPERATING | E212 | SRD0-1M0 | F40605006 |  | SRD0
PMN-H02MEA20HA003KB09 | Wicket Gate No.09 |  | OPERATING | OPERATING | E212 | SRD0-1M0 | F40605006 |  | SRD0
PMN-H02MEA20HA003KB10 | Wicket Gate No.10 |  | OPERATING | OPERATING | E212 | SRD0-1M0 | F40605006 |  | SRD0
PMN-H02MEA20HA003KB11 | Wicket Gate No.11 |  | OPERATING | OPERATING | E212 | SRD0-1M0 | F40605006 |  | SRD0
PMN-H02MEA20HA003KB12 | Wicket Gate No.12 |  | OPERATING | OPERATING | E212 | SRD0-1M0 | F40605006 |  | SRD0
PMN-H02MEA20HA003KB13 | Wicket Gate No.13 |  | OPERATING | OPERATING | E212 | SRD0-1M0 | F40605006 |  | SRD0
PMN-H02MEA20HA003KB14 | Wicket Gate No.14 |  | OPERATING | OPERATING | E212 | SRD0-1M0 | F40605006 |  | SRD0
PMN-H02MEA20HA003KB15 | Wicket Gate No.15 |  | OPERATING | OPERATING | E212 | SRD0-1M0 | F40605006 |  | SRD0
PMN-H02MEA20HA003KB16 | Wicket Gate No.16 |  | OPERATING | OPERATING | E212 | SRD0-1M0 | F40605006 |  | SRD0
PMN-H02MEA20HA004 | Arm Lever Wicket Gate Set |  | OPERATING | OPERATING | E212 | SRD0-1M0 | F40605006 |  | SRD0
PMN-H02MEA20HA004KE01 | Arm Lever Wicket Gate No.01 |  | OPERATING | OPERATING | E212 | SRD0-1M0 | F40605006 |  | SRD0
PMN-H02MEA20HA004KE02 | Arm Lever Wicket Gate No.02 |  | OPERATING | OPERATING | E212 | SRD0-1M0 | F40605006 |  | SRD0
PMN-H02MEA20HA004KE03 | Arm Lever Wicket Gate No.03 |  | OPERATING | OPERATING | E212 | SRD0-1M0 | F40605006 |  | SRD0
PMN-H02MEA20HA004KE04 | Arm Lever Wicket Gate No.04 |  | OPERATING | OPERATING | E212 | SRD0-1M0 | F40605006 |  | SRD0
PMN-H02MEA20HA004KE05 | Arm Lever Wicket Gate No.05 |  | OPERATING | OPERATING | E212 | SRD0-1M0 | F40605006 |  | SRD0
PMN-H02MEA20HA004KE06 | Arm Lever Wicket Gate No.06 |  | OPERATING | OPERATING | E212 | SRD0-1M0 | F40605006 |  | SRD0
PMN-H02MEA20HA004KE07 | Arm Lever Wicket Gate No.07 |  | OPERATING | OPERATING | E212 | SRD0-1M0 | F40605006 |  | SRD0
PMN-H02MEA20HA004KE08 | Arm Lever Wicket Gate No.08 |  | OPERATING | OPERATING | E212 | SRD0-1M0 | F40605006 |  | SRD0
PMN-H02MEA20HA004KE09 | Arm Lever Wicket Gate No.09 |  | OPERATING | OPERATING | E212 | SRD0-1M0 | F40605006 |  | SRD0
PMN-H02MEA20HA004KE10 | Arm Lever Wicket Gate No.10 |  | OPERATING | OPERATING | E212 | SRD0-1M0 | F40605006 |  | SRD0
PMN-H02MEA20HA004KE11 | Arm Lever Wicket Gate No.11 |  | OPERATING | OPERATING | E212 | SRD0-1M0 | F40605006 |  | SRD0
PMN-H02MEA20HA004KE12 | Arm Lever Wicket Gate No.12 |  | OPERATING | OPERATING | E212 | SRD0-1M0 | F40605006 |  | SRD0
PMN-H02MEA20HA004KE13 | Arm Lever Wicket Gate No.13 |  | OPERATING | OPERATING | E212 | SRD0-1M0 | F40605006 |  | SRD0
PMN-H02MEA20HA004KE14 | Arm Lever Wicket Gate No.14 |  | OPERATING | OPERATING | E212 | SRD0-1M0 | F40605006 |  | SRD0
PMN-H02MEA20HA004KE15 | Arm Lever Wicket Gate No.15 |  | OPERATING | OPERATING | E212 | SRD0-1M0 | F40605006 |  | SRD0
PMN-H02MEA20HA004KE16 | Arm Lever Wicket Gate No.16 |  | OPERATING | OPERATING | E212 | SRD0-1M0 | F40605006 |  | SRD0
PMN-H02MEA20HA005 | Eccentric Pin Set |  | OPERATING | OPERATING | E212 | SRD0-1M0 | F40605006 |  | SRD0
PMN-H02MEA20HA005KE01 | Eccentric Pin No.01 |  | OPERATING | OPERATING | E212 | SRD0-1M0 | F40605006 |  | SRD0
PMN-H02MEA20HA005KE02 | Eccentric Pin No.02 |  | OPERATING | OPERATING | E212 | SRD0-1M0 | F40605006 |  | SRD0
PMN-H02MEA20HA005KE03 | Eccentric Pin No.03 |  | OPERATING | OPERATING | E212 | SRD0-1M0 | F40605006 |  | SRD0
PMN-H02MEA20HA005KE04 | Eccentric Pin No.04 |  | OPERATING | OPERATING | E212 | SRD0-1M0 | F40605006 |  | SRD0
PMN-H02MEA20HA005KE05 | Eccentric Pin No.05 |  | OPERATING | OPERATING | E212 | SRD0-1M0 | F40605006 |  | SRD0
PMN-H02MEA20HA005KE06 | Eccentric Pin No.06 |  | OPERATING | OPERATING | E212 | SRD0-1M0 | F40605006 |  | SRD0
PMN-H02MEA20HA005KE07 | Eccentric Pin No.07 |  | OPERATING | OPERATING | E212 | SRD0-1M0 | F40605006 |  | SRD0
PMN-H02MEA20HA005KE08 | Eccentric Pin No.08 |  | OPERATING | OPERATING | E212 | SRD0-1M0 | F40605006 |  | SRD0
PMN-H02MEA20HA005KE09 | Eccentric Pin No.09 |  | OPERATING | OPERATING | E212 | SRD0-1M0 | F40605006 |  | SRD0
PMN-H02MEA20HA005KE10 | Eccentric Pin No.10 |  | OPERATING | OPERATING | E212 | SRD0-1M0 | F40605006 |  | SRD0
PMN-H02MEA20HA005KE11 | Eccentric Pin No.11 |  | OPERATING | OPERATING | E212 | SRD0-1M0 | F40605006 |  | SRD0
PMN-H02MEA20HA005KE12 | Eccentric Pin No.12 |  | OPERATING | OPERATING | E212 | SRD0-1M0 | F40605006 |  | SRD0
PMN-H02MEA20HA005KE13 | Eccentric Pin No.13 |  | OPERATING | OPERATING | E212 | SRD0-1M0 | F40605006 |  | SRD0
PMN-H02MEA20HA005KE14 | Eccentric Pin No.14 |  | OPERATING | OPERATING | E212 | SRD0-1M0 | F40605006 |  | SRD0
PMN-H02MEA20HA005KE15 | Eccentric Pin No.15 |  | OPERATING | OPERATING | E212 | SRD0-1M0 | F40605006 |  | SRD0
PMN-H02MEA20HA005KE16 | Eccentric Pin No.16 |  | OPERATING | OPERATING | E212 | SRD0-1M0 | F40605006 |  | SRD0
PMN-H02MEA20HA006 | Wicket Gate Link Set |  | OPERATING | OPERATING | E212 | SRD0-1M0 | F40605006 |  | SRD0
PMN-H02MEA20HA006MU01 | Wicket Gate Link No.01 |  | OPERATING | OPERATING | E212 | SRD0-1M0 | F40605006 |  | SRD0
PMN-H02MEA20HA006MU02 | Wicket Gate Link No.02 |  | OPERATING | OPERATING | E212 | SRD0-1M0 | F40605006 |  | SRD0
PMN-H02MEA20HA006MU03 | Wicket Gate Link No.03 |  | OPERATING | OPERATING | E212 | SRD0-1M0 | F40605006 |  | SRD0
PMN-H02MEA20HA006MU04 | Wicket Gate Link No.04 |  | OPERATING | OPERATING | E212 | SRD0-1M0 | F40605006 |  | SRD0
PMN-H02MEA20HA006MU05 | Wicket Gate Link No.05 |  | OPERATING | OPERATING | E212 | SRD0-1M0 | F40605006 |  | SRD0
PMN-H02MEA20HA006MU06 | Wicket Gate Link No.06 |  | OPERATING | OPERATING | E212 | SRD0-1M0 | F40605006 |  | SRD0
PMN-H02MEA20HA006MU07 | Wicket Gate Link No.07 |  | OPERATING | OPERATING | E212 | SRD0-1M0 | F40605006 |  | SRD0
PMN-H02MEA20HA006MU08 | Wicket Gate Link No.08 |  | OPERATING | OPERATING | E212 | SRD0-1M0 | F40605006 |  | SRD0
PMN-H02MEA20HA006MU09 | Wicket Gate Link No.09 |  | OPERATING | OPERATING | E212 | SRD0-1M0 | F40605006 |  | SRD0
PMN-H02MEA20HA006MU10 | Wicket Gate Link No.10 |  | OPERATING | OPERATING | E212 | SRD0-1M0 | F40605006 |  | SRD0
PMN-H02MEA20HA006MU11 | Wicket Gate Link No.11 |  | OPERATING | OPERATING | E212 | SRD0-1M0 | F40605006 |  | SRD0
PMN-H02MEA20HA006MU12 | Wicket Gate Link No.12 |  | OPERATING | OPERATING | E212 | SRD0-1M0 | F40605006 |  | SRD0
PMN-H02MEA20HA006MU13 | Wicket Gate Link No.13 |  | OPERATING | OPERATING | E212 | SRD0-1M0 | F40605006 |  | SRD0
PMN-H02MEA20HA006MU14 | Wicket Gate Link No.14 |  | OPERATING | OPERATING | E212 | SRD0-1M0 | F40605006 |  | SRD0
PMN-H02MEA20HA006MU15 | Wicket Gate Link No.15 |  | OPERATING | OPERATING | E212 | SRD0-1M0 | F40605006 |  | SRD0
PMN-H02MEA20HA006MU16 | Wicket Gate Link No.16 |  | OPERATING | OPERATING | E212 | SRD0-1M0 | F40605006 |  | SRD0
PMN-H02MEA30 | Runner, Main Shaft |  | OPERATING | OPERATING | E212 | SRD0-1M0 | F40605006 |  | SRD0
PMN-H02MEA30AU001 | Coupling Bolts Set |  | OPERATING | OPERATING | E212 | SRD0-1M0 | F40605006 |  | SRD0
PMN-H02MEA30AU001MK01 | Coupling Bolts No.1 |  | OPERATING | OPERATING | E212 | SRD0-1M0 | F40605006 |  | SRD0
PMN-H02MEA30AU001MK02 | Coupling Bolts No.2 |  | OPERATING | OPERATING | E212 | SRD0-1M0 | F40605006 |  | SRD0
PMN-H02MEA30AU001MK03 | Coupling Bolts No.3 |  | OPERATING | OPERATING | E212 | SRD0-1M0 | F40605006 |  | SRD0
PMN-H02MEA30AU001MK04 | Coupling Bolts No.4 |  | OPERATING | OPERATING | E212 | SRD0-1M0 | F40605006 |  | SRD0
PMN-H02MEA30AU001MK05 | Coupling Bolts No.5 |  | OPERATING | OPERATING | E212 | SRD0-1M0 | F40605006 |  | SRD0
PMN-H02MEA30AU001MK06 | Coupling Bolts No.6 |  | OPERATING | OPERATING | E212 | SRD0-1M0 | F40605006 |  | SRD0
PMN-H02MEA30CS001 | Speed Senser |  | OPERATING | OPERATING | E212 | SRD0-1E0 | F40605006 |  | SRD0
PMN-H02MEA30CY001 | Turbine Vibration |  | OPERATING | OPERATING | E212 | SRD0-1E0 | F40605006 |  | SRD0
PMN-H02MEA30HB001 | Runner Blade Set |  | OPERATING | OPERATING | E212 | SRD0-1M0 | F40605006 |  | SRD0
PMN-H02MEA30HB001KB01 | Runner Blade No.01 |  | OPERATING | OPERATING | E212 | SRD0-1M0 | F40605006 |  | SRD0
PMN-H02MEA30HB001KB02 | Runner Blade No.02 |  | OPERATING | OPERATING | E212 | SRD0-1M0 | F40605006 |  | SRD0
PMN-H02MEA30HB001KB03 | Runner Blade No.03 |  | OPERATING | OPERATING | E212 | SRD0-1M0 | F40605006 |  | SRD0
PMN-H02MEA30HB001KB04 | Runner Blade No.04 |  | OPERATING | OPERATING | E212 | SRD0-1M0 | F40605006 |  | SRD0
PMN-H02MEA30HB005 | Runner Cone |  | OPERATING | OPERATING | E212 | SRD0-1M0 | F40605006 |  | SRD0
PMN-H02MEA30HB006 | Turbine Shaft |  | OPERATING | OPERATING | E212 | SRD0-1M0 | F40605006 |  | SRD0
PMN-H02MEA40 | Cover, Draft Tube, Shaft Seal |  | OPERATING | OPERATING | E212 | SRD0-1M0 | F40605006 |  | SRD0
PMN-H02MEA40HA001 | Inner Cone |  | OPERATING | OPERATING | E212 | SRD0-1M0 | F40605006 |  | SRD0
PMN-H02MEA40HA002 | Outer Cone |  | OPERATING | OPERATING | E212 | SRD0-1M0 | F40605006 |  | SRD0
PMN-H02MEA40HA003 | Hub Cover (Runner Cap) |  | OPERATING | OPERATING | E212 | SRD0-1M0 | F40605006 |  | SRD0
PMN-H02MEA40HA004 | Draft Tube |  | OPERATING | OPERATING | E212 | SRD0-1M0 | F40605006 |  | SRD0
PMN-H02MEA40HA004KB01 | Man Hole Draft Tube |  | OPERATING | OPERATING | E212 | SRD0-1M0 | F40605006 |  | SRD0
PMN-H02MEA40HA004MF01 | Draft Tube |  | OPERATING | OPERATING | E212 | SRD0-1M0 | F40605006 |  | SRD0
PMN-H02MEA40HA005 | Discharge Ring |  | OPERATING | OPERATING | E212 | SRD0-1M0 | F40605006 |  | SRD0
PMN-H02MEA40HA005KA01 | Drain Valve Down Stream |  | OPERATING | OPERATING | E212 | SRD0-1M0 | F40605006 |  | SRD0
PMN-H02MEA40HA005MF01 | Discharge Ring |  | OPERATING | OPERATING | E212 | SRD0-1M0 | F40605006 |  | SRD0
PMN-H02MEA40HA006 | Turbine Shaft Seal |  | OPERATING | OPERATING | E212 | SRD0-1M0 | F40605006 |  | SRD0
PMN-H02MEA40HA006MF01 | Turbine Shaft Seal Cashing |  | OPERATING | OPERATING | E212 | SRD0-1M0 | F40605006 |  | SRD0
PMN-H02MEA40HA006MT01 | V-Seal |  | OPERATING | OPERATING | E212 | SRD0-1M0 | F40605006 |  | SRD0
PMN-H02MEA40HA006MT02 | Seal Element |  | OPERATING | OPERATING | E212 | SRD0-1M0 | F40605006 |  | SRD0
PMN-H02MED | Turbine Guide Bearing |  | OPERATING | OPERATING | E212 | SRD0-1M0 | F40605006 |  | SRD0
PMN-H02MED10 | Turbine Guide Bearing |  | OPERATING | OPERATING | E212 | SRD0-1M0 | F40605006 |  | SRD0
PMN-H02MED10CT001 | Temp. Turbine Brg. Instrument |  | OPERATING | OPERATING | E212 | SRD0-1M0 | F40605006 |  | SRD0
PMN-H02MED10CT001-P01 | Temp. Turbine Brg. Shell TB-09 |  | OPERATING | OPERATING | E212 | SRD0-1M0 | F40605006 |  | SRD0
PMN-H02MED10CT001-P02 | Temp. Turbine Brg. Shell TB-10 |  | OPERATING | OPERATING | E212 | SRD0-1M0 | F40605006 |  | SRD0
PMN-H02MED10CT001-P03 | Temp. Turbine Brg. Shell TB-S131 |  | OPERATING | OPERATING | E212 | SRD0-1M0 | F40605006 |  | SRD0
PMN-H02MED10CT001-P04 | Temp. Turbine Brg. Shell TB-S132 |  | OPERATING | OPERATING | E212 | SRD0-1M0 | F40605006 |  | SRD0
PMN-H02MED10HD001 | Turbine Bearing set |  | OPERATING | OPERATING | E212 | SRD0-1M0 | F40605006 |  | SRD0
PMN-H02MED10HD001MK01 | Upper Brg.Cashing |  | OPERATING | OPERATING | E212 | SRD0-1M0 | F40605006 |  | SRD0
PMN-H02MED10HD001MK02 | Lower Brg. Cashing |  | OPERATING | OPERATING | E212 | SRD0-1M0 | F40605006 |  | SRD0
PMN-H02MED10HD002 | Turbine Guide Brg. Shell |  | OPERATING | OPERATING | E212 | SRD0-1M0 | F40605006 |  | SRD0
PMN-H02MED10HD002MK01 | Upper Turbine Brg. Shell |  | OPERATING | OPERATING | E212 | SRD0-1M0 | F40605006 |  | SRD0
PMN-H02MED10HD002MK02 | Lower Turbine Brg. Shell |  | OPERATING | OPERATING | E212 | SRD0-1M0 | F40605006 |  | SRD0
PMN-H02MES | Water Supply for Shaft Seal Unit 1 |  | OPERATING | OPERATING | E212 | SRD0-1M0 | F40605006 |  | SRD0
PMN-H02MES10 | Water Supply for Shaft Seal Unit1 |  | OPERATING | OPERATING | E212 | SRD0-1M0 | F40605006 |  | SRD0
PMN-H02MES10AA001 | Water Supply Valve for Shaft Seal |  | OPERATING | OPERATING | E212 | SRD0-1M0 | F40605006 |  | SRD0
PMN-H02MES10AA001KA01 | Solenoid Valve No.1 (1+TB-Y10) |  | OPERATING | OPERATING | E212 | SRD0-1M0 | F40605006 |  | SRD0
PMN-H02MES10AA001KA02 | Isolating Valve (4392) |  | OPERATING | OPERATING | E212 | SRD0-1M0 | F40605006 |  | SRD0
PMN-H02MES10AA001KA03 | Regulating Valve (4393) |  | OPERATING | OPERATING | E212 | SRD0-1M0 | F40605006 |  | SRD0
PMN-H02MES10AA001KA04 | Isolating Valve ( 4367 ) |  | OPERATING | OPERATING | E212 | SRD0-1M0 | F40605006 |  | SRD0
PMN-H02MES10AA001KA05 | Isolating Valve ( 4390 ) |  | OPERATING | OPERATING | E212 | SRD0-1M0 | F40605006 |  | SRD0
PMN-H02MES10AA001KA06 | Isolating Valve ( 4391 ) |  | OPERATING | OPERATING | E212 | SRD0-1M0 | F40605006 |  | SRD0
PMN-H02MES10AA001KA07 | Valve 2/2 |  | OPERATING | OPERATING | E212 | SRD0-1M0 | F40605006 |  | SRD0
PMN-H02MES10BR001 | Pipe Line |  | OPERATING | OPERATING | E212 | SRD0-1M0 | F40605006 |  | SRD0
PMN-H02MES10CF001 | Flow Indicator (1+TB-S20) |  | OPERATING | OPERATING | E212 | SRD0-1E0 | F40605006 |  | SRD0
PMN-H02MES10CT001 | Flow Meter |  | OPERATING | OPERATING | E212 | SRD0-1E0 | F40605006 |  | SRD0
PMN-H02MEV | Lubrication Oil System |  | OPERATING | OPERATING | E212 | SRD0-1M0 | F40605006 |  | SRD0
PMN-H02MEV10 | Lower Oil Tank |  | OPERATING | OPERATING | E212 | SRD0-1M0 | F40605006 |  | SRD0
PMN-H02MEV10AA001 | Oil Drain Ball Valve ( DN 50 ) |  | OPERATING | OPERATING | E212 | SRD0-1M0 | F40605006 |  | SRD0
PMN-H02MEV10AP001 | Filling Oil Pump No.1( DN 80 ) |  | OPERATING | OPERATING | E212 | SRD0-1M0 | F40605006 |  | SRD0
PMN-H02MEV10AP001-M01 | Motor LT-M01 |  | OPERATING | OPERATING | E212 | SRD0-1E0 | F40605006 |  | SRD0
PMN-H02MEV10AP001KA01 | Safety Valve ( DN 80 ) |  | OPERATING | OPERATING | E212 | SRD0-1M0 | F40605006 |  | SRD0
PMN-H02MEV10AP001KA02 | Check Valve ( DN 80 ) |  | OPERATING | OPERATING | E212 | SRD0-1M0 | F40605006 |  | SRD0
PMN-H02MEV10AP001KP01 | Pump |  | OPERATING | OPERATING | E212 | SRD0-1E0 | F40605006 |  | SRD0
PMN-H02MEV10AP001MK01 | Coupling |  | OPERATING | OPERATING | E212 | SRD0-1M0 | F40605006 |  | SRD0
PMN-H02MEV10AP002 | Filling Oil Pump No.2( DN 80 ) |  | OPERATING | OPERATING | E212 | SRD0-1M0 | F40605006 |  | SRD0
PMN-H02MEV10AP002-M01 | Motor LT-M02 |  | OPERATING | OPERATING | E212 | SRD0-1M0 | F40605006 |  | SRD0
PMN-H02MEV10AP002KA01 | Safety Valve ( DN 80 ) |  | OPERATING | OPERATING | E212 | SRD0-1M0 | F40605006 |  | SRD0
PMN-H02MEV10AP002KA02 | Check Valve ( DN 80 ) |  | OPERATING | OPERATING | E212 | SRD0-1M0 | F40605006 |  | SRD0
PMN-H02MEV10AP002KP01 | Pump |  | OPERATING | OPERATING | E212 | SRD0-1M0 | F40605006 |  | SRD0
PMN-H02MEV10AP002MK01 | Coupling |  | OPERATING | OPERATING | E212 | SRD0-1M0 | F40605006 |  | SRD0
PMN-H02MEV10AT001 | Tank |  | OPERATING | OPERATING | E212 | SRD0-1M0 | F40605006 |  | SRD0
PMN-H02MEV10CL001 | Instrument (Oil Level) for Lower Oil Tank |  | OPERATING | OPERATING | E212 | SRD0-1E0 | F40605006 |  | SRD0
PMN-H02MEV10CL001-F01 | Oil Level Lower Tank LT-S011 |  | OPERATING | OPERATING | E212 | SRD0-1E0 | F40605006 |  | SRD0
PMN-H02MEV10CL001-F02 | Oil Level Lower Tank LT-S012 |  | OPERATING | OPERATING | E212 | SRD0-1E0 | F40605006 |  | SRD0
PMN-H02MEV10CL001-F03 | Oil Level Lower Tank LT-S021 |  | OPERATING | OPERATING | E212 | SRD0-1E0 | F40605006 |  | SRD0
PMN-H02MEV10CL001-F04 | Oil Level Lower Tank LT-S022 |  | OPERATING | OPERATING | E212 | SRD0-1E0 | F40605006 |  | SRD0
PMN-H02MEV10CL001-F05 | Level Sight Glass |  | OPERATING | OPERATING | E212 | SRD0-1E0 | F40605006 |  | SRD0
PMN-H02MEV10CL001-P01 | Oil Pressure After Pump. LT-S03 |  | OPERATING | OPERATING | E212 | SRD0-1E0 | F40605006 |  | SRD0
PMN-H02MEV10CT001 | Instrument (Temp.) for Lower Oil Tank |  | OPERATING | OPERATING | E212 | SRD0-1E0 | F40605006 |  | SRD0
PMN-H02MEV10CT001-F01 | Oil Temp. Lower Tank LT-S111 |  | OPERATING | OPERATING | E212 | SRD0-1E0 | F40605006 |  | SRD0
PMN-H02MEV10CT001-F02 | Oil Temp. Lower Tank LT-S112 |  | OPERATING | OPERATING | E212 | SRD0-1E0 | F40605006 |  | SRD0
PMN-H02MEV10CT001-F03 | Thermostat Lower Oil Tank LT-S10 |  | OPERATING | OPERATING | E212 | SRD0-1E0 | F40605006 |  | SRD0
PMN-H02MEV10CT001-F04 | Thermostat Lower Oil Tank LT-S11 |  | OPERATING | OPERATING | E212 | SRD0-1E0 | F40605006 |  | SRD0
PMN-H02MEV10CT001-F05 | Oil Temp.Lower Tank LT-B01 |  | OPERATING | OPERATING | E212 | SRD0-1E0 | F40605006 |  | SRD0
PMN-H02MEV10CT001-F06 | Heating Lower Oil Tank LT-E1 |  | OPERATING | OPERATING | E212 | SRD0-1E0 | F40605006 |  | SRD0
PMN-H02MEV10CT001-F07 | Heating Lower Oil Tank LT-E2 |  | OPERATING | OPERATING | E212 | SRD0-1E0 | F40605006 |  | SRD0
PMN-H02MEV20 | Oil Vapour Exhaust Fan |  | OPERATING | OPERATING | E212 | SRD0-1E0 | F40605006 |  | SRD0
PMN-H02MEV20AN001 | Exhaust Fan |  | OPERATING | OPERATING | E212 | SRD0-1E0 | F40605006 |  | SRD0
PMN-H02MEV20AN001KN01 | Fan |  | OPERATING | OPERATING | E212 | SRD0-1E0 | F40605006 |  | SRD0
PMN-H02MEV20AN001KT01 | Filter |  | OPERATING | OPERATING | E212 | SRD0-1M0 | F40605006 |  | SRD0
PMN-H02MEV20AN001MR01 | Piping |  | OPERATING | OPERATING | E212 | SRD0-1M0 | F40605006 |  | SRD0
PMN-H02MEV30 | Oil Cooler |  | OPERATING | OPERATING | E212 | SRD0-1M0 | F40605006 |  | SRD0
PMN-H02MEV30AC001 | Oil Cooler No.1 |  | OPERATING | OPERATING | E212 | SRD0-1M0 | F40605006 |  | SRD0
PMN-H02MEV30AC001KA01 | Inlet Shut off Valve Cooler No.1 (DN80) |  | OPERATING | OPERATING | E212 | SRD0-1M0 | F40605006 |  | SRD0
PMN-H02MEV30AC001KA02 | Outlet Shut off Valve Cooler No.1(DN 80) |  | OPERATING | OPERATING | E212 | SRD0-1M0 | F40605006 |  | SRD0
PMN-H02MEV30AC001KC01 | Oil Cooler No.1 ( DN 80 ) |  | OPERATING | OPERATING | E212 | SRD0-1M0 | F40605006 |  | SRD0
PMN-H02MEV30AC002 | Oil Cooler No.2 |  | OPERATING | OPERATING | E212 | SRD0-1M0 | F40605006 |  | SRD0
PMN-H02MEV30AC002KA01 | Inlet Shut off Valve Cooler No.2(DN 80) |  | OPERATING | OPERATING | E212 | SRD0-1M0 | F40605006 |  | SRD0
PMN-H02MEV30AC002KA02 | Outlet Shut off Valve Cooler No.2(DN 80) |  | OPERATING | OPERATING | E212 | SRD0-1M0 | F40605006 |  | SRD0
PMN-H02MEV30AC002KC01 | Oil Cooler No.2 ( DN 80 ) |  | OPERATING | OPERATING | E212 | SRD0-1M0 | F40605006 |  | SRD0
PMN-H02MEV30CT001 | Inlet Scrw.Thermometer (DN 15)(R1/2) |  | OPERATING | OPERATING | E212 | SRD0-1M0 | F40605006 |  | SRD0
PMN-H02MEV30CT002 | Outlet Scrw.Thermometer (DN 15)(R1/2 ) |  | OPERATING | OPERATING | E212 | SRD0-1M0 | F40605006 |  | SRD0
PMN-H02MEV40 | Double Oil Filter (DN80 ) |  | OPERATING | OPERATING | E212 | SRD0-1M0 | F40605006 |  | SRD0
PMN-H02MEV40AA001 | Oil Filter Valve |  | OPERATING | OPERATING | E212 | SRD0-1M0 | F40605006 |  | SRD0
PMN-H02MEV40AA001KA01 | 3-Way Inlet Valve |  | OPERATING | OPERATING | E212 | SRD0-1M0 | F40605006 |  | SRD0
PMN-H02MEV40AA001KA02 | 3-Way Outet Valve |  | OPERATING | OPERATING | E212 | SRD0-1M0 | F40605006 |  | SRD0
PMN-H02MEV40AT001 | Oil Filter No.1 |  | OPERATING | OPERATING | E212 | SRD0-1M0 | F40605006 |  | SRD0
PMN-H02MEV40AT002 | Oil Filter No.2 |  | OPERATING | OPERATING | E212 | SRD0-1M0 | F40605006 |  | SRD0
PMN-H02MEV40CP001 | Diff. Pressure Switch (Oil Filter) |  | OPERATING | OPERATING | E212 | SRD0-1E0 | F40605006 |  | SRD0
PMN-H02MEV40CP001-P01 | Diff. Pressure Oil Filter LT-S091 |  | OPERATING | OPERATING | E212 | SRD0-1E0 | F40605006 |  | SRD0
PMN-H02MEV40CP001-P02 | Diff. Pressure Oil Filter LT-S092 |  | OPERATING | OPERATING | E212 | SRD0-1E0 | F40605006 |  | SRD0
PMN-H02MEV50 | High Oil Tank |  | OPERATING | OPERATING | E212 | SRD0-1M0 | F40605006 |  | SRD0
PMN-H02MEV50AA001 | Drain Valve |  | OPERATING | OPERATING | E212 | SRD0-1M0 | F40605006 |  | SRD0
PMN-H02MEV50AT001 | Tank |  | OPERATING | OPERATING | E212 | SRD0-1M0 | F40605006 |  | SRD0
PMN-H02MEV50CE001 | Instrument ( Oil Level ) for High Oil Tank |  | OPERATING | OPERATING | E212 | SRD0-1E0 | F40605006 |  | SRD0
PMN-H02MEV50CE001-F01 | Oil Level High Tank HT-S011 |  | OPERATING | OPERATING | E212 | SRD0-1E0 | F40605006 |  | SRD0
PMN-H02MEV50CE001-F02 | Oil Level High Tank HT-S012 |  | OPERATING | OPERATING | E212 | SRD0-1E0 | F40605006 |  | SRD0
PMN-H02MEV50CE001-F03 | Oil Level High Tank HT-S021 |  | OPERATING | OPERATING | E212 | SRD0-1E0 | F40605006 |  | SRD0
PMN-H02MEV50CE001-F04 | Oil Level High Tank HT-S022 |  | OPERATING | OPERATING | E212 | SRD0-1E0 | F40605006 |  | SRD0
PMN-H02MEV50CT001 | Instrument ( Temp. ) for High Oil Tank |  | OPERATING | OPERATING | E212 | SRD0-1E0 | F40605006 |  | SRD0
PMN-H02MEV50CT001-F01 | Oil Temp. High Tank HT-S031 |  | OPERATING | OPERATING | E212 | SRD0-1E0 | F40605006 |  | SRD0
PMN-H02MEV50CT001-F02 | Oil Temp. High Tank HT-S032 |  | OPERATING | OPERATING | E212 | SRD0-1E0 | F40605006 |  | SRD0
PMN-H02MEV50CT001-F03 | Heating High Oil Tank HT-E1 |  | OPERATING | OPERATING | E212 | SRD0-1E0 | F40605006 |  | SRD0
PMN-H02MEV50CT001-F04 | Thermostat High Oil Tank HT-S04 |  | OPERATING | OPERATING | E212 | SRD0-1E0 | F40605006 |  | SRD0
PMN-H02MEV50CT001-F05 | Oil Temp. High Oil Tank HT-B01 |  | OPERATING | OPERATING | E212 | SRD0-1E0 | F40605006 |  | SRD0
PMN-H02MEV60 | Bearing Oil Valve |  | OPERATING | OPERATING | E212 | SRD0-1M0 | F40605006 |  | SRD0
PMN-H02MEV60AA001 | Main Bearing Oil Valve |  | OPERATING | OPERATING | E212 | SRD0-1M0 | F40605006 |  | SRD0
PMN-H02MEV60AA001-M01 | Motor TB-M01 |  | OPERATING | OPERATING | E212 | SRD0-1E0 | F40605006 |  | SRD0
PMN-H02MEV60AA001-P01 | Limit Close Clockwise TB-S051 |  | OPERATING | OPERATING | E212 | SRD0-1E0 | F40605006 |  | SRD0
PMN-H02MEV60AA001-P02 | Limit Open Counter Clockwise TB-S052 |  | OPERATING | OPERATING | E212 | SRD0-1E0 | F40605006 |  | SRD0
PMN-H02MEV60AA001KA01 | Valve |  | OPERATING | OPERATING | E212 | SRD0-1M0 | F40605006 |  | SRD0
PMN-H02MEV60AA001KE01 | Hand Valve |  | OPERATING | OPERATING | E212 | SRD0-1M0 | F40605006 |  | SRD0
PMN-H02MEV60AS001 | Main Thrust Brg. Flow Control Valve |  | OPERATING | OPERATING | E212 | SRD0-1M0 | F40605006 |  | SRD0
PMN-H02MEV60AS001-B01 | Oil Flow Main Thrust Brg.TB-S011 |  | OPERATING | OPERATING | E212 | SRD0-1M0 | F40605006 |  | SRD0
PMN-H02MEV60AS001-B02 | Oil Flow Main Thrust Brg.TB-S012 |  | OPERATING | OPERATING | E212 | SRD0-1M0 | F40605006 |  | SRD0
PMN-H02MEV60AS001KA01 | Adjustable Diaphragm |  | OPERATING | OPERATING | E212 | SRD0-1M0 | F40605006 |  | SRD0
PMN-H02MEV60AS002 | Counter Thrust Brg. Flow Control Valve |  | OPERATING | OPERATING | E212 | SRD0-1M0 | F40605006 |  | SRD0
PMN-H02MEV60AS002-B01 | Oil Flow Counter Thrust Brg.TB-S021 |  | OPERATING | OPERATING | E212 | SRD0-1M0 | F40605006 |  | SRD0
PMN-H02MEV60AS002-B02 | Oil Flow Counter Thrust Brg.TB-S022 |  | OPERATING | OPERATING | E212 | SRD0-1M0 | F40605006 |  | SRD0
PMN-H02MEV60AS002KA01 | Adjustable Diaphragm |  | OPERATING | OPERATING | E212 | SRD0-1M0 | F40605006 |  | SRD0
PMN-H02MEV60AS003 | Gen. Guide Brg. Flow Control Valve |  | OPERATING | OPERATING | E212 | SRD0-1M0 | F40605006 |  | SRD0
PMN-H02MEV60AS003-B01 | Oil Flow Gen. Brg. Shell TB-S031 |  | OPERATING | OPERATING | E212 | SRD0-1M0 | F40605006 |  | SRD0
PMN-H02MEV60AS003-B02 | Oil Flow Gen. Brg. Shell TB-S032 |  | OPERATING | OPERATING | E212 | SRD0-1M0 | F40605006 |  | SRD0
PMN-H02MEV60AS003KA01 | Adjustable Diaphragm |  | OPERATING | OPERATING | E212 | SRD0-1M0 | F40605006 |  | SRD0
PMN-H02MEV60AS004 | Turbine Guide Brg. Flow Control Valve |  | OPERATING | OPERATING | E212 | SRD0-1M0 | F40605006 |  | SRD0
PMN-H02MEV60AS004-B01 | Oil Flow Turbine Shell TB-S041 |  | OPERATING | OPERATING | E212 | SRD0-1M0 | F40605006 |  | SRD0
PMN-H02MEV60AS004-B02 | Oil Flow Turbine Shell TB-S042 |  | OPERATING | OPERATING | E212 | SRD0-1M0 | F40605006 |  | SRD0
PMN-H02MEV60AS004KA01 | Adjustable Diaphragm |  | OPERATING | OPERATING | E212 | SRD0-1M0 | F40605006 |  | SRD0
PMN-H02MEV60BR001 | Piping |  | OPERATING | OPERATING | E212 | SRD0-1M0 | F40605006 |  | SRD0
PMN-H02MEV60CF001 | Bearing Sight Glass |  | OPERATING | OPERATING | E212 | SRD0-1M0 | F40605006 |  | SRD0
PMN-H02MEV60CF001QP01 | Thrush Brg. Sight Glass |  | OPERATING | OPERATING | E212 | SRD0-1M0 | F40605006 |  | SRD0
PMN-H02MEV60CF001QP02 | Gen. Guide Brg. Sight Glass |  | OPERATING | OPERATING | E212 | SRD0-1M0 | F40605006 |  | SRD0
PMN-H02MEV60CF001QP03 | Turbine Guide Brg. Sight Glass |  | OPERATING | OPERATING | E212 | SRD0-1M0 | F40605006 |  | SRD0
PMN-H02MEV70 | High Pressure Oil Pump ( DC ) & ( AC ) |  | OPERATING | OPERATING | E212 | SRD0-1E0 | F40605006 |  | SRD0
PMN-H02MEV70AA001 | Inlet Valve |  | OPERATING | OPERATING | E212 | SRD0-1M0 | F40605006 |  | SRD0
PMN-H02MEV70BN001 | High Pressure Oil Pump ( DC ) & ( AC ) |  | OPERATING | OPERATING | E212 | SRD0-1E0 | F40605006 |  | SRD0
PMN-H02MEV70BN001-M01 | DC Motor LT- M042 |  | OPERATING | OPERATING | E212 | SRD0-1E0 | F40605006 |  | SRD0
PMN-H02MEV70BN001-M02 | AC Motor LT-M041 |  | OPERATING | OPERATING | E212 | SRD0-1E0 | F40605006 |  | SRD0
PMN-H02MEV70BN001KP01 | Pump |  | OPERATING | OPERATING | E212 | SRD0-1E0 | F40605006 |  | SRD0
PMN-H02MEV70BN001MK01 | Coupling |  | OPERATING | OPERATING | E212 | SRD0-1M0 | F40605006 |  | SRD0
PMN-H02MEV70BN002 | High Pressure Oil Pipe For Thrust Bearing |  | OPERATING | OPERATING | E212 | SRD0-1M0 | F40605006 |  | SRD0
PMN-H02MEV70BN002-P01 | Pressure Guage Line Main Thrust Brg. |  | OPERATING | OPERATING | E212 | SRD0-1M0 | F40605006 |  | SRD0
PMN-H02MEV70BN002-P02 | Diff. Press. High Pressure Filter LT-S06 |  | OPERATING | OPERATING | E212 | SRD0-1M0 | F40605006 |  | SRD0
PMN-H02MEV70BN002KA01 | Safety Valve for Main Thrust Brg |  | OPERATING | OPERATING | E212 | SRD0-1M0 | F40605006 |  | SRD0
PMN-H02MEV70BN002KA02 | Shut off Valve Line Main Thrust Brg. |  | OPERATING | OPERATING | E212 | SRD0-1M0 | F40605006 |  | SRD0
PMN-H02MEV70BN002KA03 | Check Valve Line Main Thrust Brg. |  | OPERATING | OPERATING | E212 | SRD0-1M0 | F40605006 |  | SRD0
PMN-H02MEV70BN002KT01 | High Pressure Filter Main Thrust Brg. |  | OPERATING | OPERATING | E212 | SRD0-1M0 | F40605006 |  | SRD0
PMN-H02MEV70BN002MR01 | Piping Line Main Thrust Brg. |  | OPERATING | OPERATING | E212 | SRD0-1M0 | F40605006 |  | SRD0
PMN-H02MEV70BN003 | High Pressure Oil Pipe for Gen. Guide Brg. |  | OPERATING | OPERATING | E212 | SRD0-1M0 | F40605006 |  | SRD0
PMN-H02MEV70BN003-P01 | Pressure Guage Line Gen. Guide Brg. |  | OPERATING | OPERATING | E212 | SRD0-1M0 | F40605006 |  | SRD0
PMN-H02MEV70BN003-P02 | Diff. Press. High Pressure Filter LT-S07 |  | OPERATING | OPERATING | E212 | SRD0-1M0 | F40605006 |  | SRD0
PMN-H02MEV70BN003-P03 | Oil Pressure Gen. Brg. Shell LT-S04 |  | OPERATING | OPERATING | E212 | SRD0-1M0 | F40605006 |  | SRD0
PMN-H02MEV70BN003KA01 | Safety Valve for Gen. Guide Brg |  | OPERATING | OPERATING | E212 | SRD0-1M0 | F40605006 |  | SRD0
PMN-H02MEV70BN003KA02 | Shut off Valve.Line Gen. Guide Brg.No.1 |  | OPERATING | OPERATING | E212 | SRD0-1M0 | F40605006 |  | SRD0
PMN-H02MEV70BN003KA03 | Shut off Valve. Line Gen. Guide Brg. No.2 |  | OPERATING | OPERATING | E212 | SRD0-1M0 | F40605006 |  | SRD0
PMN-H02MEV70BN003KA04 | Check Valve Line Gen. Guide Brg. |  | OPERATING | OPERATING | E212 | SRD0-1M0 | F40605006 |  | SRD0
PMN-H02MEV70BN003KT01 | High Pressure Filter for Gen. Guide Brg. |  | OPERATING | OPERATING | E212 | SRD0-1M0 | F40605006 |  | SRD0
PMN-H02MEV70BN003MR01 | Piping Line Gen. Guide Brg. |  | OPERATING | OPERATING | E212 | SRD0-1M0 | F40605006 |  | SRD0
PMN-H02MEV70BN004 | High Pressure Oil Pipe for Turbine Guide Brg. |  | OPERATING | OPERATING | E212 | SRD0-1M0 | F40605006 |  | SRD0
PMN-H02MEV70BN004-P01 | Pressure Guage Line Turbine Guide Brg. |  | OPERATING | OPERATING | E212 | SRD0-1M0 | F40605006 |  | SRD0
PMN-H02MEV70BN004-P02 | Diff. Press. High Pressure Filter LT-S08 |  | OPERATING | OPERATING | E212 | SRD0-1M0 | F40605006 |  | SRD0
PMN-H02MEV70BN004-P03 | Oil Pressure Turbine Brg. Shell LT-S04 |  | OPERATING | OPERATING | E212 | SRD0-1M0 | F40605006 |  | SRD0
PMN-H02MEV70BN004KA01 | Safety Valve for Turbine Guide Brg |  | OPERATING | OPERATING | E212 | SRD0-1M0 | F40605006 |  | SRD0
PMN-H02MEV70BN004KA02 | Shut off Valve. Lineturbine Guide Brg.No.1 |  | OPERATING | OPERATING | E212 | SRD0-1M0 | F40605006 |  | SRD0
PMN-H02MEV70BN004KA03 | Shut off Valve Line Turbine Guide Brg.No.2 |  | OPERATING | OPERATING | E212 | SRD0-1M0 | F40605006 |  | SRD0
PMN-H02MEV70BN004KA04 | Check Valve Line Turbine Guide Brg. |  | OPERATING | OPERATING | E212 | SRD0-1M0 | F40605006 |  | SRD0
PMN-H02MEV70BN004KT01 | High Press. Filter Turbine Guide Brg. |  | OPERATING | OPERATING | E212 | SRD0-1M0 | F40605006 |  | SRD0
PMN-H02MEV70BN004MR01 | Piping Line Turbine Guide Brg. |  | OPERATING | OPERATING | E212 | SRD0-1M0 | F40605006 |  | SRD0
PMN-H02MEX | Hydraulic Turbine |  | OPERATING | OPERATING | E212 | SRD0-1M0 | F40605006 |  | SRD0
PMN-H02MEX10 | Governor Oil Sump. Tank |  | OPERATING | OPERATING | E212 | SRD0-1M0 | F40605006 |  | SRD0
PMN-H02MEX10AA001 | Drain Valve for Sump Tank |  | OPERATING | OPERATING | E212 | SRD0-1M0 | F40605006 |  | SRD0
PMN-H02MEX10AA001KA01 | Valve Drain for Sump Tank 1004/1 |  | OPERATING | OPERATING | E212 | SRD0-1M0 | F40605006 |  | SRD0
PMN-H02MEX10AA001KA02 | Valve Drain for Sump Tank 1004/2 |  | OPERATING | OPERATING | E212 | SRD0-1M0 | F40605006 |  | SRD0
PMN-H02MEX10AA002 | Gov. Oil Filter 1009 (20 Micron) |  | OPERATING | OPERATING | E212 | SRD0-1M0 | F40605006 |  | SRD0
PMN-H02MEX10AA002-P01 | Gov. Oil Pressure Switch -S32/1 |  | OPERATING | OPERATING | E212 | SRD0-1E0 | F40605006 |  | SRD0
PMN-H02MEX10AA002-P02 | Gov. Oil Pressure Switch -S32/2 |  | OPERATING | OPERATING | E212 | SRD0-1E0 | F40605006 |  | SRD0
PMN-H02MEX10AA002KA01 | Hand Valve |  | OPERATING | OPERATING | E212 | SRD0-1M0 | F40605006 |  | SRD0
PMN-H02MEX10AA002KA02 | Check Valve |  | OPERATING | OPERATING | E212 | SRD0-1M0 | F40605006 |  | SRD0
PMN-H02MEX10AA002KT01 | Filter Element |  | OPERATING | OPERATING | E212 | SRD0-1M0 | F40605006 |  | SRD0
PMN-H02MEX10AA002MR01 | Piping |  | OPERATING | OPERATING | E212 | SRD0-1M0 | F40605006 |  | SRD0
PMN-H02MEX10AC001 | Gov. Oil Cooler (2902) |  | OPERATING | OPERATING | E212 | SRD0-1M0 | F40605006 |  | SRD0
PMN-H02MEX10AP001 | Governor Oil Pump No.1 (210/1) |  | OPERATING | OPERATING | E212 | SRD0-1E0 | F40605006 |  | SRD0
PMN-H02MEX10AP001-M01 | Motor -M31 |  | OPERATING | OPERATING | E212 | SRD0-1E0 | F40605006 |  | SRD0
PMN-H02MEX10AP001-Y31 | Solenoid Valve -Y31 |  | OPERATING | OPERATING | E212 | SRD0-1E0 | F40605006 |  | SRD0
PMN-H02MEX10AP001KA01 | Loading /Unloading Valve (2101/1) |  | OPERATING | OPERATING | E212 | SRD0-1M0 | F40605006 |  | SRD0
PMN-H02MEX10AP001KA02 | Hydraulic Operated Check Valve (2102/1) |  | OPERATING | OPERATING | E212 | SRD0-1M0 | F40605006 |  | SRD0
PMN-H02MEX10AP001KA03 | Pump Relief Valve (2103/1) |  | OPERATING | OPERATING | E212 | SRD0-1E0 | F40605006 |  | SRD0
PMN-H02MEX10AP001KA04 | erifice (2105/1) |  | OPERATING | OPERATING | E212 | SRD0-1M0 | F40605006 |  | SRD0
PMN-H02MEX10AP001KA05 | Isolating Valve (2106/1) |  | OPERATING | OPERATING | E212 | SRD0-1M0 | F40605006 |  | SRD0
PMN-H02MEX10AP001KA06 | Isolating Valve (2107/1) |  | OPERATING | OPERATING | E212 | SRD0-1M0 | F40605006 |  | SRD0
PMN-H02MEX10AP001KA07 | Isolat.Valve. Pump Supp. Line No.1(2108/1) |  | OPERATING | OPERATING | E212 | SRD0-1M0 | F40605006 |  | SRD0
PMN-H02MEX10AP001KP01 | Pump 210/1 |  | OPERATING | OPERATING | E212 | SRD0-1E0 | F40605006 |  | SRD0
PMN-H02MEX10AP001KT01 | Filter 20 Micro (2104/1) |  | OPERATING | OPERATING | E212 | SRD0-1M0 | F40605006 |  | SRD0
PMN-H02MEX10AP001MK01 | Coupling |  | OPERATING | OPERATING | E212 | SRD0-1M0 | F40605006 |  | SRD0
PMN-H02MEX10AP002 | Governor Oil Pump No.1 (210/2) |  | OPERATING | OPERATING | E212 | SRD0-1E0 | F40605006 |  | SRD0
PMN-H02MEX10AP002-M02 | Motor -M32 |  | OPERATING | OPERATING | E212 | SRD0-1E0 | F40605006 |  | SRD0
PMN-H02MEX10AP002-Y32 | Solenoid Valve -Y32 |  | OPERATING | OPERATING | E212 | SRD0-1E0 | F40605006 |  | SRD0
PMN-H02MEX10AP002KA01 | Loading /Unloading Valve (2101/2) |  | OPERATING | OPERATING | E212 | SRD0-1M0 | F40605006 |  | SRD0
PMN-H02MEX10AP002KA02 | Hydraulic Operated Check Valve (2102/2) |  | OPERATING | OPERATING | E212 | SRD0-1M0 | F40605006 |  | SRD0
PMN-H02MEX10AP002KA03 | Pump Relief Valve (2103/2) |  | OPERATING | OPERATING | E212 | SRD0-1M0 | F40605006 |  | SRD0
PMN-H02MEX10AP002KA04 | erifice (2105/2) |  | OPERATING | OPERATING | E212 | SRD0-1M0 | F40605006 |  | SRD0
PMN-H02MEX10AP002KA05 | Isolating Valve (2106/2) |  | OPERATING | OPERATING | E212 | SRD0-1M0 | F40605006 |  | SRD0
PMN-H02MEX10AP002KA06 | Isolating Valve (2107/2) |  | OPERATING | OPERATING | E212 | SRD0-1M0 | F40605006 |  | SRD0
PMN-H02MEX10AP002KA07 | Isolat. Valve. Pump Supp.Line No.2(2108/2) |  | OPERATING | OPERATING | E212 | SRD0-1M0 | F40605006 |  | SRD0
PMN-H02MEX10AP002KP01 | Pump 210/2 |  | OPERATING | OPERATING | E212 | SRD0-1E0 | F40605006 |  | SRD0
PMN-H02MEX10AP002KT01 | Filter 20 Micro (2104/2) |  | OPERATING | OPERATING | E212 | SRD0-1M0 | F40605006 |  | SRD0
PMN-H02MEX10AP002MK01 | Coupling |  | OPERATING | OPERATING | E212 | SRD0-1M0 | F40605006 |  | SRD0
PMN-H02MEX10AP003 | Governor Oil Curculation Pump (2901) |  | OPERATING | OPERATING | E212 | SRD0-1E0 | F40605006 |  | SRD0
PMN-H02MEX10AP003-M01 | Motor -M33 |  | OPERATING | OPERATING | E212 | SRD0-1E0 | F40605006 |  | SRD0
PMN-H02MEX10AP003KP01 | Pump 2901 |  | OPERATING | OPERATING | E212 | SRD0-1E0 | F40605006 |  | SRD0
PMN-H02MEX10AP003MK01 | Coupling |  | OPERATING | OPERATING | E212 | SRD0-1M0 | F40605006 |  | SRD0
PMN-H02MEX10BB001 | Sump Tank |  | OPERATING | OPERATING | E212 | SRD0-1M0 | F40605006 |  | SRD0
PMN-H02MEX10CL001 | Oil Level Gauge |  | OPERATING | OPERATING | E212 | SRD0-1E0 | F40605006 |  | SRD0
PMN-H02MEX10CT001 | Thermometer for Oil Outlet Temp.(2905) |  | OPERATING | OPERATING | E212 | SRD0-1E0 | F40605006 |  | SRD0
PMN-H02MEX10CT002 | Flow Meter |  | OPERATING | OPERATING | E212 | SRD0-1E0 | F40605006 |  | SRD0
PMN-H02MEX11 | Governor Actuater (Runner Blade) |  | OPERATING | OPERATING | E212 | SRD0-1M0 | F40605006 |  | SRD0
PMN-H02MEX11AA001 | Throttle Chk.Valve.Adjust.R/B |  | OPERATING | OPERATING | E212 | SRD0-1M0 | F40605006 |  | SRD0
PMN-H02MEX11AA001KA01 | Throttle Chk.Valve.Adjust.R/B Open. 1012 |  | OPERATING | OPERATING | E212 | SRD0-1M0 | F40605006 |  | SRD0
PMN-H02MEX11AA001KA02 | Throttle Chk.Valve.Adjust.R/B Close. 1013 |  | OPERATING | OPERATING | E212 | SRD0-1M0 | F40605006 |  | SRD0
PMN-H02MEX20 | Governor Oil Pressure Tank (240) |  | OPERATING | OPERATING | E212 | SRD0-1M0 | F40605006 |  | SRD0
PMN-H02MEX20AA001 | Valve for Governor Oil Pressure Tank |  | OPERATING | OPERATING | E212 | SRD0-1M0 | F40605006 |  | SRD0
PMN-H02MEX20AA001KA01 | Safety Relief Valve (2401) |  | OPERATING | OPERATING | E212 | SRD0-1M0 | F40605006 |  | SRD0
PMN-H02MEX20AA001KA02 | Float Check Valve (2411) |  | OPERATING | OPERATING | E212 | SRD0-1M0 | F40605006 |  | SRD0
PMN-H02MEX20AA001KA03 | Shut off Valve.for Oil Level Ind. (2413) |  | OPERATING | OPERATING | E212 | SRD0-1M0 | F40605006 |  | SRD0
PMN-H02MEX20AA001KA04 | Shut off Valve for Oil Level Ind. (2414) |  | OPERATING | OPERATING | E212 | SRD0-1M0 | F40605006 |  | SRD0
PMN-H02MEX20AA001KA05 | Oil Drainage Valve (2416) |  | OPERATING | OPERATING | E212 | SRD0-1M0 | F40605006 |  | SRD0
PMN-H02MEX20AA001KA06 | Shut off Valve-Pilot Press.Sw. (2417) |  | OPERATING | OPERATING | E212 | SRD0-1M0 | F40605006 |  | SRD0
PMN-H02MEX20AA001KA07 | Shut off Valve (2418) |  | OPERATING | OPERATING | E212 | SRD0-1M0 | F40605006 |  | SRD0
PMN-H02MEX20AA001KA08 | Shut off Valve-Pilot Press.Ctr. Valve.(2419) |  | OPERATING | OPERATING | E212 | SRD0-1M0 | F40605006 |  | SRD0
PMN-H02MEX20AA001KA09 | By-Pass Valve Opening Float Chk. Valve(2420) |  | OPERATING | OPERATING | E212 | SRD0-1M0 | F40605006 |  | SRD0
PMN-H02MEX20BB001 | Pressure Tank (240) |  | OPERATING | OPERATING | E212 | SRD0-1M0 | F40605006 |  | SRD0
PMN-H02MEX20CL001 | Instrument ( Oil Level ) for Governor Oil Pressure Tank |  | OPERATING | OPERATING | E212 | SRD0-1E0 | F40605006 |  | SRD0
PMN-H02MEX20CL001-F01 | Oil Level Indicator (2412) |  | OPERATING | OPERATING | E212 | SRD0-1E0 | F40605006 |  | SRD0
PMN-H02MEX20CL001-F02 | S11 Level Switch - Oil Level High |  | OPERATING | OPERATING | E212 | SRD0-1E0 | F40605006 |  | SRD0
PMN-H02MEX20CL001-F03 | S12 Level Sw.- Automatic Air Supply |  | OPERATING | OPERATING | E212 | SRD0-1E0 | F40605006 |  | SRD0
PMN-H02MEX20CL001-F04 | S13 Level Switch - Oil Level Low |  | OPERATING | OPERATING | E212 | SRD0-1E0 | F40605006 |  | SRD0
PMN-H02MEX20CL001-F05 | S14 Level Switch - Oil Level Too Low |  | OPERATING | OPERATING | E212 | SRD0-1E0 | F40605006 |  | SRD0
PMN-H02MEX20CP001 | Pressure Guage for Pressure Tank (2407) |  | OPERATING | OPERATING | E212 | SRD0-1E0 | F40605006 |  | SRD0
PMN-H02MEX30 | Leakage Oil Sump Tank |  | OPERATING | OPERATING | E212 | SRD0-1M0 | F40605006 |  | SRD0
PMN-H02MEX30AA001 | Leakage Oil Sump Tank Valve |  | OPERATING | OPERATING | E212 | SRD0-1M0 | F40605006 |  | SRD0
PMN-H02MEX30AA001KA01 | Drain Valve (7705) |  | OPERATING | OPERATING | E212 | SRD0-1M0 | F40605006 |  | SRD0
PMN-H02MEX30AA001KA02 | 3-Way Valve (7711) |  | OPERATING | OPERATING | E212 | SRD0-1M0 | F40605006 |  | SRD0
PMN-H02MEX30AA001KA03 | Check Valve (7703) |  | OPERATING | OPERATING | E212 | SRD0-1M0 | F40605006 |  | SRD0
PMN-H02MEX30AA001KA04 | Check Valve (7704) |  | OPERATING | OPERATING | E212 | SRD0-1M0 | F40605006 |  | SRD0
PMN-H02MEX30AP001 | Leakage Oil Pump No.1 (7701) |  | OPERATING | OPERATING | E212 | SRD0-1E0 | F40605006 |  | SRD0
PMN-H02MEX30AP001-M01 | 3-Phase Motor for Pump No.1 (M01) |  | OPERATING | OPERATING | E212 | SRD0-1E0 | F40605006 |  | SRD0
PMN-H02MEX30AP001KP01 | Pump |  | OPERATING | OPERATING | E212 | SRD0-1E0 | F40605006 |  | SRD0
PMN-H02MEX30AP001MK01 | Coupling |  | OPERATING | OPERATING | E212 | SRD0-1M0 | F40605006 |  | SRD0
PMN-H02MEX30AP002 | Leakage Oil Pump No.2 (7702) |  | OPERATING | OPERATING | E212 | SRD0-1E0 | F40605006 |  | SRD0
PMN-H02MEX30AP002-M02 | 3-Phase Motor for Pump No.2 (M02) |  | OPERATING | OPERATING | E212 | SRD0-1E0 | F40605006 |  | SRD0
PMN-H02MEX30AP002KP01 | Pump |  | OPERATING | OPERATING | E212 | SRD0-1E0 | F40605006 |  | SRD0
PMN-H02MEX30AP002MK01 | Coupling |  | OPERATING | OPERATING | E212 | SRD0-1M0 | F40605006 |  | SRD0
PMN-H02MEX30AT001 | Leakage Oil Pump Filter (7710) |  | OPERATING | OPERATING | E212 | SRD0-1M0 | F40605006 |  | SRD0
PMN-H02MEX30AX001 | Inspection Hole (7707) |  | OPERATING | OPERATING | E212 | SRD0-1M0 | F40605006 |  | SRD0
PMN-H02MEX30BB001 | Leakage Oil Tank (7700) |  | OPERATING | OPERATING | E212 | SRD0-1M0 | F40605006 |  | SRD0
PMN-H02MEX30BB001KT01 | Breather (7708) |  | OPERATING | OPERATING | E212 | SRD0-1M0 | F40605006 |  | SRD0
PMN-H02MEX30BR001 | Connection Valve for Oil Treatment Unit (7709) |  | OPERATING | OPERATING | E212 | SRD0-1M0 | F40605006 |  | SRD0
PMN-H02MEX30BR002 | Pipe Line |  | OPERATING | OPERATING | E212 | SRD0-1M0 | F40605006 |  | SRD0
PMN-H02MEX30CL001 | Instrument ( Oil Level ) for Leaked Oil Sump Tank |  | OPERATING | OPERATING | E212 | SRD0-1E0 | F40605006 |  | SRD0
PMN-H02MEX30CL001-F01 | Oil Level Sight Gauge (7706) |  | OPERATING | OPERATING | E212 | SRD0-1E0 | F40605006 |  | SRD0
PMN-H02MEX30CL001-F02 | Level Sw.-Start Standby-Pump (S01/1) |  | OPERATING | OPERATING | E212 | SRD0-1E0 | F40605006 |  | SRD0
PMN-H02MEX30CL001-F03 | Level Switch-Start Main Pump (S01/2) |  | OPERATING | OPERATING | E212 | SRD0-1E0 | F40605006 |  | SRD0
PMN-H02MEX30CL001-F04 | Level Switch-Stop Pump1 + Pump 2 (S01/3) |  | OPERATING | OPERATING | E212 | SRD0-1E0 | F40605006 |  | SRD0
PMN-H02MEX30CL001-F05 | Level Sw.-Start Interlock + Alarm(S01/4) |  | OPERATING | OPERATING | E212 | SRD0-1E0 | F40605006 |  | SRD0
PMN-H02MEX30CP001 | Differential Pressure Switch (S02) |  | OPERATING | OPERATING | E212 | SRD0-1E0 | F40605006 |  | SRD0
PMN-H02MEX40 | Runner Hub Oil Tank |  | OPERATING | OPERATING | E212 | SRD0-1M0 | F40605006 |  | SRD0
PMN-H02MEX40AA001 | Valve Runner Hub Oil Tank |  | OPERATING | OPERATING | E212 | SRD0-1M0 | F40605006 |  | SRD0
PMN-H02MEX40AA001KA01 | Throttle Valve 1018 |  | OPERATING | OPERATING | E212 | SRD0-1M0 | F40605006 |  | SRD0
PMN-H02MEX40AA001KA02 | Drain Valve (7752) |  | OPERATING | OPERATING | E212 | SRD0-1M0 | F40605006 |  | SRD0
PMN-H02MEX40BB001 | Runner Hub Oil Tank (7750) |  | OPERATING | OPERATING | E212 | SRD0-1M0 | F40605006 |  | SRD0
PMN-H02MEX40BB001KT01 | Breather (7753) |  | OPERATING | OPERATING | E212 | SRD0-1M0 | F40605006 |  | SRD0
PMN-H02MEX40BR001 | Piping |  | OPERATING | OPERATING | E212 | SRD0-1M0 | F40605006 |  | SRD0
PMN-H02MEX40CL001 | Instrument ( Oil Level ) for Runner Hub Oil Tank |  | OPERATING | OPERATING | E212 | SRD0-1E0 | F40605006 |  | SRD0
PMN-H02MEX40CL001-F01 | Oil Level Sight Gauge (7751) |  | OPERATING | OPERATING | E212 | SRD0-1E0 | F40605006 |  | SRD0
PMN-H02MEX40CL001-F02 | Level Sw.Oil Level High(RT-S01/1) |  | OPERATING | OPERATING | E212 | SRD0-1E0 | F40605006 |  | SRD0
PMN-H02MEX40CL001-F03 | Level Sw. Oil Level Low (RT-S01/2) |  | OPERATING | OPERATING | E212 | SRD0-1E0 | F40605006 |  | SRD0
PMN-H02MEX50 | Oil Head & Runner Servo Motor |  | OPERATING | OPERATING | E212 | SRD0-1M0 | F40605006 |  | SRD0
PMN-H02MEX50AA001 | Valve Oil Head & Runner Servo Motor |  | OPERATING | OPERATING | E212 | SRD0-1M0 | F40605006 |  | SRD0
PMN-H02MEX50AA001KA01 | Drain Valve (8501) |  | OPERATING | OPERATING | E212 | SRD0-1M0 | F40605006 |  | SRD0
PMN-H02MEX50AA001KA02 | Drain Valve (8502) |  | OPERATING | OPERATING | E212 | SRD0-1M0 | F40605006 |  | SRD0
PMN-H02MEX50AA001KA03 | Drain Valve (8503) |  | OPERATING | OPERATING | E212 | SRD0-1M0 | F40605006 |  | SRD0
PMN-H02MEX50AA001KA04 | Throttle Valve (8504) |  | OPERATING | OPERATING | E212 | SRD0-1M0 | F40605006 |  | SRD0
PMN-H02MEX50AA001KA05 | Isolating Valve (8505) |  | OPERATING | OPERATING | E212 | SRD0-1M0 | F40605006 |  | SRD0
PMN-H02MEX50AU001 | Runner Servo Motor |  | OPERATING | OPERATING | E212 | SRD0-1M0 | F40605006 |  | SRD0
PMN-H02MEX50BR001 | Oil Head (8500) |  | OPERATING | OPERATING | E212 | SRD0-1M0 | F40605006 |  | SRD0
PMN-H02MEX50BR002 | Inner Pipe |  | OPERATING | OPERATING | E212 | SRD0-1M0 | F40605006 |  | SRD0
PMN-H02MEX50BR003 | Outer Pipe |  | OPERATING | OPERATING | E212 | SRD0-1M0 | F40605006 |  | SRD0
PMN-H02MEX50BR004 | Pipe Line |  | OPERATING | OPERATING | E212 | SRD0-1M0 | F40605006 |  | SRD0
PMN-H02MEX50CP001 | Indicator Position |  | OPERATING | OPERATING | E212 | SRD0-1M0 | F40605006 |  | SRD0
PMN-H02MEX60 | Overspeed Pendulum (1200) |  | OPERATING | OPERATING | E212 | SRD0-1M0 | F40605006 |  | SRD0
PMN-H02MEX60AA001 | Overspeed Pendulum Valve 1200 |  | OPERATING | OPERATING | E212 | SRD0-1M0 | F40605006 |  | SRD0
PMN-H02MEX60AU001 | Pendulum |  | OPERATING | OPERATING | E212 | SRD0-1M0 | F40605006 |  | SRD0
PMN-H02MEX60CS001 | Limit Sw. Overspeed Device |  | OPERATING | OPERATING | E212 | SRD0-1E0 | F40605006 |  | SRD0
PMN-H02MEX60CS001-F01 | Limit Sw. Overspeed Device TB-S03 |  | OPERATING | OPERATING | E212 | SRD0-1E0 | F40605006 |  | SRD0
PMN-H02MEX60CS001-F02 | Limit Sw. Overspeed Devive TB-S04 |  | OPERATING | OPERATING | E212 | SRD0-1E0 | F40605006 |  | SRD0
PMN-H02MEX70 | Turbine Control |  | OPERATING | OPERATING | E212 | SRD0-1M0 | F40605006 |  | SRD0
PMN-H02MEX70AA001 | Turbine Control Device |  | OPERATING | OPERATING | E212 | SRD0-1M0 | F40605006 |  | SRD0
PMN-H02MEX70AA001KA01 | Main Supply Valve ( 2415 ) |  | OPERATING | OPERATING | E212 | SRD0-1M0 | F40605006 |  | SRD0
PMN-H02MEX70AA001KA02 | Balance for Main Supply Valve ( 2421 ) |  | OPERATING | OPERATING | E212 | SRD0-1M0 | F40605006 |  | SRD0
PMN-H02MEX70AA001KA03 | Shut off Valve.Control Oil Prop.Valve.(1015) |  | OPERATING | OPERATING | E212 | SRD0-1M0 | F40605006 |  | SRD0
PMN-H02MEX70AA001KA04 | Shut off Valve -Safety Circuit (1016) |  | OPERATING | OPERATING | E212 | SRD0-1M0 | F40605006 |  | SRD0
PMN-H02MEX70AA001KA05 | Throttle Valve.-Oil Quantity Adjust.(1018) |  | OPERATING | OPERATING | E212 | SRD0-1M0 | F40605006 |  | SRD0
PMN-H02MEX70AA001KA06 | GT-B01 Prop. Valve for Wicket Gate |  | OPERATING | OPERATING | E212 | SRD0-1M0 | F40605006 |  | SRD0
PMN-H02MEX70AA001KA07 | GT-B02 Prop. Valve for Runner Blade |  | OPERATING | OPERATING | E212 | SRD0-1M0 | F40605006 |  | SRD0
PMN-H02MEX70AA001KA08 | Valve2/2 (1020) |  | OPERATING | OPERATING | E212 | SRD0-1M0 | F40605006 |  | SRD0
PMN-H02MEX70AA001KA09 | GT-Y01 Lock/Quick S/D Solenoil Valve |  | OPERATING | OPERATING | E212 | SRD0-1M0 | F40605006 |  | SRD0
PMN-H02MEX70AA001KA10 | GT-Y02 Solenoid Valve. for By Pass Valve |  | OPERATING | OPERATING | E212 | SRD0-1M0 | F40605006 |  | SRD0
PMN-H02MEX70AA002 | Wicket Gate Control Device |  | OPERATING | OPERATING | E212 | SRD0-1M0 | F40605006 |  | SRD0
PMN-H02MEX70AA002KA01 | Throttle Chk.Valve.Adjust.W/G Open. 1010 |  | OPERATING | OPERATING | E212 | SRD0-1M0 | F40605006 |  | SRD0
PMN-H02MEX70AA002KA02 | Throttle Chk.Valve.Adjust.W/G Close. 1011 |  | OPERATING | OPERATING | E212 | SRD0-1M0 | F40605006 |  | SRD0
PMN-H02MEX70AA002KA03 | Quick Closing W/G & Quick S/D (1019) |  | OPERATING | OPERATING | E212 | SRD0-1M0 | F40605006 |  | SRD0
PMN-H02MEX70AA002KA04 | By - Pass Valve Control Block (1024) |  | OPERATING | OPERATING | E212 | SRD0-1M0 | F40605006 |  | SRD0
PMN-H02MEX70AA002KA05 | Check Valve (1025) |  | OPERATING | OPERATING | E212 | SRD0-1M0 | F40605006 |  | SRD0
PMN-H02MEX70AA003 | Runner Blade Control Device |  | OPERATING | OPERATING | E212 | SRD0-1M0 | F40605006 |  | SRD0
PMN-H02MEX70AA003KA01 | Throttle Chk.Valve.Adjust.R/B Open. 1012 |  | OPERATING | OPERATING | E212 | SRD0-1M0 | F40605006 |  | SRD0
PMN-H02MEX70AA003KA02 | Throttle Chk.Valve.Adjust.R/B Close. 1013 |  | OPERATING | OPERATING | E212 | SRD0-1M0 | F40605006 |  | SRD0
PMN-H02MEX70AT001 | Double Filter 20 Micron(1014) |  | OPERATING | OPERATING | E212 | SRD0-1M0 | F40605006 |  | SRD0
PMN-H02MEX70AT001-P01 | Filter Diff. Pressure Switch -S06 |  | OPERATING | OPERATING | E212 | SRD0-1E0 | F40605006 |  | SRD0
PMN-H02MEX70AT001KA01 | Hand Valve |  | OPERATING | OPERATING | E212 | SRD0-1M0 | F40605006 |  | SRD0
PMN-H02MEX70AT001KT01 | Filter Element |  | OPERATING | OPERATING | E212 | SRD0-1M0 | F40605006 |  | SRD0
PMN-H02MEX70AT001MR01 | Piping |  | OPERATING | OPERATING | E212 | SRD0-1M0 | F40605006 |  | SRD0
PMN-H02MEX70CP001 | Turbine Control ( Pressure Sw. ) |  | OPERATING | OPERATING | E212 | SRD0-1E0 | F40605006 |  | SRD0
PMN-H02MEX70CP001-F01 | Pressure Sw. for Main Pump -S01 |  | OPERATING | OPERATING | E212 | SRD0-1E0 | F40605006 |  | SRD0
PMN-H02MEX70CP001-F02 | Pressure Sw. for Stand By Pump -S02 |  | OPERATING | OPERATING | E212 | SRD0-1E0 | F40605006 |  | SRD0
PMN-H02MEX70CP001-F03 | Pressure Sw. for Stand By Pump -S03 |  | OPERATING | OPERATING | E212 | SRD0-1E0 | F40605006 |  | SRD0
PMN-H02MEX70CP001-F04 | Pressure Sw. for Oil Press. te Low -S04 |  | OPERATING | OPERATING | E212 | SRD0-1E0 | F40605006 |  | SRD0
PMN-H02MEX70CP001-F05 | Pressure Sw. for Auto. Air Supply -S05 |  | OPERATING | OPERATING | E212 | SRD0-1E0 | F40605006 |  | SRD0
PMN-H02MEX80 | Governor Actuater (Wick Gate) |  | OPERATING | OPERATING | E212 | SRD0-1M0 | F40605006 |  | SRD0
PMN-H02MEX80AA001 | Valve for Governor Actuater (Wick Gate) |  | OPERATING | OPERATING | E212 | SRD0-1M0 | F40605006 |  | SRD0
PMN-H02MEX80AA001KA01 | Throttle Chk.Valve.Adjust.W/G Open. 1010 |  | OPERATING | OPERATING | E212 | SRD0-1M0 | F40605006 |  | SRD0
PMN-H02MEX80AA001KA02 | Throttle Chk.Valve.Adjust.W/G Close. 1011 |  | OPERATING | OPERATING | E212 | SRD0-1M0 | F40605006 |  | SRD0
PMN-H02MEX80AA001KA03 | Quick Closing W/G & Quick S/D (1019) |  | OPERATING | OPERATING | E212 | SRD0-1M0 | F40605006 |  | SRD0
PMN-H02MEX80AA001KA04 | By - Pass Valve Control Block (1024) |  | OPERATING | OPERATING | E212 | SRD0-1M0 | F40605006 |  | SRD0
PMN-H02MEX80AA001KA05 | Check Valve (1025) |  | OPERATING | OPERATING | E212 | SRD0-1M0 | F40605006 |  | SRD0
PMN-H02MEX90 | Servo Motor |  | OPERATING | OPERATING | E212 | SRD0-1M0 | F40605006 |  | SRD0
PMN-H02MEX90AA001 | Valve for Servo Motor |  | OPERATING | OPERATING | E212 | SRD0-1M0 | F40605006 |  | SRD0
PMN-H02MEX90AA001KA01 | Drainage Valve (79002/1) |  | OPERATING | OPERATING | E212 | SRD0-1M0 | F40605006 |  | SRD0
PMN-H02MEX90AA001KA02 | Drainage Valve (79003/1) |  | OPERATING | OPERATING | E212 | SRD0-1M0 | F40605006 |  | SRD0
PMN-H02MEX90AA001KA03 | Drainage Valve (79002/2) |  | OPERATING | OPERATING | E212 | SRD0-1M0 | F40605006 |  | SRD0
PMN-H02MEX90AA001KA04 | Drainage Valve (79003/2) |  | OPERATING | OPERATING | E212 | SRD0-1M0 | F40605006 |  | SRD0
PMN-H02MEX90AA001KA05 | Throttle Chk.Valve. Cushion. Adj.(79011) |  | OPERATING | OPERATING | E212 | SRD0-1M0 | F40605006 |  | SRD0
PMN-H02MEX90AU001 | Servo Motor (79000/1) |  | OPERATING | OPERATING | E212 | SRD0-1M0 | F40605006 |  | SRD0
PMN-H02MEX90AU002 | Servo Motor (79000/2) |  | OPERATING | OPERATING | E212 | SRD0-1M0 | F40605006 |  | SRD0
PMN-H02MEX90BR001 | Pipe Line |  | OPERATING | OPERATING | E212 | SRD0-1M0 | F40605006 |  | SRD0
PMN-H02MEX90CW001 | Closing Weight (79010) |  | OPERATING | OPERATING | E212 | SRD0-1M0 | F40605006 |  | SRD0
PMN-H02MK | Generator Plant |  | OPERATING | OPERATING | E212 | SRD0-1E0 | F40605006 |  | SRD0
PMN-H02MKA | Generator |  | OPERATING | OPERATING | E212 | SRD0-1E0 | F40605006 |  | SRD0
PMN-H02MKA10 | Gen.Coupling Shaft |  | OPERATING | OPERATING | E212 | SRD0-1M0 | F40605006 |  | SRD0
PMN-H02MKA10AU001 | Coupling Bolts Gen.& Turbine Shaft Set |  | OPERATING | OPERATING | E212 | SRD0-1M0 | F40605006 |  | SRD0
PMN-H02MKA10AU001MK01 | Coupling Bolts Gen.& Turbine Shaft No.1 |  | OPERATING | OPERATING | E212 | SRD0-1M0 | F40605006 |  | SRD0
PMN-H02MKA10AU001MK02 | Coupling Bolts Gen.& Turbine Shaft No.2 |  | OPERATING | OPERATING | E212 | SRD0-1M0 | F40605006 |  | SRD0
PMN-H02MKA10AU001MK03 | Coupling Bolts Gen.& Turbine Shaft No.3 |  | OPERATING | OPERATING | E212 | SRD0-1M0 | F40605006 |  | SRD0
PMN-H02MKA10AU001MK04 | Coupling Bolts Gen.& Turbine Shaft No.4 |  | OPERATING | OPERATING | E212 | SRD0-1M0 | F40605006 |  | SRD0
PMN-H02MKA10AU001MK05 | Coupling Bolts Gen.& Turbine Shaft No.5 |  | OPERATING | OPERATING | E212 | SRD0-1M0 | F40605006 |  | SRD0
PMN-H02MKA10AU001MK06 | Coupling Bolts Gen.& Turbine Shaft No.6 |  | OPERATING | OPERATING | E212 | SRD0-1M0 | F40605006 |  | SRD0
PMN-H02MKA10AU001MK07 | Coupling Bolts Gen.& Turbine Shaft No.7 |  | OPERATING | OPERATING | E212 | SRD0-1M0 | F40605006 |  | SRD0
PMN-H02MKA10AU001MK08 | Coupling Bolts Gen.& Turbine Shaft No.8 |  | OPERATING | OPERATING | E212 | SRD0-1M0 | F40605006 |  | SRD0
PMN-H02MKA10AU001MK09 | Coupling Bolts Gen.& Turbine Shaft No.9 |  | OPERATING | OPERATING | E212 | SRD0-1M0 | F40605006 |  | SRD0
PMN-H02MKA10AU001MK10 | Coupling Bolts Gen.& Turbine Shaft No.10 |  | OPERATING | OPERATING | E212 | SRD0-1M0 | F40605006 |  | SRD0
PMN-H02MKA20 | Generator Rotor |  | OPERATING | OPERATING | E212 | SRD0-1E0 | F40605006 |  | SRD0
PMN-H02MKA20AE001 | Motor for Coal Exaust GB-M07 |  | OPERATING | OPERATING | E212 | SRD0-1E0 | F40605006 |  | SRD0
PMN-H02MKA20CG001 | Position Rotor Locking Bolt GB-S10 |  | OPERATING | OPERATING | E212 | SRD0-1M0 | F40605006 |  | SRD0
PMN-H02MKA20CT001 | Thermostat Air Slip Ring Room GB-S21 |  | OPERATING | OPERATING | E212 | SRD0-1E0 | F40605006 |  | SRD0
PMN-H02MKA20HB001 | Rotor Spider |  | OPERATING | OPERATING | E212 | SRD0-1E0 | F40605006 |  | SRD0
PMN-H02MKA20HB002 | Laminate Rim |  | OPERATING | OPERATING | E212 | SRD0-1E0 | F40605006 |  | SRD0
PMN-H02MKA20HB003 | Rotor Pole Set |  | OPERATING | OPERATING | E212 | SRD0-1E0 | F40605006 |  | SRD0
PMN-H02MKA20HB003-G01 | Rotor Pole No.1 |  | OPERATING | OPERATING | E212 | SRD0-1E0 | F40605006 |  | SRD0
PMN-H02MKA20HB003-G02 | Rotor Pole No.2 |  | OPERATING | OPERATING | E212 | SRD0-1E0 | F40605006 |  | SRD0
PMN-H02MKA20HB003-G03 | Rotor Pole No.3 |  | OPERATING | OPERATING | E212 | SRD0-1E0 | F40605006 |  | SRD0
PMN-H02MKA20HB003-G04 | Rotor Pole No.4 |  | OPERATING | OPERATING | E212 | SRD0-1E0 | F40605006 |  | SRD0
PMN-H02MKA20HB003-G05 | Rotor Pole No.5 |  | OPERATING | OPERATING | E212 | SRD0-1E0 | F40605006 |  | SRD0
PMN-H02MKA20HB003-G06 | Rotor Pole No.6 |  | OPERATING | OPERATING | E212 | SRD0-1E0 | F40605006 |  | SRD0
PMN-H02MKA20HB003-G07 | Rotor Pole No.7 |  | OPERATING | OPERATING | E212 | SRD0-1E0 | F40605006 |  | SRD0
PMN-H02MKA20HB003-G08 | Rotor Pole No.8 |  | OPERATING | OPERATING | E212 | SRD0-1E0 | F40605006 |  | SRD0
PMN-H02MKA20HB003-G09 | Rotor Pole No.9 |  | OPERATING | OPERATING | E212 | SRD0-1E0 | F40605006 |  | SRD0
PMN-H02MKA20HB003-G10 | Rotor Pole No.10 |  | OPERATING | OPERATING | E212 | SRD0-1E0 | F40605006 |  | SRD0
PMN-H02MKA20HB003-G11 | Rotor Pole No.11 |  | OPERATING | OPERATING | E212 | SRD0-1E0 | F40605006 |  | SRD0
PMN-H02MKA20HB003-G12 | Rotor Pole No.12 |  | OPERATING | OPERATING | E212 | SRD0-1E0 | F40605006 |  | SRD0
PMN-H02MKA20HB003-G13 | Rotor Pole No.13 |  | OPERATING | OPERATING | E212 | SRD0-1E0 | F40605006 |  | SRD0
PMN-H02MKA20HB003-G14 | Rotor Pole No.14 |  | OPERATING | OPERATING | E212 | SRD0-1E0 | F40605006 |  | SRD0
PMN-H02MKA20HB003-G15 | Rotor Pole No.15 |  | OPERATING | OPERATING | E212 | SRD0-1E0 | F40605006 |  | SRD0
PMN-H02MKA20HB003-G16 | Rotor Pole No.16 |  | OPERATING | OPERATING | E212 | SRD0-1E0 | F40605006 |  | SRD0
PMN-H02MKA20HB003-G17 | Rotor Pole No.17 |  | OPERATING | OPERATING | E212 | SRD0-1E0 | F40605006 |  | SRD0
PMN-H02MKA20HB003-G18 | Rotor Pole No.18 |  | OPERATING | OPERATING | E212 | SRD0-1E0 | F40605006 |  | SRD0
PMN-H02MKA20HB003-G19 | Rotor Pole No.19 |  | OPERATING | OPERATING | E212 | SRD0-1E0 | F40605006 |  | SRD0
PMN-H02MKA20HB003-G20 | Rotor Pole No.20 |  | OPERATING | OPERATING | E212 | SRD0-1E0 | F40605006 |  | SRD0
PMN-H02MKA20HB003-G21 | Rotor Pole No.21 |  | OPERATING | OPERATING | E212 | SRD0-1E0 | F40605006 |  | SRD0
PMN-H02MKA20HB003-G22 | Rotor Pole No.22 |  | OPERATING | OPERATING | E212 | SRD0-1E0 | F40605006 |  | SRD0
PMN-H02MKA20HB003-G23 | Rotor Pole No.23 |  | OPERATING | OPERATING | E212 | SRD0-1E0 | F40605006 |  | SRD0
PMN-H02MKA20HB003-G24 | Rotor Pole No.24 |  | OPERATING | OPERATING | E212 | SRD0-1E0 | F40605006 |  | SRD0
PMN-H02MKA20HB003-G25 | Rotor Pole No.25 |  | OPERATING | OPERATING | E212 | SRD0-1E0 | F40605006 |  | SRD0
PMN-H02MKA20HB003-G26 | Rotor Pole No.26 |  | OPERATING | OPERATING | E212 | SRD0-1E0 | F40605006 |  | SRD0
PMN-H02MKA20HB003-G27 | Rotor Pole No.27 |  | OPERATING | OPERATING | E212 | SRD0-1E0 | F40605006 |  | SRD0
PMN-H02MKA20HB003-G28 | Rotor Pole No.28 |  | OPERATING | OPERATING | E212 | SRD0-1E0 | F40605006 |  | SRD0
PMN-H02MKA20HB003-G29 | Rotor Pole No.29 |  | OPERATING | OPERATING | E212 | SRD0-1E0 | F40605006 |  | SRD0
PMN-H02MKA20HB003-G30 | Rotor Pole No.30 |  | OPERATING | OPERATING | E212 | SRD0-1E0 | F40605006 |  | SRD0
PMN-H02MKA20HB003-G31 | Rotor Pole No.31 |  | OPERATING | OPERATING | E212 | SRD0-1E0 | F40605006 |  | SRD0
PMN-H02MKA20HB003-G32 | Rotor Pole No.32 |  | OPERATING | OPERATING | E212 | SRD0-1E0 | F40605006 |  | SRD0
PMN-H02MKA20HB003-G33 | Rotor Pole No.33 |  | OPERATING | OPERATING | E212 | SRD0-1E0 | F40605006 |  | SRD0
PMN-H02MKA20HB003-G34 | Rotor Pole No.34 |  | OPERATING | OPERATING | E212 | SRD0-1E0 | F40605006 |  | SRD0
PMN-H02MKA20HB003-G35 | Rotor Pole No.35 |  | OPERATING | OPERATING | E212 | SRD0-1E0 | F40605006 |  | SRD0
PMN-H02MKA20HB003-G36 | Rotor Pole No.36 |  | OPERATING | OPERATING | E212 | SRD0-1E0 | F40605006 |  | SRD0
PMN-H02MKA20HB003-G37 | Rotor Pole No.37 |  | OPERATING | OPERATING | E212 | SRD0-1E0 | F40605006 |  | SRD0
PMN-H02MKA20HB003-G38 | Rotor Pole No.38 |  | OPERATING | OPERATING | E212 | SRD0-1E0 | F40605006 |  | SRD0
PMN-H02MKA20HB003-G39 | Rotor Pole No.39 |  | OPERATING | OPERATING | E212 | SRD0-1E0 | F40605006 |  | SRD0
PMN-H02MKA20HB003-G40 | Rotor Pole No.40 |  | OPERATING | OPERATING | E212 | SRD0-1E0 | F40605006 |  | SRD0
PMN-H02MKA20HB003-G41 | Rotor Pole No.41 |  | OPERATING | OPERATING | E212 | SRD0-1E0 | F40605006 |  | SRD0
PMN-H02MKA20HB003-G42 | Rotor Pole No.42 |  | OPERATING | OPERATING | E212 | SRD0-1E0 | F40605006 |  | SRD0
PMN-H02MKA20HB003-G43 | Rotor Pole No.43 |  | OPERATING | OPERATING | E212 | SRD0-1E0 | F40605006 |  | SRD0
PMN-H02MKA20HB003-G44 | Rotor Pole No.44 |  | OPERATING | OPERATING | E212 | SRD0-1E0 | F40605006 |  | SRD0
PMN-H02MKA20HB003-G45 | Rotor Pole No.45 |  | OPERATING | OPERATING | E212 | SRD0-1E0 | F40605006 |  | SRD0
PMN-H02MKA20HB003-G46 | Rotor Pole No.46 |  | OPERATING | OPERATING | E212 | SRD0-1E0 | F40605006 |  | SRD0
PMN-H02MKA20HB003-G47 | Rotor Pole No.47 |  | OPERATING | OPERATING | E212 | SRD0-1E0 | F40605006 |  | SRD0
PMN-H02MKA20HB003-G48 | Rotor Pole No.48 |  | OPERATING | OPERATING | E212 | SRD0-1E0 | F40605006 |  | SRD0
PMN-H02MKA20HB003-G49 | Rotor Pole No.49 |  | OPERATING | OPERATING | E212 | SRD0-1E0 | F40605006 |  | SRD0
PMN-H02MKA20HB003-G50 | Rotor Pole No.50 |  | OPERATING | OPERATING | E212 | SRD0-1E0 | F40605006 |  | SRD0
PMN-H02MKA20HB003-G51 | Rotor Pole No.51 |  | OPERATING | OPERATING | E212 | SRD0-1E0 | F40605006 |  | SRD0
PMN-H02MKA20HB003-G52 | Rotor Pole No.52 |  | OPERATING | OPERATING | E212 | SRD0-1E0 | F40605006 |  | SRD0
PMN-H02MKA20HB003-G53 | Rotor Pole No.53 |  | OPERATING | OPERATING | E212 | SRD0-1E0 | F40605006 |  | SRD0
PMN-H02MKA20HB003-G54 | Rotor Pole No.54 |  | OPERATING | OPERATING | E212 | SRD0-1E0 | F40605006 |  | SRD0
PMN-H02MKA20HB003-G55 | Rotor Pole No.55 |  | OPERATING | OPERATING | E212 | SRD0-1E0 | F40605006 |  | SRD0
PMN-H02MKA20HB003-G56 | Rotor Pole No.56 |  | OPERATING | OPERATING | E212 | SRD0-1E0 | F40605006 |  | SRD0
PMN-H02MKA20HB003-G57 | Rotor Pole No.57 |  | OPERATING | OPERATING | E212 | SRD0-1E0 | F40605006 |  | SRD0
PMN-H02MKA20HB003-G58 | Rotor Pole No.58 |  | OPERATING | OPERATING | E212 | SRD0-1E0 | F40605006 |  | SRD0
PMN-H02MKA20HB003-G59 | Rotor Pole No.59 |  | OPERATING | OPERATING | E212 | SRD0-1E0 | F40605006 |  | SRD0
PMN-H02MKA20HB003-G60 | Rotor Pole No.60 |  | OPERATING | OPERATING | E212 | SRD0-1E0 | F40605006 |  | SRD0
PMN-H02MKA30 | Support Structure & Foundation |  | OPERATING | OPERATING | E212 | SRD0-1M0 | F40605006 |  | SRD0
PMN-H02MKA30CL001 | Water Level Drainage Line GB-S09 |  | OPERATING | OPERATING | E212 | SRD0-1M0 | F40605006 |  | SRD0
PMN-H02MKA30HA001 | Bulb Noss |  | OPERATING | OPERATING | E212 | SRD0-1M0 | F40605006 |  | SRD0
PMN-H02MKA30HA002 | Vertical Bulb Support |  | OPERATING | OPERATING | E212 | SRD0-1M0 | F40605006 |  | SRD0
PMN-H02MKA30HA003 | Lateral Support |  | OPERATING | OPERATING | E212 | SRD0-1M0 | F40605006 |  | SRD0
PMN-H02MKA40 | Stator |  | OPERATING | OPERATING | E212 | SRD0-1E0 | F40605006 |  | SRD0
PMN-H02MKA40CT001 | Temp. Stator Winding |  | OPERATING | OPERATING | E212 | SRD0-1E0 | F40605006 |  | SRD0
PMN-H02MKA40CT001-P01 | Temp. Stator Winding GB-B01 |  | OPERATING | OPERATING | E212 | SRD0-1E0 | F40605006 |  | SRD0
PMN-H02MKA40CT001-P02 | Temp. Stator Winding GB-B02 |  | OPERATING | OPERATING | E212 | SRD0-1E0 | F40605006 |  | SRD0
PMN-H02MKA40CT001-P03 | Temp. Stator Winding GB-B03 |  | OPERATING | OPERATING | E212 | SRD0-1E0 | F40605006 |  | SRD0
PMN-H02MKA40CT001-P04 | Temp. Stator Winding GB-B04 |  | OPERATING | OPERATING | E212 | SRD0-1E0 | F40605006 |  | SRD0
PMN-H02MKA40CT001-P05 | Temp. Stator Winding GB-B05 |  | OPERATING | OPERATING | E212 | SRD0-1E0 | F40605006 |  | SRD0
PMN-H02MKA40CT001-P06 | Temp. Stator Winding GB-B06 |  | OPERATING | OPERATING | E212 | SRD0-1E0 | F40605006 |  | SRD0
PMN-H02MKA40CT002 | Temp. Stator Core |  | OPERATING | OPERATING | E212 | SRD0-1E0 | F40605006 |  | SRD0
PMN-H02MKA40CT002-P01 | Temp. Stator Core GB-B07 |  | OPERATING | OPERATING | E212 | SRD0-1E0 | F40605006 |  | SRD0
PMN-H02MKA40CT002-P02 | Temp. Stator Core GB-B08 |  | OPERATING | OPERATING | E212 | SRD0-1E0 | F40605006 |  | SRD0
PMN-H02MKA40CT002-P03 | Temp. Stator Core GB-B09 |  | OPERATING | OPERATING | E212 | SRD0-1E0 | F40605006 |  | SRD0
PMN-H02MKA40CT003 | Thermostat Stand Still Heating |  | OPERATING | OPERATING | E212 | SRD0-1E0 | F40605006 |  | SRD0
PMN-H02MKA40CT003-P01 | Thermostat Stand Still Heating GB-S07 |  | OPERATING | OPERATING | E212 | SRD0-1E0 | F40605006 |  | SRD0
PMN-H02MKA40CT003-P02 | Thermostat Stand Still Heating GB-S08 |  | OPERATING | OPERATING | E212 | SRD0-1E0 | F40605006 |  | SRD0
PMN-H02MKA40HA001 | Gen. Stator Frame |  | OPERATING | OPERATING | E212 | SRD0-1E0 | F40605006 |  | SRD0
PMN-H02MKA40HA002 | Gen. Stator Core |  | OPERATING | OPERATING | E212 | SRD0-1E0 | F40605006 |  | SRD0
PMN-H02MKA40HA003 | Gen. Stator Winding |  | OPERATING | OPERATING | E212 | SRD0-1E0 | F40605006 |  | SRD0
PMN-H02MKA50 | Gen. Air Fan |  | OPERATING | OPERATING | E212 | SRD0-1E0 | F40605006 |  | SRD0
PMN-H02MKA50AC001 | Gen. Cooling Air Fan No.01 |  | OPERATING | OPERATING | E212 | SRD0-1E0 | F40605006 |  | SRD0
PMN-H02MKA50AC001-M01 | Motor GB-M01 |  | OPERATING | OPERATING | E212 | SRD0-1E0 | F40605006 |  | SRD0
PMN-H02MKA50AC001KN01 | Fan |  | OPERATING | OPERATING | E212 | SRD0-1E0 | F40605006 |  | SRD0
PMN-H02MKA50AC001MK01 | Coupling |  | OPERATING | OPERATING | E212 | SRD0-1M0 | F40605006 |  | SRD0
PMN-H02MKA50AC001MR01 | Air Duct |  | OPERATING | OPERATING | E212 | SRD0-1M0 | F40605006 |  | SRD0
PMN-H02MKA50AC002 | Gen. Cooling Air Fan No.02 |  | OPERATING | OPERATING | E212 | SRD0-1E0 | F40605006 |  | SRD0
PMN-H02MKA50AC002-M01 | Motor GB-M02 |  | OPERATING | OPERATING | E212 | SRD0-1E0 | F40605006 |  | SRD0
PMN-H02MKA50AC002KN01 | Fan |  | OPERATING | OPERATING | E212 | SRD0-1E0 | F40605006 |  | SRD0
PMN-H02MKA50AC002MK01 | Coupling |  | OPERATING | OPERATING | E212 | SRD0-1M0 | F40605006 |  | SRD0
PMN-H02MKA50AC002MR01 | Air Duct |  | OPERATING | OPERATING | E212 | SRD0-1M0 | F40605006 |  | SRD0
PMN-H02MKA50AC003 | Gen. Cooling Air Fan No.03 |  | OPERATING | OPERATING | E212 | SRD0-1E0 | F40605006 |  | SRD0
PMN-H02MKA50AC003-M01 | Motor GB-M03 |  | OPERATING | OPERATING | E212 | SRD0-1E0 | F40605006 |  | SRD0
PMN-H02MKA50AC003KN01 | Fan |  | OPERATING | OPERATING | E212 | SRD0-1E0 | F40605006 |  | SRD0
PMN-H02MKA50AC003MK01 | Coupling |  | OPERATING | OPERATING | E212 | SRD0-1M0 | F40605006 |  | SRD0
PMN-H02MKA50AC003MR01 | Air Duct |  | OPERATING | OPERATING | E212 | SRD0-1M0 | F40605006 |  | SRD0
PMN-H02MKA50AC004 | Gen. Cooling Air Fan No.04 |  | OPERATING | OPERATING | E212 | SRD0-1E0 | F40605006 |  | SRD0
PMN-H02MKA50AC004-M01 | Motor GB-M04 |  | OPERATING | OPERATING | E212 | SRD0-1E0 | F40605006 |  | SRD0
PMN-H02MKA50AC004KN01 | Fan |  | OPERATING | OPERATING | E212 | SRD0-1E0 | F40605006 |  | SRD0
PMN-H02MKA50AC004MK01 | Coupling |  | OPERATING | OPERATING | E212 | SRD0-1M0 | F40605006 |  | SRD0
PMN-H02MKA50AC004MR01 | Air Duct |  | OPERATING | OPERATING | E212 | SRD0-1E0 | F40605006 |  | SRD0
PMN-H02MKA50AC005 | Air Dehumidditier |  | OPERATING | OPERATING | E212 | SRD0-1E0 | F40605006 |  | SRD0
PMN-H02MKA50AC005KT01 | Air Dehumidditier GB-M05 |  | OPERATING | OPERATING | E212 | SRD0-1E0 | F40605006 |  | SRD0
PMN-H02MKA50AC005KT02 | Air Dehumidditier GB-M06 |  | OPERATING | OPERATING | E212 | SRD0-1E0 | F40605006 |  | SRD0
PMN-H02MKA50CP001 | Cooling Air Circulat.Pressure Sw. |  | OPERATING | OPERATING | E212 | SRD0-1E0 | F40605006 |  | SRD0
PMN-H02MKA50CP001-F01 | Cooling Air Circulat.Pressure Sw.GB-S03 |  | OPERATING | OPERATING | E212 | SRD0-1E0 | F40605006 |  | SRD0
PMN-H02MKA50CP001-F02 | Cooling Air Circulat.Pressure Sw.GB-S04 |  | OPERATING | OPERATING | E212 | SRD0-1E0 | F40605006 |  | SRD0
PMN-H02MKA50CP001-F03 | Cooling Air Circulat.Pressure Sw.GB-S05 |  | OPERATING | OPERATING | E212 | SRD0-1E0 | F40605006 |  | SRD0
PMN-H02MKA50CP001-F04 | Cooling Air Circulat.Pressure Sw.GB-S06 |  | OPERATING | OPERATING | E212 | SRD0-1E0 | F40605006 |  | SRD0
PMN-H02MKA50CT001 | Temp. Gen. Air Fan |  | OPERATING | OPERATING | E212 | SRD0-1E0 | F40605006 |  | SRD0
PMN-H02MKA50CT001-P01 | Temp. Hot Air GB-B10 |  | OPERATING | OPERATING | E212 | SRD0-1E0 | F40605006 |  | SRD0
PMN-H02MKA50CT001-P02 | Temp. Hot Air GB-B11 |  | OPERATING | OPERATING | E212 | SRD0-1E0 | F40605006 |  | SRD0
PMN-H02MKA50CT001-P03 | Temp. Cold Air GB-B12 |  | OPERATING | OPERATING | E212 | SRD0-1E0 | F40605006 |  | SRD0
PMN-H02MKA50CT001-P04 | Temp. Cold Air GB-B13 |  | OPERATING | OPERATING | E212 | SRD0-1E0 | F40605006 |  | SRD0
PMN-H02MKA50CT001-P05 | Thermostat Hot GB-S01 |  | OPERATING | OPERATING | E212 | SRD0-1E0 | F40605006 |  | SRD0
PMN-H02MKA50CT001-P06 | Thermostat Hot GB-S02 |  | OPERATING | OPERATING | E212 | SRD0-1E0 | F40605006 |  | SRD0
PMN-H02MKA60 | Generator Friction Brake |  | OPERATING | OPERATING | E212 | SRD0-1M0 | F40605006 |  | SRD0
PMN-H02MKA60AA001 | Drain Valve R1/2 |  | OPERATING | OPERATING | E212 | SRD0-1M0 | F40605006 |  | SRD0
PMN-H02MKA60AU001 | Brake Jack |  | OPERATING | OPERATING | E212 | SRD0-1M0 | F40605006 |  | SRD0
PMN-H02MKA60AU002 | Brake Set |  | OPERATING | OPERATING | E212 | SRD0-1M0 | F40605006 |  | SRD0
PMN-H02MKA60AU002KA01 | Brake No.1 |  | OPERATING | OPERATING | E212 | SRD0-1M0 | F40605006 |  | SRD0
PMN-H02MKA60AU002KA02 | Brake No.2 |  | OPERATING | OPERATING | E212 | SRD0-1M0 | F40605006 |  | SRD0
PMN-H02MKA60AU002KA03 | Brake No.3 |  | OPERATING | OPERATING | E212 | SRD0-1M0 | F40605006 |  | SRD0
PMN-H02MKA60AU002KA04 | Brake No.4 |  | OPERATING | OPERATING | E212 | SRD0-1M0 | F40605006 |  | SRD0
PMN-H02MKA60AU002KA05 | Brake No.5 |  | OPERATING | OPERATING | E212 | SRD0-1M0 | F40605006 |  | SRD0
PMN-H02MKA60AU002KA06 | Brake No.6 |  | OPERATING | OPERATING | E212 | SRD0-1M0 | F40605006 |  | SRD0
PMN-H02MKA60AU002KA07 | Brake No.7 |  | OPERATING | OPERATING | E212 | SRD0-1M0 | F40605006 |  | SRD0
PMN-H02MKA60BR001 | Pipe Line |  | OPERATING | OPERATING | E212 | SRD0-1M0 | F40605006 |  | SRD0
PMN-H02MKA60CG001 | Position of Braking Jack |  | OPERATING | OPERATING | E212 | SRD0-1M0 | F40605006 |  | SRD0
PMN-H02MKA60CG001KA01 | Position of Braking Jack GB-S11 |  | OPERATING | OPERATING | E212 | SRD0-1M0 | F40605006 |  | SRD0
PMN-H02MKA60CG001KA02 | Position of Braking Jack GB-S12 |  | OPERATING | OPERATING | E212 | SRD0-1M0 | F40605006 |  | SRD0
PMN-H02MKA60CG001KA03 | Position of Braking Jack GB-S13 |  | OPERATING | OPERATING | E212 | SRD0-1M0 | F40605006 |  | SRD0
PMN-H02MKA60CG001KA04 | Position of Braking Jack GB-S14 |  | OPERATING | OPERATING | E212 | SRD0-1M0 | F40605006 |  | SRD0
PMN-H02MKA60CG001KA05 | Position of Braking Jack GB-S15 |  | OPERATING | OPERATING | E212 | SRD0-1M0 | F40605006 |  | SRD0
PMN-H02MKA60CG001KA06 | Position of Braking Jack GB-S16 |  | OPERATING | OPERATING | E212 | SRD0-1M0 | F40605006 |  | SRD0
PMN-H02MKA60CG001KA07 | Position of Braking Jack GB-S17 |  | OPERATING | OPERATING | E212 | SRD0-1M0 | F40605006 |  | SRD0
PMN-H02MKA60CP001 | Low Pressure Air |  | OPERATING | OPERATING | E212 | SRD0-1M0 | F40605006 |  | SRD0
PMN-H02MKA60CP001-P01 | Low Pressure Air BR-S01 |  | OPERATING | OPERATING | E212 | SRD0-1M0 | F40605006 |  | SRD0
PMN-H02MKA60CP001-P02 | Low Pressure Air BR-S02 |  | OPERATING | OPERATING | E212 | SRD0-1M0 | F40605006 |  | SRD0
PMN-H02MKC | Exciter Set |  | OPERATING | OPERATING | E212 | SRD0-1E0 | F40605006 |  | SRD0
PMN-H02MKC10 | Exciter Set |  | OPERATING | OPERATING | E212 | SRD0-1E0 | F40605006 |  | SRD0
PMN-H02MKC10GW001 | Automatic Voltage Regulator Cabinet (+EC1) |  | OPERATING | OPERATING | E212 | SRD0-1E0 | F40605006 |  | SRD0
PMN-H02MKC10GW001-Q01 | Generator Measurement |  | OPERATING | OPERATING | E212 | SRD0-1E0 | F40605006 |  | SRD0
PMN-H02MKC10GW001-Q02 | Auxiliary Power Supply |  | OPERATING | OPERATING | E212 | SRD0-1E0 | F40605006 |  | SRD0
PMN-H02MKC10GW001-Q03 | Control Voltage Distribution |  | OPERATING | OPERATING | E212 | SRD0-1E0 | F40605006 |  | SRD0
PMN-H02MKC10GW001-Q04 | Equipotential Busbar |  | OPERATING | OPERATING | E212 | SRD0-1E0 | F40605006 |  | SRD0
PMN-H02MKC10GW001-Q05 | Supply Distribution |  | OPERATING | OPERATING | E212 | SRD0-1E0 | F40605006 |  | SRD0
PMN-H02MKC10GW001-Q06 | AVR & Local Controller Supply |  | OPERATING | OPERATING | E212 | SRD0-1E0 | F40605006 |  | SRD0
PMN-H02MKC10GW001-Q07 | Block diagram P100C-SX. Channel 1A1 |  | OPERATING | OPERATING | E212 | SRD0-1E0 | F40605006 |  | SRD0
PMN-H02MKC10GW001-Q08 | Block diagram P100C-SX. Channel 1A2 |  | OPERATING | OPERATING | E212 | SRD0-1E0 | F40605006 |  | SRD0
PMN-H02MKC10GW001-Q09 | AVR - Binary Input X6 |  | OPERATING | OPERATING | E212 | SRD0-1E0 | F40605006 |  | SRD0
PMN-H02MKC10GW001-Q10 | AVR - Binary Input X10 |  | OPERATING | OPERATING | E212 | SRD0-1E0 | F40605006 |  | SRD0
PMN-H02MKC10GW001-Q11 | AVR - Binary Input X11 |  | OPERATING | OPERATING | E212 | SRD0-1E0 | F40605006 |  | SRD0
PMN-H02MKC10GW001-Q12 | AVR - Binary Input X12 |  | OPERATING | OPERATING | E212 | SRD0-1E0 | F40605006 |  | SRD0
PMN-H02MKC10GW001-Q13 | AVR - Binary Output X3 |  | OPERATING | OPERATING | E212 | SRD0-1E0 | F40605006 |  | SRD0
PMN-H02MKC10GW001-Q14 | AVR - Binary Output X13 |  | OPERATING | OPERATING | E212 | SRD0-1E0 | F40605006 |  | SRD0
PMN-H02MKC10GW001-Q15 | AVR - Binary Output X14 |  | OPERATING | OPERATING | E212 | SRD0-1E0 | F40605006 |  | SRD0
PMN-H02MKC10GW001-Q16 | AVR - Binary Output X15 |  | OPERATING | OPERATING | E212 | SRD0-1E0 | F40605006 |  | SRD0
PMN-H02MKC10GW001-Q17 | Local / Remote Control |  | OPERATING | OPERATING | E212 | SRD0-1E0 | F40605006 |  | SRD0
PMN-H02MKC10GW001-Q18 | Trip from Excitation System |  | OPERATING | OPERATING | E212 | SRD0-1E0 | F40605006 |  | SRD0
PMN-H02MKC10GW001-Q19 | Trip to Excitation System |  | OPERATING | OPERATING | E212 | SRD0-1E0 | F40605006 |  | SRD0
PMN-H02MKC10GW001-Q20 | Rotor Graund Foult |  | OPERATING | OPERATING | E212 | SRD0-1E0 | F40605006 |  | SRD0
PMN-H02MKC10GW001-Q21 | Ethemet Connection |  | OPERATING | OPERATING | E212 | SRD0-1E0 | F40605006 |  | SRD0
PMN-H02MKC10GW001-Q22 | Cabinet Lighting |  | OPERATING | OPERATING | E212 | SRD0-1E0 | F40605006 |  | SRD0
PMN-H02MKC10GW001-Q23 | Fiber Optic Link |  | OPERATING | OPERATING | E212 | SRD0-1E0 | F40605006 |  | SRD0
PMN-H02MKC10GW002 | Rectifier Cabinet (+EC2) |  | OPERATING | OPERATING | E212 | SRD0-1E0 | F40605006 |  | SRD0
PMN-H02MKC10GW002-Q01 | Block Diagram SL-11 Local Controller 2A01 |  | OPERATING | OPERATING | E212 | SRD0-1E0 | F40605006 |  | SRD0
PMN-H02MKC10GW002-Q02 | Block Diagram SL-11 Local Controller 2A02 |  | OPERATING | OPERATING | E212 | SRD0-1E0 | F40605006 |  | SRD0
PMN-H02MKC10GW002-Q03 | Rectifier A - Power Curcuits |  | OPERATING | OPERATING | E212 | SRD0-1E0 | F40605006 |  | SRD0
PMN-H02MKC10GW002-Q04 | Rectifier A - Thyrister Gate Control |  | OPERATING | OPERATING | E212 | SRD0-1E0 | F40605006 |  | SRD0
PMN-H02MKC10GW002-Q05 | Rectifier A - Synchronization |  | OPERATING | OPERATING | E212 | SRD0-1E0 | F40605006 |  | SRD0
PMN-H02MKC10GW002-Q06 | Rectifier A - Fan Supply |  | OPERATING | OPERATING | E212 | SRD0-1E0 | F40605006 |  | SRD0
PMN-H02MKC10GW002-Q07 | Rectifier A - Binary Input |  | OPERATING | OPERATING | E212 | SRD0-1E0 | F40605006 |  | SRD0
PMN-H02MKC10GW002-Q08 | Rectifier A - Binary Output |  | OPERATING | OPERATING | E212 | SRD0-1E0 | F40605006 |  | SRD0
PMN-H02MKC10GW002-Q09 | Rectifier B - Power Curcuits |  | OPERATING | OPERATING | E212 | SRD0-1E0 | F40605006 |  | SRD0
PMN-H02MKC10GW002-Q10 | Rectifier B - Thyrister Gate Control |  | OPERATING | OPERATING | E212 | SRD0-1E0 | F40605006 |  | SRD0
PMN-H02MKC10GW002-Q11 | Rectifier B - Synchronization |  | OPERATING | OPERATING | E212 | SRD0-1E0 | F40605006 |  | SRD0
PMN-H02MKC10GW002-Q12 | Rectifier B - Fan Supply |  | OPERATING | OPERATING | E212 | SRD0-1E0 | F40605006 |  | SRD0
PMN-H02MKC10GW002-Q13 | Rectifier B - Binary Input |  | OPERATING | OPERATING | E212 | SRD0-1E0 | F40605006 |  | SRD0
PMN-H02MKC10GW002-Q14 | Rectifier B - Binary Output |  | OPERATING | OPERATING | E212 | SRD0-1E0 | F40605006 |  | SRD0
PMN-H02MKC10GW002-Q15 | Rectifier A, B - Supply from PPT Outlet |  | OPERATING | OPERATING | E212 | SRD0-1E0 | F40605006 |  | SRD0
PMN-H02MKC10GW002-Q16 | 1WIRE Connections |  | OPERATING | OPERATING | E212 | SRD0-1E0 | F40605006 |  | SRD0
PMN-H02MKC10GW002-Q17 | Cabinet Lighting |  | OPERATING | OPERATING | E212 | SRD0-1E0 | F40605006 |  | SRD0
PMN-H02MKC10GW002-Q18 | Fiber Optic Link |  | OPERATING | OPERATING | E212 | SRD0-1E0 | F40605006 |  | SRD0
PMN-H02MKC10GW003 | Field Breaker Cabinet (+EC3) |  | OPERATING | OPERATING | E212 | SRD0-1E0 | F40605006 |  | SRD0
PMN-H02MKC10GW003-Q01 | Collecter Ring |  | OPERATING | OPERATING | E212 | SRD0-1E0 | F40605006 |  | SRD0
PMN-H02MKC10GW003-Q02 | Carbon Brush Set |  | OPERATING | OPERATING | E212 | SRD0-1E0 | F40605006 |  | SRD0
PMN-H02MKC10GW003-Q03 | DC Power Curcuits |  | OPERATING | OPERATING | E212 | SRD0-1E0 | F40605006 |  | SRD0
PMN-H02MKC10GW003-Q04 | Field Breaker Control |  | OPERATING | OPERATING | E212 | SRD0-1E0 | F40605006 |  | SRD0
PMN-H02MKC10GW003-Q05 | Field Breaker Contracts |  | OPERATING | OPERATING | E212 | SRD0-1E0 | F40605006 |  | SRD0
PMN-H02MKC10GW003-Q06 | Field Flashing |  | OPERATING | OPERATING | E212 | SRD0-1E0 | F40605006 |  | SRD0
PMN-H02MKC10GW003-Q07 | Crowbar |  | OPERATING | OPERATING | E212 | SRD0-1E0 | F40605006 |  | SRD0
PMN-H02MKC10GW003-Q08 | Transducer Measurement |  | OPERATING | OPERATING | E212 | SRD0-1E0 | F40605006 |  | SRD0
PMN-H02MKC10GW003-Q09 | Cabinet Lighting |  | OPERATING | OPERATING | E212 | SRD0-1E0 | F40605006 |  | SRD0
PMN-H02MKC20 | DS Excitation Transf. Cubicle (=2+MV3) |  | OPERATING | OPERATING | E212 | SRD0-1E0 | F40605006 |  | SRD0
PMN-H02MKC20GS001 | DS Excitation Transf. Cubicle (=2+MV3) |  | OPERATING | OPERATING | E212 | SRD0-1E0 | F40605006 |  | SRD0
PMN-H02MKC20GS001-F01 | DS. Excite Transformer -Q1 (630A) |  | OPERATING | OPERATING | E212 | SRD0-1E0 | F40605006 |  | SRD0
PMN-H02MKC20GS001-F02 | Ground DS. Excitation -Q15 |  | OPERATING | OPERATING | E212 | SRD0-1E0 | F40605006 |  | SRD0
PMN-H02MKC20GS001-F03 | Fuse Excite Transformer |  | OPERATING | OPERATING | E212 | SRD0-1E0 | F40605006 |  | SRD0
PMN-H02MKC30 | Excitation Transformer Cubicle (=2+ET) |  | OPERATING | OPERATING | E212 | SRD0-1E0 | F40605006 |  | SRD0
PMN-H02MKC30GT001 | Excitation Transformer Cubicle (=2+ET) |  | OPERATING | OPERATING | E212 | SRD0-1E0 | F40605006 |  | SRD0
PMN-H02MKC30GT001-F01 | Excitation Transformer |  | OPERATING | OPERATING | E212 | SRD0-1E0 | F40605006 |  | SRD0
PMN-H02MKD | Generator Bearing |  | OPERATING | OPERATING | E212 | SRD0-1M0 | F40605006 |  | SRD0
PMN-H02MKD10 | Gen Main Thrust Bearing |  | OPERATING | OPERATING | E212 | SRD0-1E0 | F40605006 |  | SRD0
PMN-H02MKD10CT001 | Temp. Main Thrust Brg. Pad Set |  | OPERATING | OPERATING | E212 | SRD0-1E0 | F40605006 |  | SRD0
PMN-H02MKD10CT001-P01 | Temp. Main Thrust Brg. Pad TB-B01 |  | OPERATING | OPERATING | E212 | SRD0-1E0 | F40605006 |  | SRD0
PMN-H02MKD10CT001-P02 | Temp. Main Thrust Brg. Pad TB-B02 |  | OPERATING | OPERATING | E212 | SRD0-1E0 | F40605006 |  | SRD0
PMN-H02MKD10CT001-P03 | Temp. Main Thrust Brg. Pad TB-B03 |  | OPERATING | OPERATING | E212 | SRD0-1E0 | F40605006 |  | SRD0
PMN-H02MKD10CT001-P04 | Temp. Main Thrust Brg. Pad TB-S101 |  | OPERATING | OPERATING | E212 | SRD0-1E0 | F40605006 |  | SRD0
PMN-H02MKD10CT001-P05 | Temp. Main Thrust Brg. Pad TB-S102 |  | OPERATING | OPERATING | E212 | SRD0-1E0 | F40605006 |  | SRD0
PMN-H02MKD10HD001 | Main Thrust Bearng Pad Set |  | OPERATING | OPERATING | E212 | SRD0-1E0 | F40605006 |  | SRD0
PMN-H02MKD10HD001MK01 | Main Thrust Bearing Pad No.01 (Upper) |  | OPERATING | OPERATING | E212 | SRD0-1E0 | F40605006 |  | SRD0
PMN-H02MKD10HD001MK02 | Main Thrust Bearing Pad No.02 (Lower) |  | OPERATING | OPERATING | E212 | SRD0-1E0 | F40605006 |  | SRD0
PMN-H02MKD10HD002 | Thrust Bearing Set |  | OPERATING | OPERATING | E212 | SRD0-1M0 | F40605006 |  | SRD0
PMN-H02MKD10HD002MK01 | Thrust Bearing No.01 |  | OPERATING | OPERATING | E212 | SRD0-1M0 | F40605006 |  | SRD0
PMN-H02MKD10HD002MK02 | Thrust Bearing No.02 |  | OPERATING | OPERATING | E212 | SRD0-1M0 | F40605006 |  | SRD0
PMN-H02MKD10HD002MK03 | Thrust Bearing No.03 |  | OPERATING | OPERATING | E212 | SRD0-1M0 | F40605006 |  | SRD0
PMN-H02MKD10HD002MK04 | Thrust Bearing No.04 |  | OPERATING | OPERATING | E212 | SRD0-1M0 | F40605006 |  | SRD0
PMN-H02MKD10HD002MK05 | Thrust Bearing No.05 |  | OPERATING | OPERATING | E212 | SRD0-1M0 | F40605006 |  | SRD0
PMN-H02MKD10HD002MK06 | Thrust Bearing No.06 |  | OPERATING | OPERATING | E212 | SRD0-1M0 | F40605006 |  | SRD0
PMN-H02MKD10HD002MK07 | Thrust Bearing No.07 |  | OPERATING | OPERATING | E212 | SRD0-1M0 | F40605006 |  | SRD0
PMN-H02MKD10HD002MK08 | Thrust Bearing No.08 |  | OPERATING | OPERATING | E212 | SRD0-1M0 | F40605006 |  | SRD0
PMN-H02MKD10HD002MK09 | Thrust Bearing No.09 |  | OPERATING | OPERATING | E212 | SRD0-1M0 | F40605006 |  | SRD0
PMN-H02MKD10HD002MK10 | Thrust Bearing No.10 |  | OPERATING | OPERATING | E212 | SRD0-1M0 | F40605006 |  | SRD0
PMN-H02MKD10HD002MK11 | Thrust Bearing No.11 |  | OPERATING | OPERATING | E212 | SRD0-1M0 | F40605006 |  | SRD0
PMN-H02MKD10HD002MK12 | Thrust Bearing No.12 |  | OPERATING | OPERATING | E212 | SRD0-1M0 | F40605006 |  | SRD0
PMN-H02MKD10HD002MK13 | Thrust Bearing No.13 |  | OPERATING | OPERATING | E212 | SRD0-1M0 | F40605006 |  | SRD0
PMN-H02MKD10HD002MK14 | Thrust Bearing No.14 |  | OPERATING | OPERATING | E212 | SRD0-1M0 | F40605006 |  | SRD0
PMN-H02MKD10HD002MK15 | Thrust Bearing No.15 |  | OPERATING | OPERATING | E212 | SRD0-1M0 | F40605006 |  | SRD0
PMN-H02MKD10HD002MK16 | Thrust Bearing No.16 |  | OPERATING | OPERATING | E212 | SRD0-1M0 | F40605006 |  | SRD0
PMN-H02MKD20 | Counter Thrust Bearing Shell |  | OPERATING | OPERATING | E212 | SRD0-1E0 | F40605006 |  | SRD0
PMN-H02MKD20CT001 | Temp. Counter Thrust Brg. Pad Set |  | OPERATING | OPERATING | E212 | SRD0-1E0 | F40605006 |  | SRD0
PMN-H02MKD20CT001-P01 | Temp. Counter Thrust Brg. Pad TB-04 |  | OPERATING | OPERATING | E212 | SRD0-1E0 | F40605006 |  | SRD0
PMN-H02MKD20CT001-P02 | Temp. Counter Thrust Brg. Pad TB-05 |  | OPERATING | OPERATING | E212 | SRD0-1E0 | F40605006 |  | SRD0
PMN-H02MKD20CT001-P03 | Temp. Counter Thrust Brg. Pad TB-06 |  | OPERATING | OPERATING | E212 | SRD0-1E0 | F40605006 |  | SRD0
PMN-H02MKD20CT001-P04 | Temp. Counter Thrust Brg. Pad TB-S111 |  | OPERATING | OPERATING | E212 | SRD0-1E0 | F40605006 |  | SRD0
PMN-H02MKD20CT001-P05 | Temp. Counter Thrust Brg. Pad TB-S112 |  | OPERATING | OPERATING | E212 | SRD0-1E0 | F40605006 |  | SRD0
PMN-H02MKD20HD001 | Counter Thrust Bearing Set |  | OPERATING | OPERATING | E212 | SRD0-1M0 | F40605006 |  | SRD0
PMN-H02MKD20HD001MK01 | Counter Thrust Bearing No.01 (Upper) |  | OPERATING | OPERATING | E212 | SRD0-1M0 | F40605006 |  | SRD0
PMN-H02MKD20HD001MK02 | Counter Thrust Bearing No.02 (Lower) |  | OPERATING | OPERATING | E212 | SRD0-1M0 | F40605006 |  | SRD0
PMN-H02MKD30 | Cover for Counter Thrust Brg. Ring |  | OPERATING | OPERATING | E212 | SRD0-1M0 | F40605006 |  | SRD0
PMN-H02MKD30AB001 | Counter Thrust Bearing Ring Set |  | OPERATING | OPERATING | E212 | SRD0-1M0 | F40605006 |  | SRD0
PMN-H02MKD30AB001MK01 | Counter Thrust Bearing Ring No.1(Upper) |  | OPERATING | OPERATING | E212 | SRD0-1M0 | F40605006 |  | SRD0
PMN-H02MKD30AB001MK02 | Counter Thrust Bearing Ring No.2(Lower) |  | OPERATING | OPERATING | E212 | SRD0-1M0 | F40605006 |  | SRD0
PMN-H02MKD40 | Gen Guide Bearing Shell Set |  | OPERATING | OPERATING | E212 | SRD0-1E0 | F40605006 |  | SRD0
PMN-H02MKD40CT001 | Temp. Gen. Brg. Shell Set |  | OPERATING | OPERATING | E212 | SRD0-1E0 | F40605006 |  | SRD0
PMN-H02MKD40CT001-P01 | Temp. Gen. Brg. Shell TB-07 |  | OPERATING | OPERATING | E212 | SRD0-1E0 | F40605006 |  | SRD0
PMN-H02MKD40CT001-P02 | Temp. Gen. Brg. Shell TB-08 |  | OPERATING | OPERATING | E212 | SRD0-1E0 | F40605006 |  | SRD0
PMN-H02MKD40CT001-P03 | Temp. Gen. Brg. Shell TB-S121 |  | OPERATING | OPERATING | E212 | SRD0-1E0 | F40605006 |  | SRD0
PMN-H02MKD40CT001-P04 | Temp. Gen. Brg. Shell TB-S122 |  | OPERATING | OPERATING | E212 | SRD0-1E0 | F40605006 |  | SRD0
PMN-H02MKD40HD001 | Guide Bearing Set |  | OPERATING | OPERATING | E212 | SRD0-1M0 | F40605006 |  | SRD0
PMN-H02MKD40HD001MK01 | Guide Bearing No.01 (Upper) |  | OPERATING | OPERATING | E212 | SRD0-1M0 | F40605006 |  | SRD0
PMN-H02MKD40HD001MK02 | Guide Bearing No.02 (Lower) |  | OPERATING | OPERATING | E212 | SRD0-1M0 | F40605006 |  | SRD0
PMN-H02MKD50 | Bearing Body Set |  | OPERATING | OPERATING | E212 | SRD0-1M0 | F40605006 |  | SRD0
PMN-H02MKD50HD001 | Bearing Body Set |  | OPERATING | OPERATING | E212 | SRD0-1M0 | F40605006 |  | SRD0
PMN-H02MKD50HD001MK01 | Bearing Body No.01(Upper) |  | OPERATING | OPERATING | E212 | SRD0-1M0 | F40605006 |  | SRD0
PMN-H02MKD50HD001MK02 | Bearing Body No.02 (Lower) |  | OPERATING | OPERATING | E212 | SRD0-1M0 | F40605006 |  | SRD0
PMN-H02MKD60 | Bearing Cover Upstream |  | OPERATING | OPERATING | E212 | SRD0-1M0 | F40605006 |  | SRD0
PMN-H02MKD60AB001 | Bearing Cover Upstream |  | OPERATING | OPERATING | E212 | SRD0-1M0 | F40605006 |  | SRD0
PMN-H02MKD60AB001MK01 | Bearing Cover Upstream No.1 (Upper) |  | OPERATING | OPERATING | E212 | SRD0-1M0 | F40605006 |  | SRD0
PMN-H02MKD60AB001MK02 | Bearing Cover Upstream No.2 (Lower) |  | OPERATING | OPERATING | E212 | SRD0-1M0 | F40605006 |  | SRD0
PMN-H02MKD70 | Bearing Cover Downstream |  | OPERATING | OPERATING | E212 | SRD0-1M0 | F40605006 |  | SRD0
PMN-H02MKD70AB001 | Bearing Cover Downstream |  | OPERATING | OPERATING | E212 | SRD0-1M0 | F40605006 |  | SRD0
PMN-H02MKD70AB001MK01 | Bearing Cover Downstream No.1 (Upper) |  | OPERATING | OPERATING | E212 | SRD0-1M0 | F40605006 |  | SRD0
PMN-H02MKD70AB001MK02 | Bearing Cover Downstream No.2 (Lower) |  | OPERATING | OPERATING | E212 | SRD0-1M0 | F40605006 |  | SRD0
PMN-H02MKD70BR001 | High Pressure Oil Piping Inside Bearing |  | OPERATING | OPERATING | E212 | SRD0-1M0 | F40605006 |  | SRD0
PMN-H02MKD70BR001MR01 | Oil Nozzle Ring |  | OPERATING | OPERATING | E212 | SRD0-1M0 | F40605006 |  | SRD0
PMN-H02MKD70BR002 | Bearing Oil Piping Outside |  | OPERATING | OPERATING | E212 | SRD0-1M0 | F40605006 |  | SRD0
PMN-H02MKD70HA001 | Bearing Supporting Shield |  | OPERATING | OPERATING | E212 | SRD0-1M0 | F40605006 |  | SRD0
PMN-H02P | Cooling Water Systems |  | OPERATING | OPERATING | E212 | SRD0-1M0 | F40605006 |  | SRD0
PMN-H02PC | Service Water Cooling System |  | OPERATING | OPERATING | E212 | SRD0-1M0 | F40605006 |  | SRD0
PMN-H02PCD | Open Loop Cooling System |  | OPERATING | OPERATING | E212 | SRD0-1M0 | F40605006 |  | SRD0
PMN-H02PCD10 | Water Supply - Governor Oil Cooling U2 |  | OPERATING | OPERATING | E212 | SRD0-1M0 | F40605006 |  | SRD0
PMN-H02PCD10AA001 | Valve for Water Supply - Governor Oil Cooling U2 |  | OPERATING | OPERATING | E212 | SRD0-1M0 | F40605006 |  | SRD0
PMN-H02PCD10AA001KA01 | Solenoid Valve 3/3 -Y33 |  | OPERATING | OPERATING | E212 | SRD0-1M0 | F40605006 |  | SRD0
PMN-H02PCD10AA001KA02 | Isolating Valve 2903 |  | OPERATING | OPERATING | E212 | SRD0-1M0 | F40605006 |  | SRD0
PMN-H02PCD10AA001KA03 | Isolating Valve 2904 |  | OPERATING | OPERATING | E212 | SRD0-1M0 | F40605006 |  | SRD0
PMN-H02PCD10AA001KA04 | Solenoid Valve -S34 |  | OPERATING | OPERATING | E212 | SRD0-1M0 | F40605006 |  | SRD0
PMN-H02PCD10BR001 | Pipe Line |  | OPERATING | OPERATING | E212 | SRD0-1M0 | F40605006 |  | SRD0
PMN-H02PCD10CT001 | Temp. Indicator |  | OPERATING | OPERATING | E212 | SRD0-1E0 | F40605006 |  | SRD0
PMN-H02PCD10CT001-P01 | Temp. Indicator 2906 |  | OPERATING | OPERATING | E212 | SRD0-1E0 | F40605006 |  | SRD0
PMN-H02PCD10CT001-P02 | Temp. Indicator 2907 |  | OPERATING | OPERATING | E212 | SRD0-1E0 | F40605006 |  | SRD0
PMN-H02PCD20 | Water Supply to Main Transformer KG2A |  | OPERATING | OPERATING | E212 | SRD0-1M0 | F40605006 |  | SRD0
PMN-H02PCD20AA001 | Isolating Valve ( 4385 ) |  | OPERATING | OPERATING | E212 | SRD0-1M0 | F40605006 |  | SRD0
PMN-H02PCD20AA002 | Motor Operated Valve (4381) |  | OPERATING | OPERATING | E212 | SRD0-1M0 | F40605006 |  | SRD0
PMN-H02PCD20AA002-S01 | Position Sw.- Valve. In Open (WS-S11.1) |  | OPERATING | OPERATING | E212 | SRD0-1M0 | F40605006 |  | SRD0
PMN-H02PCD20AA002-S02 | Position Sw.- Valve In Closed (WS-S11.2) |  | OPERATING | OPERATING | E212 | SRD0-1M0 | F40605006 |  | SRD0
PMN-H02PCD20BR001 | Pipe Line |  | OPERATING | OPERATING | E212 | SRD0-1M0 | F40605006 |  | SRD0
PMN-H02PCD20CL001 | Internal Water Cooler |  | OPERATING | OPERATING | E212 | SRD0-1M0 | F40605006 |  | SRD0
PMN-H02PCD20CT001 | Flow Relay |  | OPERATING | OPERATING | E212 | SRD0-1E0 | F40605006 |  | SRD0
PMN-H02PG | Close Cooling Water Systems |  | OPERATING | OPERATING | E212 | SRD0-1M0 | F40605006 |  | SRD0
PMN-H02PGA | Close Cooling Water System |  | OPERATING | OPERATING | E212 | SRD0-1M0 | F40605006 |  | SRD0
PMN-H02PGA10 | Close Cooling Water System |  | OPERATING | OPERATING | E212 | SRD0-1M0 | F40605006 |  | SRD0
PMN-H02PGA10AA001 | Valve for Close Cooling Water System |  | OPERATING | OPERATING | E212 | SRD0-1M0 | F40605006 |  | SRD0
PMN-H02PGA10AA001KA01 | Cooler Shut off Ball Valve ( DN 65 ) |  | OPERATING | OPERATING | E212 | SRD0-1M0 | F40605006 |  | SRD0
PMN-H02PGA10AA001KA02 | Vent & Drainage Valve (DN 15 )( R1/2 ) |  | OPERATING | OPERATING | E212 | SRD0-1M0 | F40605006 |  | SRD0
PMN-H02PGA10AA001KA03 | Shut off Ball Valve ( DN 50 ) |  | OPERATING | OPERATING | E212 | SRD0-1M0 | F40605006 |  | SRD0
PMN-H02PGA10AA001KA04 | Automatic Vent Valve (DN10) ( R3/8 ) |  | OPERATING | OPERATING | E212 | SRD0-1M0 | F40605006 |  | SRD0
PMN-H02PGA10AA001KA05 | Cooling Water Regulating Valve (DN50) |  | OPERATING | OPERATING | E212 | SRD0-1M0 | F40605006 |  | SRD0
PMN-H02PGA10AA001KA06 | Filling Valve ( DN 50 ) ( R2 ) |  | OPERATING | OPERATING | E212 | SRD0-1M0 | F40605006 |  | SRD0
PMN-H02PGA10AA001KA07 | Shut off Batterfly Valve ( DN 125 ) |  | OPERATING | OPERATING | E212 | SRD0-1M0 | F40605006 |  | SRD0
PMN-H02PGA10AA001KA08 | Check Valve ( DN 125 ) |  | OPERATING | OPERATING | E212 | SRD0-1M0 | F40605006 |  | SRD0
PMN-H02PGA10AA001KA09 | Safety Valve ( DN 15 ) ( R1/2 ) |  | OPERATING | OPERATING | E212 | SRD0-1M0 | F40605006 |  | SRD0
PMN-H02PGA10AA001KA10 | Shut off Ball Valve ( DN 20 ) ( R3/4 ) |  | OPERATING | OPERATING | E212 | SRD0-1M0 | F40605006 |  | SRD0
PMN-H02PGA10AA001KA11 | Check Valve ( DN 20 ) ( R3/4 ) |  | OPERATING | OPERATING | E212 | SRD0-1M0 | F40605006 |  | SRD0
PMN-H02PGA10AA001KA12 | Service Unit Valve ( DN 20 ) ( R3/4 ) |  | OPERATING | OPERATING | E212 | SRD0-1M0 | F40605006 |  | SRD0
PMN-H02PGA10AA001KA13 | Nitrogen Valve ( Vg8) |  | OPERATING | OPERATING | E212 | SRD0-1M0 | F40605006 |  | SRD0
PMN-H02PGA10AA001KA14 | Shut off Ball Valve ( DN 15 ) ( R1/2 ) |  | OPERATING | OPERATING | E212 | SRD0-1M0 | F40605006 |  | SRD0
PMN-H02PGA10AC001 | Water-Water Cooler |  | OPERATING | OPERATING | E212 | SRD0-1M0 | F40605006 |  | SRD0
PMN-H02PGA10AC001KC01 | Water-Water Cooler Generator ( DN 150 ) |  | OPERATING | OPERATING | E212 | SRD0-1M0 | F40605006 |  | SRD0
PMN-H02PGA10AC001KC02 | Water - Water Cooler Bearing ( DN 150 ) |  | OPERATING | OPERATING | E212 | SRD0-1M0 | F40605006 |  | SRD0
PMN-H02PGA10AC002 | Air - Water Cooler ( DN 65 ) |  | OPERATING | OPERATING | E212 | SRD0-1M0 | F40605006 |  | SRD0
PMN-H02PGA10AC003 | Oil Cooler ( DN 80 ) |  | OPERATING | OPERATING | E212 | SRD0-1M0 | F40605006 |  | SRD0
PMN-H02PGA10AP001 | Cooling Water Pump Generator No.1 |  | OPERATING | OPERATING | E212 | SRD0-1E0 | F40605006 |  | SRD0
PMN-H02PGA10AP001-M01 | Motor CW-M011 |  | OPERATING | OPERATING | E212 | SRD0-1E0 | F40605006 |  | SRD0
PMN-H02PGA10AP001KP01 | Pump |  | OPERATING | OPERATING | E212 | SRD0-1E0 | F40605006 |  | SRD0
PMN-H02PGA10AP001MK01 | Coupling |  | OPERATING | OPERATING | E212 | SRD0-1M0 | F40605006 |  | SRD0
PMN-H02PGA10AP002 | Cooling Water Pump Generator No.2 |  | OPERATING | OPERATING | E212 | SRD0-1E0 | F40605006 |  | SRD0
PMN-H02PGA10AP002-M01 | Motor CW-M012 |  | OPERATING | OPERATING | E212 | SRD0-1E0 | F40605006 |  | SRD0
PMN-H02PGA10AP002KP01 | Pump |  | OPERATING | OPERATING | E212 | SRD0-1E0 | F40605006 |  | SRD0
PMN-H02PGA10AP002MK01 | Coupling |  | OPERATING | OPERATING | E212 | SRD0-1M0 | F40605006 |  | SRD0
PMN-H02PGA10AP003 | Cooling Water Pump Bearing No.1 |  | OPERATING | OPERATING | E212 | SRD0-1E0 | F40605006 |  | SRD0
PMN-H02PGA10AP003-M01 | Motor CW-M021 |  | OPERATING | OPERATING | E212 | SRD0-1E0 | F40605006 |  | SRD0
PMN-H02PGA10AP003KP01 | Pump |  | OPERATING | OPERATING | E212 | SRD0-1E0 | F40605006 |  | SRD0
PMN-H02PGA10AP003MK01 | Coupling |  | OPERATING | OPERATING | E212 | SRD0-1M0 | F40605006 |  | SRD0
PMN-H02PGA10AP004 | Cooling Water Pump Bearing No.2 |  | OPERATING | OPERATING | E212 | SRD0-1E0 | F40605006 |  | SRD0
PMN-H02PGA10AP004-M01 | Motor CW-M022 |  | OPERATING | OPERATING | E212 | SRD0-1E0 | F40605006 |  | SRD0
PMN-H02PGA10AP004KP01 | Pump |  | OPERATING | OPERATING | E212 | SRD0-1E0 | F40605006 |  | SRD0
PMN-H02PGA10AP004MK01 | Coupling |  | OPERATING | OPERATING | E212 | SRD0-1M0 | F40605006 |  | SRD0
PMN-H02PGA10BB001 | Expansion Tank ( DN 20 ) ( R3/4 ) |  | OPERATING | OPERATING | E212 | SRD0-1M0 | F40605006 |  | SRD0
PMN-H02PGA10BR001 | Piping |  | OPERATING | OPERATING | E212 | SRD0-1M0 | F40605006 |  | SRD0
PMN-H02PGA10CP001 | Pressure Measurment for Close Cooling Water |  | OPERATING | OPERATING | E212 | SRD0-1E0 | F40605006 |  | SRD0
PMN-H02PGA10CP001-P01 | Press. Gauge Shut off ( DN 15 ) ( G1/2 ) |  | OPERATING | OPERATING | E212 | SRD0-1E0 | F40605006 |  | SRD0
PMN-H02PGA10CP001-P02 | Pressure Gauge ( DN 15 ) ( R1/2 ) |  | OPERATING | OPERATING | E212 | SRD0-1E0 | F40605006 |  | SRD0
PMN-H02PGA10CP001-P03 | Pressure Switch CW-S01 |  | OPERATING | OPERATING | E212 | SRD0-1E0 | F40605006 |  | SRD0
PMN-H02PGA10CP001-P04 | Pressure Switch CW-S02 |  | OPERATING | OPERATING | E212 | SRD0-1E0 | F40605006 |  | SRD0
PMN-H02Q | Auxiliary Systems |  | OPERATING | OPERATING | E212 | SRD0-1M0 | F40605006 |  | SRD0
PMN-H02QE | Compressed Air System |  | OPERATING | OPERATING | E212 | SRD0-1M0 | F40605006 |  | SRD0
PMN-H02QEB | Compressed Air Distribution System |  | OPERATING | OPERATING | E212 | SRD0-1M0 | F40605006 |  | SRD0
PMN-H02QEB10 | Air Pressure Tank ( =2 +BR) |  | OPERATING | OPERATING | E212 | SRD0-1M0 | F40605006 |  | SRD0
PMN-H02QEB10AA001 | Valve for Air Pressure Tank |  | OPERATING | OPERATING | E212 | SRD0-1M0 | F40605006 |  | SRD0
PMN-H02QEB10AA001KA01 | Safety Relief Valve (3651) |  | OPERATING | OPERATING | E212 | SRD0-1M0 | F40605006 |  | SRD0
PMN-H02QEB10AA001KA02 | Isolating Valve (3553) |  | OPERATING | OPERATING | E212 | SRD0-1M0 | F40605006 |  | SRD0
PMN-H02QEB10AA001KA03 | Isolating Valve (3554) |  | OPERATING | OPERATING | E212 | SRD0-1M0 | F40605006 |  | SRD0
PMN-H02QEB10AA001KA04 | Drain Valve (3556) |  | OPERATING | OPERATING | E212 | SRD0-1M0 | F40605006 |  | SRD0
PMN-H02QEB10AA001KA05 | Check Valve (3557) |  | OPERATING | OPERATING | E212 | SRD0-1M0 | F40605006 |  | SRD0
PMN-H02QEB10AA001KA06 | Isolating Valve-Low Air Brake (3555) |  | OPERATING | OPERATING | E212 | SRD0-1M0 | F40605006 |  | SRD0
PMN-H02QEB10BB001 | Air Pressure Tank (365) |  | OPERATING | OPERATING | E212 | SRD0-1M0 | F40605006 |  | SRD0
PMN-H02QEB10BR001 | Pipe Line |  | OPERATING | OPERATING | E212 | SRD0-1M0 | F40605006 |  | SRD0
PMN-H02QEB10CT001 | Manometer (3552) |  | OPERATING | OPERATING | E212 | SRD0-1E0 | F40605006 |  | SRD0
PMN-H02QEB20 | Maintanance Seal Unit 2 |  | OPERATING | OPERATING | E212 | SRD0-1M0 | F40605006 |  | SRD0
PMN-H02QEB20AA001 | Valve for Maintanance Seal |  | OPERATING | OPERATING | E212 | SRD0-1M0 | F40605006 |  | SRD0
PMN-H02QEB20AA001KA01 | Reducing Valve |  | OPERATING | OPERATING | E212 | SRD0-1M0 | F40605006 |  | SRD0
PMN-H02QEB20AA001KA02 | Isolating Valve |  | OPERATING | OPERATING | E212 | SRD0-1M0 | F40605006 |  | SRD0
PMN-H02QEB20AA001KA03 | Isolating Valve |  | OPERATING | OPERATING | E212 | SRD0-1M0 | F40605006 |  | SRD0
PMN-H02QEB20BR001 | Pipe Line |  | OPERATING | OPERATING | E212 | SRD0-1M0 | F40605006 |  | SRD0
PMN-H02QEB20CP001 | Pressure Guage |  | OPERATING | OPERATING | E212 | SRD0-1E0 | F40605006 |  | SRD0
PMN-H02QEB30 | Air Supply te Brake Jack (Low) |  | OPERATING | OPERATING | E212 | SRD0-1M0 | F40605006 |  | SRD0
PMN-H02QEB30AA001 | Valve for Air Supply te Brake Jack (Low) |  | OPERATING | OPERATING | E212 | SRD0-1M0 | F40605006 |  | SRD0
PMN-H02QEB30AA001KA01 | Safety Valve |  | OPERATING | OPERATING | E212 | SRD0-1M0 | F40605006 |  | SRD0
PMN-H02QEB30AA001KA02 | Check Valve |  | OPERATING | OPERATING | E212 | SRD0-1M0 | F40605006 |  | SRD0
PMN-H02QEB30AA001KA03 | Solenoid Valve 3/2 (BRY-01) |  | OPERATING | OPERATING | E212 | SRD0-1M0 | F40605006 |  | SRD0
PMN-H02QEB30AA001KA04 | Isolating Valve |  | OPERATING | OPERATING | E212 | SRD0-1M0 | F40605006 |  | SRD0
PMN-H02QEB30AT001 | Fillter |  | OPERATING | OPERATING | E212 | SRD0-1M0 | F40605006 |  | SRD0
PMN-H02QEB30BR001 | Pipe Line |  | OPERATING | OPERATING | E212 | SRD0-1M0 | F40605006 |  | SRD0
PMN-H02QEB30CP001 | Pressure Measurment for Air Supply te Brake Jack |  | OPERATING | OPERATING | E212 | SRD0-1M0 | F40605006 |  | SRD0
PMN-H02QEB30CP001-P01 | Pressure Switch (BR-S01) |  | OPERATING | OPERATING | E212 | SRD0-1E0 | F40605006 |  | SRD0
PMN-H02QEB30CP001-P02 | Pressure Guage |  | OPERATING | OPERATING | E212 | SRD0-1E0 | F40605006 |  | SRD0
PMN-H02QEB40 | Air Supply te Brake Jack (High) |  | OPERATING | OPERATING | E212 | SRD0-1M0 | F40605006 |  | SRD0
PMN-H02QEB40AA001 | Valve for Air Supply te Brake Jack (High) |  | OPERATING | OPERATING | E212 | SRD0-1M0 | F40605006 |  | SRD0
PMN-H02QEB40AA001KA01 | Isolating Valve |  | OPERATING | OPERATING | E212 | SRD0-1M0 | F40605006 |  | SRD0
PMN-H02QEB40AA001KA02 | Pressure Reducing Valve |  | OPERATING | OPERATING | E212 | SRD0-1M0 | F40605006 |  | SRD0
PMN-H02QEB40AA001KA03 | Solenoid Valve 3/2 (BRY-02) |  | OPERATING | OPERATING | E212 | SRD0-1M0 | F40605006 |  | SRD0
PMN-H02QEB40BR001 | Pipe Line |  | OPERATING | OPERATING | E212 | SRD0-1M0 | F40605006 |  | SRD0
PMN-H02QEB40CP001 | Pressure Switch (BR-S02) |  | OPERATING | OPERATING | E212 | SRD0-1E0 | F40605006 |  | SRD0
PMN-H02QEB50 | Automatic Air Supply System Unit2 |  | OPERATING | OPERATING | E212 | SRD0-1E0 | F40605006 |  | SRD0
PMN-H02QEB50AA001 | Valve for Automatic Air Supply System Unit1 |  | OPERATING | OPERATING | E212 | SRD0-1M0 | F40605006 |  | SRD0
PMN-H02QEB50AA001KA01 | Shut off Valve (2402) |  | OPERATING | OPERATING | E212 | SRD0-1M0 | F40605006 |  | SRD0
PMN-H02QEB50AA001KA02 | Shut off Valve (2403) |  | OPERATING | OPERATING | E212 | SRD0-1M0 | F40605006 |  | SRD0
PMN-H02QEB50AA001KA03 | Check Valve (2404) |  | OPERATING | OPERATING | E212 | SRD0-1M0 | F40605006 |  | SRD0
PMN-H02QEB50AA001KA04 | Solenoid Valve Auto. Air Supply 2/2 -Y11 |  | OPERATING | OPERATING | E212 | SRD0-1M0 | F40605006 |  | SRD0
PMN-H02QEB50AA001KA05 | Shut off Valve for Manual Air Supply(2405) |  | OPERATING | OPERATING | E212 | SRD0-1M0 | F40605006 |  | SRD0
PMN-H02QEB50AA001KA06 | Shut off Valve Manual Air Drainage(2406) |  | OPERATING | OPERATING | E212 | SRD0-1M0 | F40605006 |  | SRD0
PMN-H02S | Ancillary Systems |  | OPERATING | OPERATING | E212 | SRD0-1M0 | F40605006 |  | SRD0
PMN-H02SG | Stationary Fire Protection System |  | OPERATING | OPERATING | E212 | SRD0-1M0 | F40605006 |  | SRD0
PMN-H02SGC | Spray deluge System |  | OPERATING | OPERATING | E212 | SRD0-1M0 | F40605006 |  | SRD0
PMN-H02SGC10 | Deluge Valve Station for KG2A |  | OPERATING | OPERATING | E212 | SRD0-1M0 | F40605006 |  | SRD0
PMN-H02SGC10AA001 | Valve for Deluge Valve Station for KG2A |  | OPERATING | OPERATING | E212 | SRD0-1M0 | F40605006 |  | SRD0
PMN-H02SGC10AA001KA01 | Main Stop Valve |  | OPERATING | OPERATING | E212 | SRD0-1M0 | F40605006 |  | SRD0
PMN-H02SGC10AA001KA02 | Stop Valve |  | OPERATING | OPERATING | E212 | SRD0-1M0 | F40605006 |  | SRD0
PMN-H02SGC10AA001KA03 | Hydraulic Remote Control Valve |  | OPERATING | OPERATING | E212 | SRD0-1M0 | F40605006 |  | SRD0
PMN-H02SGC10AA001KA04 | Drain Valve |  | OPERATING | OPERATING | E212 | SRD0-1M0 | F40605006 |  | SRD0
PMN-H02SGC10AA001KA05 | Solenoid Valve |  | OPERATING | OPERATING | E212 | SRD0-1M0 | F40605006 |  | SRD0
PMN-H02SGC10AT001 | Double Filter |  | OPERATING | OPERATING | E212 | SRD0-1M0 | F40605006 |  | SRD0
PMN-H02SGC10BP001 | Thottle Nozzle |  | OPERATING | OPERATING | E212 | SRD0-1E0 | F40605006 |  | SRD0
PMN-H02SGC10BP002 | Extingguishing Nozzle |  | OPERATING | OPERATING | E212 | SRD0-1E0 | F40605006 |  | SRD0
PMN-H02SGC10BR001 | Piping te Ring Nozzle KG2A |  | OPERATING | OPERATING | E212 | SRD0-1M0 | F40605006 |  | SRD0
PMN-H02SGC10CP001 | Pressure Measurment for Deluge Valve Station for KG2A |  | OPERATING | OPERATING | E212 | SRD0-1M0 | F40605006 |  | SRD0
PMN-H02SGC10CP001-P01 | Pressure Switch |  | OPERATING | OPERATING | E212 | SRD0-1E0 | F40605006 |  | SRD0
PMN-H02SGC10CP001-P02 | Pressure Gauge |  | OPERATING | OPERATING | E212 | SRD0-1E0 | F40605006 |  | SRD0
PMN-H02SGC20 | Spray Nozzle for Transformer KG2A |  | OPERATING | OPERATING | E212 | SRD0-1E0 | F40605006 |  | SRD0
PMN-H02SGC20BP001 | Spray Nozzle for Transformer KG2A |  | OPERATING | OPERATING | E212 | SRD0-1E0 | F40605006 |  | SRD0
PMN-H02SGC20BP001-T01 | Upper Ring Nozzle |  | OPERATING | OPERATING | E212 | SRD0-1E0 | F40605006 |  | SRD0
PMN-H02SGC20BP001-T02 | Lower Ring Nozzle |  | OPERATING | OPERATING | E212 | SRD0-1E0 | F40605006 |  | SRD0
PMN-H02SGC20BR001 | Piping |  | OPERATING | OPERATING | E212 | SRD0-1M0 | F40605006 |  | SRD0
PMN-H02SGJ | Co2 Fire - Fighting System |  | OPERATING | OPERATING | E212 | SRD0-1E0 | F40605006 |  | SRD0
PMN-H02SGJ10 | Co2 Fire - Fighting System |  | OPERATING | OPERATING | E212 | SRD0-1E0 | F40605006 |  | SRD0
PMN-H02SGJ10BB001 | Co2 Fire - Fighting |  | OPERATING | OPERATING | E212 | SRD0-1E0 | F40605006 |  | SRD0
PMN-H02SGY | Control & Protection |  | OPERATING | OPERATING | E212 | SRD0-1E0 | F40605006 |  | SRD0
PMN-H02SGY10 | Fire Alarm Control |  | OPERATING | OPERATING | E212 | SRD0-1E0 | F40605006 |  | SRD0
PMN-H02SGY10CH001 | Fire Alarm Senser |  | OPERATING | OPERATING | E212 | SRD0-1E0 | F40605006 |  | SRD0
PMN-H02SGY10CP001 | Alarm Pressure Sw. |  | OPERATING | OPERATING | E212 | SRD0-1E0 | F40605006 |  | SRD0
PMN-H02SGY10DR001 | Heat Detecters |  | OPERATING | OPERATING | E212 | SRD0-1E0 | F40605006 |  | SRD0
PMN-H02SGY10DR001-B01 | Heat Detecters MM5-1 1.1 |  | OPERATING | OPERATING | E212 | SRD0-1E0 | F40605006 |  | SRD0
PMN-H02SGY10DR001-B02 | Heat Detecters MM5-1 1.2 |  | OPERATING | OPERATING | E212 | SRD0-1E0 | F40605006 |  | SRD0
PMN-H02SGY10DR001-B03 | Heat Detecters MM5-1 1.3 |  | OPERATING | OPERATING | E212 | SRD0-1E0 | F40605006 |  | SRD0
PMN-H02SGY10DR001-B04 | Heat Detecters MM5-1 1.4 |  | OPERATING | OPERATING | E212 | SRD0-1E0 | F40605006 |  | SRD0
PMN-H02SGY10DR001-B05 | Heat Detecters MM5-1 1.5 |  | OPERATING | OPERATING | E212 | SRD0-1E0 | F40605006 |  | SRD0
PMN-H02SGY10DR001-B06 | Heat Detecters MM5-1 1.6 |  | OPERATING | OPERATING | E212 | SRD0-1E0 | F40605006 |  | SRD0
PMN-H02SGY10DR001-B07 | Heat Detecters MM5-1 1.7 |  | OPERATING | OPERATING | E212 | SRD0-1E0 | F40605006 |  | SRD0
PMN-H02SGY10DR001-B08 | Heat Detecters MM5-1 1.8 |  | OPERATING | OPERATING | E212 | SRD0-1E0 | F40605006 |  | SRD0
PMN-H02SGY10DR001-B09 | Heat Detecters MM5-1 1.9 |  | OPERATING | OPERATING | E212 | SRD0-1E0 | F40605006 |  | SRD0
PMN-H02SGY10DR001-B10 | Heat Detecters MM5-1 1.10 |  | OPERATING | OPERATING | E212 | SRD0-1E0 | F40605006 |  | SRD0
PMN-H02SGY10DR001-B11 | Heat Detecters MM5-1 1.11 |  | OPERATING | OPERATING | E212 | SRD0-1E0 | F40605006 |  | SRD0
PMN-H02SGY10DR001-B12 | Heat Detecters MM5-1 1.12 |  | OPERATING | OPERATING | E212 | SRD0-1E0 | F40605006 |  | SRD0
PMN-H02SGY10DR001-B13 | Heat Detecters MM5-1 1.13 |  | OPERATING | OPERATING | E212 | SRD0-1E0 | F40605006 |  | SRD0
PMN-H03 | ปากมูล-พลังน้ำ หน่วยที่ 3 |  | OPERATING | OPERATING | E213 | SRD0-1G0 | F40605007 |  | SRD0
PMN-H03B | Power Transmission And Aux. Power Supply |  | OPERATING | OPERATING | E213 | SRD0-1E0 | F40605007 |  | SRD0
PMN-H03BA | Power Transmisssion |  | OPERATING | OPERATING | E213 | SRD0-1E0 | F40605007 |  | SRD0
PMN-H03BAA | Generator Leads |  | OPERATING | OPERATING | E213 | SRD0-1E0 | F40605007 |  | SRD0
PMN-H03BAA10 | Dynamic Brake (=3+MV1) |  | OPERATING | OPERATING | E213 | SRD0-1E0 | F40605007 |  | SRD0
PMN-H03BAA10CE001 | PT VW1B2 |  | OPERATING | OPERATING | E213 | SRD0-1E0 | F40605007 |  | SRD0
PMN-H03BAA10CE001-T01 | PT VW1B2 Phase A |  | OPERATING | OPERATING | E213 | SRD0-1E0 | F40605007 |  | SRD0
PMN-H03BAA10CE001-T02 | PT VW1B2 Phase B |  | OPERATING | OPERATING | E213 | SRD0-1E0 | F40605007 |  | SRD0
PMN-H03BAA10CE001-T03 | PT VW1B2 Phase C |  | OPERATING | OPERATING | E213 | SRD0-1E0 | F40605007 |  | SRD0
PMN-H03BAA10CE002 | PT Fuse (-F4 ) |  | OPERATING | OPERATING | E213 | SRD0-1E0 | F40605007 |  | SRD0
PMN-H03BAA10CE002-F01 | PT Fuse (-F4 ) Phase A |  | OPERATING | OPERATING | E213 | SRD0-1E0 | F40605007 |  | SRD0
PMN-H03BAA10CE002-F02 | PT Fuse (-F5) Phase B |  | OPERATING | OPERATING | E213 | SRD0-1E0 | F40605007 |  | SRD0
PMN-H03BAA10CE002-F03 | PT Fuse (-F6) Phase C |  | OPERATING | OPERATING | E213 | SRD0-1E0 | F40605007 |  | SRD0
PMN-H03BAA10GS001 | DS Dynamic Brake 632C |  | OPERATING | OPERATING | E213 | SRD0-1E0 | F40605007 |  | SRD0
PMN-H03BAA20 | Gen. Ground DS. (=3+MV2) |  | OPERATING | OPERATING | E213 | SRD0-1E0 | F40605007 |  | SRD0
PMN-H03BAA20CE001 | CT QW1B1 Gen. Trans. Diff. Rly (87T) |  | OPERATING | OPERATING | E213 | SRD0-1E0 | F40605007 |  | SRD0
PMN-H03BAA20CE001-T01 | CT QW1B1 Gen. Trans. Diff. Rly (87T) A |  | OPERATING | OPERATING | E213 | SRD0-1E0 | F40605007 |  | SRD0
PMN-H03BAA20CE001-T02 | CT QW1B1 Gen. Trans. Diff. Rly (87T) B |  | OPERATING | OPERATING | E213 | SRD0-1E0 | F40605007 |  | SRD0
PMN-H03BAA20CE001-T03 | CT QW1B1 Gen. Trans. Diff. Rly (87T) C |  | OPERATING | OPERATING | E213 | SRD0-1E0 | F40605007 |  | SRD0
PMN-H03BAA20CE002 | CT QW1B1 Gen. Diff. Rly (87G) |  | OPERATING | OPERATING | E213 | SRD0-1E0 | F40605007 |  | SRD0
PMN-H03BAA20CE002-T01 | CT QW1B1 Gen. Diff. Rly (87G) Ph. A |  | OPERATING | OPERATING | E213 | SRD0-1E0 | F40605007 |  | SRD0
PMN-H03BAA20CE002-T02 | CT QW1B1 Gen. Diff. Rly (87G) Ph. B |  | OPERATING | OPERATING | E213 | SRD0-1E0 | F40605007 |  | SRD0
PMN-H03BAA20CE002-T03 | CT QW1B1 Gen. Diff. Rly (87G) Ph. C |  | OPERATING | OPERATING | E213 | SRD0-1E0 | F40605007 |  | SRD0
PMN-H03BAA20CE003 | CT QW1B2 Gen. Over Cur. Rly. (50/51) |  | OPERATING | OPERATING | E213 | SRD0-1E0 | F40605007 |  | SRD0
PMN-H03BAA20CE003-T01 | CT QW1B2 Gen. Over Cur. Rly. (50/51) A |  | OPERATING | OPERATING | E213 | SRD0-1E0 | F40605007 |  | SRD0
PMN-H03BAA20CE003-T02 | CT QW1B2 Gen. Over Cur. Rly. (50/51) B |  | OPERATING | OPERATING | E213 | SRD0-1E0 | F40605007 |  | SRD0
PMN-H03BAA20CE003-T03 | CT QW1B2 Gen. Over Cur. Rly. (50/51) C |  | OPERATING | OPERATING | E213 | SRD0-1E0 | F40605007 |  | SRD0
PMN-H03BAA20CE004 | CT QW1B2 Gen. Metering |  | OPERATING | OPERATING | E213 | SRD0-1E0 | F40605007 |  | SRD0
PMN-H03BAA20CE004-T01 | CT QW1B2 Gen. Metering Phase A |  | OPERATING | OPERATING | E213 | SRD0-1E0 | F40605007 |  | SRD0
PMN-H03BAA20CE004-T02 | CT QW1B2 Gen. Metering Phase B |  | OPERATING | OPERATING | E213 | SRD0-1E0 | F40605007 |  | SRD0
PMN-H03BAA20CE004-T03 | CT QW1B2 Gen. Metering Phase C |  | OPERATING | OPERATING | E213 | SRD0-1E0 | F40605007 |  | SRD0
PMN-H03BAA20GS001 | DS 634GB |  | OPERATING | OPERATING | E213 | SRD0-1E0 | F40605007 |  | SRD0
PMN-H03BAA30 | Gen. Ground DS & Surge Arres.(=3+MV3) |  | OPERATING | OPERATING | E213 | SRD0-1E0 | F40605007 |  | SRD0
PMN-H03BAA30GS001 | DS 634GA |  | OPERATING | OPERATING | E213 | SRD0-1E0 | F40605007 |  | SRD0
PMN-H03BAA30GV002 | Surge Arrester 7.2kV |  | OPERATING | OPERATING | E213 | SRD0-1E0 | F40605007 |  | SRD0
PMN-H03BAA30GV002-F01 | Surge Arrester 7.2kV (-F1) Phase A |  | OPERATING | OPERATING | E213 | SRD0-1E0 | F40605007 |  | SRD0
PMN-H03BAA30GV002-F02 | Surge Arrester 7.2kV (-F2) Phase B |  | OPERATING | OPERATING | E213 | SRD0-1E0 | F40605007 |  | SRD0
PMN-H03BAA30GV002-F03 | Surge Arrester 7.2kV (-F3) Phase C |  | OPERATING | OPERATING | E213 | SRD0-1E0 | F40605007 |  | SRD0
PMN-H03BAA40 | Generator Neutral Grounding (=3+MV4) |  | OPERATING | OPERATING | E213 | SRD0-1E0 | F40605007 |  | SRD0
PMN-H03BAA40CE001 | CT. Gen. Stator Earth 50/51N (-F12) |  | OPERATING | OPERATING | E213 | SRD0-1E0 | F40605007 |  | SRD0
PMN-H03BAA40GH002 | Neutral Grounding |  | OPERATING | OPERATING | E213 | SRD0-1E0 | F40605007 |  | SRD0
PMN-H03BAA40GH002-R01 | Neutral Grounding Resister |  | OPERATING | OPERATING | E213 | SRD0-1E0 | F40605007 |  | SRD0
PMN-H03BAA50 | Generator Star Point (=3+GB) |  | OPERATING | OPERATING | E213 | SRD0-1E0 | F40605007 |  | SRD0
PMN-H03BAA50CE001 | CT Gen. Impedance Rly. 21G |  | OPERATING | OPERATING | E213 | SRD0-1E0 | F40605007 |  | SRD0
PMN-H03BAA50CE001-T01 | CT Gen. Impedance Rly. 21G (-F15) Ph. A |  | OPERATING | OPERATING | E213 | SRD0-1E0 | F40605007 |  | SRD0
PMN-H03BAA50CE001-T02 | CT Gen. Impedance Rly. 21G (-F15) Ph. B |  | OPERATING | OPERATING | E213 | SRD0-1E0 | F40605007 |  | SRD0
PMN-H03BAA50CE001-T03 | CT Gen. Impedance Rly. 21G (-F15) Ph. C |  | OPERATING | OPERATING | E213 | SRD0-1E0 | F40605007 |  | SRD0
PMN-H03BAA50CE002 | CT Gen. Diffential Rly. 87 |  | OPERATING | OPERATING | E213 | SRD0-1E0 | F40605007 |  | SRD0
PMN-H03BAA50CE002-T01 | CT Gen. Diffential Rly. 87 (-F11) Ph. A |  | OPERATING | OPERATING | E213 | SRD0-1E0 | F40605007 |  | SRD0
PMN-H03BAA50CE002-T02 | CT Gen. Diffential Rly. 87 (-F11) Ph. B |  | OPERATING | OPERATING | E213 | SRD0-1E0 | F40605007 |  | SRD0
PMN-H03BAA50CE002-T03 | CT Gen. Diffential Rly. 87 (-F11) Ph. C |  | OPERATING | OPERATING | E213 | SRD0-1E0 | F40605007 |  | SRD0
PMN-H03BAA50GE001 | Star Point Connecting |  | OPERATING | OPERATING | E213 | SRD0-1E0 | F40605007 |  | SRD0
PMN-H03BAA60 | 115 kV. Cable |  | OPERATING | OPERATING | E213 | SRD0-1E0 | F40605007 |  | SRD0
PMN-H03BAA60GA001 | Power Cable 115 kV |  | OPERATING | OPERATING | E213 | SRD0-1E0 | F40605007 |  | SRD0
PMN-H03BAC | Generator Circuit Breaker&Disconnecting |  | OPERATING | OPERATING | E213 | SRD0-1E0 | F40605007 |  | SRD0
PMN-H03BAC10 | Unit3 Generator Unit Breaker |  | OPERATING | OPERATING | E213 | SRD0-1E0 | F40605007 |  | SRD0
PMN-H03BAC10GS001 | Unit3 Generator Unit Breaker 632 |  | OPERATING | OPERATING | E213 | SRD0-1E0 | F40605007 |  | SRD0
PMN-H03BAC20 | Generator Disconnecting Sw.(=3+GDS) |  | OPERATING | OPERATING | E213 | SRD0-1E0 | F40605007 |  | SRD0
PMN-H03BAC20GS002 | Unit3 Generator Disconnecting Sw.(634) |  | OPERATING | OPERATING | E213 | SRD0-1E0 | F40605007 |  | SRD0
PMN-H03BAT | Generator Transformers |  | OPERATING | OPERATING | E213 | SRD0-1E0 | F40605007 |  | SRD0
PMN-H03BAT10 | Generator Transformers |  | OPERATING | OPERATING | E213 | SRD0-1E0 | F40605007 |  | SRD0
PMN-H03BAT10CT001 | Instru. for Main Transformer KG3A |  | OPERATING | OPERATING | E213 | SRD0-1E0 | F40605007 |  | SRD0
PMN-H03BAT10GT001 | 6/115kV.Generator Transformer KG3A |  | OPERATING | OPERATING | E213 | SRD0-1E0 | F40605007 |  | SRD0
PMN-H03BF | LV. Distribution Board & Transformer |  | OPERATING | OPERATING | E213 | SRD0-1E0 | F40605007 |  | SRD0
PMN-H03BFB | LV.Distribution Board |  | OPERATING | OPERATING | E213 | SRD0-1E0 | F40605007 |  | SRD0
PMN-H03BFB10 | Unit Auxiliary Board |  | OPERATING | OPERATING | E213 | SRD0-1E0 | F40605007 |  | SRD0
PMN-H03BFB10GS001 | Unit3 Auxiliary Board |  | OPERATING | OPERATING | E213 | SRD0-1E0 | F40605007 |  | SRD0
PMN-H03BFB10GS001-Q01 | 400V Incomming Bkr. Bus A |  | OPERATING | OPERATING | E213 | SRD0-1E0 | F40605007 |  | SRD0
PMN-H03BFB10GS001-Q02 | 400V Incomming Bkr. Bus B |  | OPERATING | OPERATING | E213 | SRD0-1E0 | F40605007 |  | SRD0
PMN-H03BFB10GS001-Q03 | Gov.Cool.Oil Circ. Pump 2.2Kw (=3+UA12A) |  | OPERATING | OPERATING | E213 | SRD0-1E0 | F40605007 |  | SRD0
PMN-H03BFB10GS001-Q04 | Motor Op. Valve Trans. Cooling(=3+UA12B) |  | OPERATING | OPERATING | E213 | SRD0-1E0 | F40605007 |  | SRD0
PMN-H03BFB10GS001-Q05 | Cooling Water Pump 4Kw (=3+UA12C) |  | OPERATING | OPERATING | E213 | SRD0-1E0 | F40605007 |  | SRD0
PMN-H03BFB10GS001-Q06 | Governor Aux. Voltage (=3+UA12D) |  | OPERATING | OPERATING | E213 | SRD0-1E0 | F40605007 |  | SRD0
PMN-H03BFB10GS001-Q07 | 400V Bkr.Spare 10Kw (=3+UA12E) |  | OPERATING | OPERATING | E213 | SRD0-1E0 | F40605007 |  | SRD0
PMN-H03BFB10GS001-Q08 | Empty Plate (=3+UA12F) |  | OPERATING | OPERATING | E213 | SRD0-1E0 | F40605007 |  | SRD0
PMN-H03BFB10GS001-Q09 | Leakage Oil Pump No.1 3Kw (=3+UA12G) |  | OPERATING | OPERATING | E213 | SRD0-1E0 | F40605007 |  | SRD0
PMN-H03BFB10GS001-Q10 | Leakage Oil Pump No.2 3Kw (=3+UA12H) |  | OPERATING | OPERATING | E213 | SRD0-1E0 | F40605007 |  | SRD0
PMN-H03BFB10GS001-Q11 | Governor Oil Pump No.1 55Kw (=3+UA12I) |  | OPERATING | OPERATING | E213 | SRD0-1E0 | F40605007 |  | SRD0
PMN-H03BFB10GS001-Q12 | Governor Oil Pump No.2 55Kw (=3+UA12J) |  | OPERATING | OPERATING | E213 | SRD0-1E0 | F40605007 |  | SRD0
PMN-H03BFB10GS001-Q13 | High Tank Heater 3Kw (=3+UA13A) |  | OPERATING | OPERATING | E213 | SRD0-1E0 | F40605007 |  | SRD0
PMN-H03BFB10GS001-Q14 | High Pressure Oil Pump 5.5Kw (=3+UA13B) |  | OPERATING | OPERATING | E213 | SRD0-1E0 | F40605007 |  | SRD0
PMN-H03BFB10GS001-Q15 | Coal Dust Exhaust 0.25Kw (=3+UA13C) |  | OPERATING | OPERATING | E213 | SRD0-1E0 | F40605007 |  | SRD0
PMN-H03BFB10GS001-Q16 | Oil Vapour Exhaust 0.55Kw (=3+UA13D) |  | OPERATING | OPERATING | E213 | SRD0-1E0 | F40605007 |  | SRD0
PMN-H03BFB10GS001-Q17 | Filling Oil Pump No.1 7.5Kw (=3+UA13E) |  | OPERATING | OPERATING | E213 | SRD0-1E0 | F40605007 |  | SRD0
PMN-H03BFB10GS001-Q18 | Filling Oil Pump No.2 7.5Kw (=3+UA13F) |  | OPERATING | OPERATING | E213 | SRD0-1E0 | F40605007 |  | SRD0
PMN-H03BFB10GS001-Q19 | Gen. Cool Water P. No.1 30 Kw(=3+UA13G) |  | OPERATING | OPERATING | E213 | SRD0-1E0 | F40605007 |  | SRD0
PMN-H03BFB10GS001-Q20 | Gen. Cool Water P. No.1 30 Kw(=3+UA13H) |  | OPERATING | OPERATING | E213 | SRD0-1E0 | F40605007 |  | SRD0
PMN-H03BFB10GS001-Q21 | Gen.Standstill Heater 1&2 2X5Kw=3+UA13I |  | OPERATING | OPERATING | E213 | SRD0-1E0 | F40605007 |  | SRD0
PMN-H03BFB10GS001-Q22 | Low Tank Heating 1&2 2X3Kw(=3+UA13J) |  | OPERATING | OPERATING | E213 | SRD0-1E0 | F40605007 |  | SRD0
PMN-H03BFB10GS001-Q23 | Empty Plate (=3+UA13K) |  | OPERATING | OPERATING | E213 | SRD0-1E0 | F40605007 |  | SRD0
PMN-H03BFB10GS001-Q24 | Bearing Cool Water P.No.1 4Kw(=3+UA14A) |  | OPERATING | OPERATING | E213 | SRD0-1E0 | F40605007 |  | SRD0
PMN-H03BFB10GS001-Q25 | Bearing Cool Water P.No.2 4Kw(=3+UA14B) |  | OPERATING | OPERATING | E213 | SRD0-1E0 | F40605007 |  | SRD0
PMN-H03BFB10GS001-Q26 | Gen. Cooling Air Fan 4X10Kw (=3+UA14C) |  | OPERATING | OPERATING | E213 | SRD0-1E0 | F40605007 |  | SRD0
PMN-H03BFB10GS001-Q27 | Air Dehumidifier No.1&2 0.65Kw(=3+UA14D) |  | OPERATING | OPERATING | E213 | SRD0-1E0 | F40605007 |  | SRD0
PMN-H03BFB10GS001-Q28 | Excitation Supply Voltage(=3+UA14E) |  | OPERATING | OPERATING | E213 | SRD0-1E0 | F40605007 |  | SRD0
PMN-H03BFB10GS001-Q29 | 400V Protection test Devive (=3+UA14F) |  | OPERATING | OPERATING | E213 | SRD0-1E0 | F40605007 |  | SRD0
PMN-H03BFB10GS001-Q30 | 400V Heating, Lighting +UC (=3+UA14G) |  | OPERATING | OPERATING | E213 | SRD0-1E0 | F40605007 |  | SRD0
PMN-H03BFB10GS001-Q31 | 400V Miscellaneous Equipment (=3+UA14H) |  | OPERATING | OPERATING | E213 | SRD0-1E0 | F40605007 |  | SRD0
PMN-H03BFB10GS001-Q32 | 400V Signal Voltage +UC (=3+UA14I) |  | OPERATING | OPERATING | E213 | SRD0-1E0 | F40605007 |  | SRD0
PMN-H03BFB10GS001-Q33 | 400V Spare 15Kw (=3+UA14J) |  | OPERATING | OPERATING | E213 | SRD0-1E0 | F40605007 |  | SRD0
PMN-H03BFB10GS001-Q34 | 400V Heating, Lighting =1+MV (=3+UA14K) |  | OPERATING | OPERATING | E213 | SRD0-1E0 | F40605007 |  | SRD0
PMN-H03BFB10GS001-Q35 | 400V Mian Transformer (=3+UA14L) |  | OPERATING | OPERATING | E213 | SRD0-1E0 | F40605007 |  | SRD0
PMN-H03BFB10GS001-Q36 | Main Trans. Heating, Lighting (=3+UA14M) |  | OPERATING | OPERATING | E213 | SRD0-1E0 | F40605007 |  | SRD0
PMN-H03BFB10GS001-Q37 | Empty Plate (=3+UA14N) |  | OPERATING | OPERATING | E213 | SRD0-1E0 | F40605007 |  | SRD0
PMN-H03BFB10GS001-Q38 | Empty Plate (=3+UA14O) |  | OPERATING | OPERATING | E213 | SRD0-1E0 | F40605007 |  | SRD0
PMN-H03BFB10GS001-Q39 | Empty Plate (=3+UA14P) |  | OPERATING | OPERATING | E213 | SRD0-1E0 | F40605007 |  | SRD0
PMN-H03C | INSTRUMENTATION AND CONTROL EQUIPMENT |  | OPERATING | OPERATING | E213 | SRD0-1E0 | F40605007 |  | SRD0
PMN-H03CD | Drive Control Interface |  | OPERATING | OPERATING | E213 | SRD0-1E0 | F40605007 |  | SRD0
PMN-H03CDA | Cabinets for Drive Control Interface |  | OPERATING | OPERATING | E213 | SRD0-1E0 | F40605007 |  | SRD0
PMN-H03CDA10 | Unit Control Cubicle |  | OPERATING | OPERATING | E213 | SRD0-1E0 | F40605007 |  | SRD0
PMN-H03CDA10GH001 | Unit Control Cubicle =3+CU1 |  | OPERATING | OPERATING | E213 | SRD0-1E0 | F40605007 |  | SRD0
PMN-H03CDA10GH001-Q01 | Cabinet fan |  | OPERATING | OPERATING | E213 | SRD0-1E0 | F40605007 |  | SRD0
PMN-H03CDA10GH001-Q02 | Cabinet filter |  | OPERATING | OPERATING | E213 | SRD0-1E0 | F40605007 |  | SRD0
PMN-H03CDA10GH001-Q03 | Cabinet Name plate |  | OPERATING | OPERATING | E213 | SRD0-1E0 | F40605007 |  | SRD0
PMN-H03CDA10GH001-Q04 | Fluorescent Lamp |  | OPERATING | OPERATING | E213 | SRD0-1E0 | F40605007 |  | SRD0
PMN-H03CDA10GH001-Q05 | Remote I/O MAU Base |  | OPERATING | OPERATING | E213 | SRD0-1E0 | F40605007 |  | SRD0
PMN-H03CDA10GH001-Q06 | Power Supply |  | OPERATING | OPERATING | E213 | SRD0-1E0 | F40605007 |  | SRD0
PMN-H03CDA10GH001-Q07 | Power Distribution Panel |  | OPERATING | OPERATING | E213 | SRD0-1E0 | F40605007 |  | SRD0
PMN-H03CDA10GH001-Q08 | Redundant Ovation Controllor |  | OPERATING | OPERATING | E213 | SRD0-1E0 | F40605007 |  | SRD0
PMN-H03CDA10GH001-Q09 | Remote I/O Node |  | OPERATING | OPERATING | E213 | SRD0-1E0 | F40605007 |  | SRD0
PMN-H03CDA10GH002 | Unit Control Cubicle =3+CU2 |  | OPERATING | OPERATING | E213 | SRD0-1E0 | F40605007 |  | SRD0
PMN-H03CDA10GH002-Q01 | Cabinet fan |  | OPERATING | OPERATING | E213 | SRD0-1E0 | F40605007 |  | SRD0
PMN-H03CDA10GH002-Q02 | Cabinet filter |  | OPERATING | OPERATING | E213 | SRD0-1E0 | F40605007 |  | SRD0
PMN-H03CDA10GH002-Q03 | Cabinet Name plate |  | OPERATING | OPERATING | E213 | SRD0-1E0 | F40605007 |  | SRD0
PMN-H03CDA10GH002-Q04 | Fluorescent Lamp |  | OPERATING | OPERATING | E213 | SRD0-1E0 | F40605007 |  | SRD0
PMN-H03CDA10GH002-Q05 | Remote I/O MAU Base |  | OPERATING | OPERATING | E213 | SRD0-1E0 | F40605007 |  | SRD0
PMN-H03CDA10GH002-Q06 | Power Supply |  | OPERATING | OPERATING | E213 | SRD0-1E0 | F40605007 |  | SRD0
PMN-H03CDA10GH002-Q07 | Power Distribution Panel |  | OPERATING | OPERATING | E213 | SRD0-1E0 | F40605007 |  | SRD0
PMN-H03CDA10GH002-Q08 | Redundant Ovation Controller |  | OPERATING | OPERATING | E213 | SRD0-1E0 | F40605007 |  | SRD0
PMN-H03CDA10GH002-Q09 | Remote I/O Note |  | OPERATING | OPERATING | E213 | SRD0-1E0 | F40605007 |  | SRD0
PMN-H03CDA10GH002-Q10 | Branch Terminator |  | OPERATING | OPERATING | E213 | SRD0-1E0 | F40605007 |  | SRD0
PMN-H03CDA10GH002-Q11 | I/O Base |  | OPERATING | OPERATING | E213 | SRD0-1E0 | F40605007 |  | SRD0
PMN-H03CDA10GH002-Q12 | Remote node Controller |  | OPERATING | OPERATING | E213 | SRD0-1E0 | F40605007 |  | SRD0
PMN-H03CDA10GH002-Q13 | TND Panel |  | OPERATING | OPERATING | E213 | SRD0-1E0 | F40605007 |  | SRD0
PMN-H03CDA10GH002-Q14 | Analog Input |  | OPERATING | OPERATING | E213 | SRD0-1E0 | F40605007 |  | SRD0
PMN-H03CDA10GH002-Q15 | Analog output |  | OPERATING | OPERATING | E213 | SRD0-1E0 | F40605007 |  | SRD0
PMN-H03CDA10GH002-Q16 | RSR Servo module |  | OPERATING | OPERATING | E213 | SRD0-1E0 | F40605007 |  | SRD0
PMN-H03CDA10GH002-Q17 | Speed Detector Module |  | OPERATING | OPERATING | E213 | SRD0-1E0 | F40605007 |  | SRD0
PMN-H03CDA10GH002-Q18 | Pulse Module |  | OPERATING | OPERATING | E213 | SRD0-1E0 | F40605007 |  | SRD0
PMN-H03CDA10GH002-Q19 | Link Controller Module |  | OPERATING | OPERATING | E213 | SRD0-1E0 | F40605007 |  | SRD0
PMN-H03CDA10GH002-Q20 | Disconnection Type Terminal |  | OPERATING | OPERATING | E213 | SRD0-1E0 | F40605007 |  | SRD0
PMN-H03CDA10GH002-Q21 | Terminal Stoper |  | OPERATING | OPERATING | E213 | SRD0-1E0 | F40605007 |  | SRD0
PMN-H03CDA10GH002-Q22 | Tag Holder |  | OPERATING | OPERATING | E213 | SRD0-1E0 | F40605007 |  | SRD0
PMN-H03CDA10GH002-Q23 | Current Transducer |  | OPERATING | OPERATING | E213 | SRD0-1E0 | F40605007 |  | SRD0
PMN-H03CDA10GH002-Q24 | Voltage Transducer |  | OPERATING | OPERATING | E213 | SRD0-1E0 | F40605007 |  | SRD0
PMN-H03CDA10GH002-Q25 | Active Power Transducer |  | OPERATING | OPERATING | E213 | SRD0-1E0 | F40605007 |  | SRD0
PMN-H03CDA10GH002-Q26 | Reactive Power Transducer |  | OPERATING | OPERATING | E213 | SRD0-1E0 | F40605007 |  | SRD0
PMN-H03CDA10GH002-Q27 | Frequency Transducer |  | OPERATING | OPERATING | E213 | SRD0-1E0 | F40605007 |  | SRD0
PMN-H03CDA10GH002-Q28 | Touch Screen |  | OPERATING | OPERATING | E213 | SRD0-1E0 | F40605007 |  | SRD0
PMN-H03CDA10GH003 | Unit Control Cubicle =3+CU3 |  | OPERATING | OPERATING | E213 | SRD0-1E0 | F40605007 |  | SRD0
PMN-H03CDA10GH003-Q01 | Cabinet fan |  | OPERATING | OPERATING | E213 | SRD0-1E0 | F40605007 |  | SRD0
PMN-H03CDA10GH003-Q02 | Cabinet filter |  | OPERATING | OPERATING | E213 | SRD0-1E0 | F40605007 |  | SRD0
PMN-H03CDA10GH003-Q03 | Cabinet Name plate |  | OPERATING | OPERATING | E213 | SRD0-1E0 | F40605007 |  | SRD0
PMN-H03CDA10GH003-Q04 | Fluorescent Lamp |  | OPERATING | OPERATING | E213 | SRD0-1E0 | F40605007 |  | SRD0
PMN-H03CDA10GH003-Q05 | Branch Terminator |  | OPERATING | OPERATING | E213 | SRD0-1E0 | F40605007 |  | SRD0
PMN-H03CDA10GH003-Q06 | I/O Base |  | OPERATING | OPERATING | E213 | SRD0-1E0 | F40605007 |  | SRD0
PMN-H03CDA10GH003-Q07 | RTD Module |  | OPERATING | OPERATING | E213 | SRD0-1E0 | F40605007 |  | SRD0
PMN-H03CDA10GH003-Q08 | ROP Panel |  | OPERATING | OPERATING | E213 | SRD0-1E0 | F40605007 |  | SRD0
PMN-H03CDA10GH003-Q09 | Digital Input Module 125Vdc Single-End/Differential |  | OPERATING | OPERATING | E213 | SRD0-1E0 | F40605007 |  | SRD0
PMN-H03CDA10GH003-Q10 | Digital Input Module 24Vdc Differential |  | OPERATING | OPERATING | E213 | SRD0-1E0 | F40605007 |  | SRD0
PMN-H03CDA10GH003-Q11 | Digital Input Module 24Vdc Single-End |  | OPERATING | OPERATING | E213 | SRD0-1E0 | F40605007 |  | SRD0
PMN-H03CDA10GH003-Q12 | Relay Output Module |  | OPERATING | OPERATING | E213 | SRD0-1E0 | F40605007 |  | SRD0
PMN-H03CDA10GH003-Q13 | Disconnection Type Terminal |  | OPERATING | OPERATING | E213 | SRD0-1E0 | F40605007 |  | SRD0
PMN-H03CDA10GH003-Q14 | Terminal Stoper |  | OPERATING | OPERATING | E213 | SRD0-1E0 | F40605007 |  | SRD0
PMN-H03CDA10GH003-Q15 | Tag Holder |  | OPERATING | OPERATING | E213 | SRD0-1E0 | F40605007 |  | SRD0
PMN-H03CDA10GH004 | Unit Control Cubicle =3+CU4 |  | OPERATING | OPERATING | E213 | SRD0-1E0 | F40605007 |  | SRD0
PMN-H03CDA10GH004-Q01 | Cabinet fan |  | OPERATING | OPERATING | E213 | SRD0-1E0 | F40605007 |  | SRD0
PMN-H03CDA10GH004-Q02 | Cabinet filter |  | OPERATING | OPERATING | E213 | SRD0-1E0 | F40605007 |  | SRD0
PMN-H03CDA10GH004-Q03 | Cabinet Name plate |  | OPERATING | OPERATING | E213 | SRD0-1E0 | F40605007 |  | SRD0
PMN-H03CDA10GH004-Q04 | Fluorescent Lamp |  | OPERATING | OPERATING | E213 | SRD0-1E0 | F40605007 |  | SRD0
PMN-H03CDA10GH004-Q05 | Branch Terminator |  | OPERATING | OPERATING | E213 | SRD0-1E0 | F40605007 |  | SRD0
PMN-H03CDA10GH004-Q06 | I/O Base |  | OPERATING | OPERATING | E213 | SRD0-1E0 | F40605007 |  | SRD0
PMN-H03CDA10GH004-Q07 | ROP Panel |  | OPERATING | OPERATING | E213 | SRD0-1E0 | F40605007 |  | SRD0
PMN-H03CDA10GH004-Q08 | Digital Input Module 125Vdc Single-End/Differential |  | OPERATING | OPERATING | E213 | SRD0-1E0 | F40605007 |  | SRD0
PMN-H03CDA10GH004-Q09 | Disconnection Type Terminal |  | OPERATING | OPERATING | E213 | SRD0-1E0 | F40605007 |  | SRD0
PMN-H03CDA10GH004-Q10 | Terminal Stoper |  | OPERATING | OPERATING | E213 | SRD0-1E0 | F40605007 |  | SRD0
PMN-H03CDA10GH004-Q11 | Tag Holder |  | OPERATING | OPERATING | E213 | SRD0-1E0 | F40605007 |  | SRD0
PMN-H03CDA10GH004-Q12 | 24Vdc Power Supply |  | OPERATING | OPERATING | E213 | SRD0-1E0 | F40605007 |  | SRD0
PMN-H03CDA10GH004-Q13 | Diode |  | OPERATING | OPERATING | E213 | SRD0-1E0 | F40605007 |  | SRD0
PMN-H03CDA10GH004-Q14 | Circuit Breaker |  | OPERATING | OPERATING | E213 | SRD0-1E0 | F40605007 |  | SRD0
PMN-H03CDA10GH005 | Unit Control Cubicle =3+CU5 |  | OPERATING | OPERATING | E213 | SRD0-1E0 | F40605007 |  | SRD0
PMN-H03CDA10GH005-Q01 | Cabinet fan |  | OPERATING | OPERATING | E213 | SRD0-1E0 | F40605007 |  | SRD0
PMN-H03CDA10GH005-Q02 | Cabinet filter |  | OPERATING | OPERATING | E213 | SRD0-1E0 | F40605007 |  | SRD0
PMN-H03CDA10GH005-Q03 | Cabinet Name plate |  | OPERATING | OPERATING | E213 | SRD0-1E0 | F40605007 |  | SRD0
PMN-H03CDA10GH005-Q04 | Fluorescent Lamp |  | OPERATING | OPERATING | E213 | SRD0-1E0 | F40605007 |  | SRD0
PMN-H03CDA10GH005-Q05 | Branch Terminator |  | OPERATING | OPERATING | E213 | SRD0-1E0 | F40605007 |  | SRD0
PMN-H03CDA10GH005-Q06 | ROP Panel |  | OPERATING | OPERATING | E213 | SRD0-1E0 | F40605007 |  | SRD0
PMN-H03CDA10GH005-Q07 | Relay Output Module |  | OPERATING | OPERATING | E213 | SRD0-1E0 | F40605007 |  | SRD0
PMN-H03CDA10GH005-Q08 | Disconnection Type Terminal |  | OPERATING | OPERATING | E213 | SRD0-1E0 | F40605007 |  | SRD0
PMN-H03CDA10GH005-Q09 | Terminal Stoper |  | OPERATING | OPERATING | E213 | SRD0-1E0 | F40605007 |  | SRD0
PMN-H03CDA10GH005-Q10 | Tag Holder |  | OPERATING | OPERATING | E213 | SRD0-1E0 | F40605007 |  | SRD0
PMN-H03CDA10GH005-Q11 | Emergency Push Botton With Cover |  | OPERATING | OPERATING | E213 | SRD0-1E0 | F40605007 |  | SRD0
PMN-H03CDA20 | Local Control Box |  | OPERATING | OPERATING | E213 | SRD0-1E0 | F40605007 |  | SRD0
PMN-H03CDA20GH001 | Leakage Oil Control Cubicle |  | OPERATING | OPERATING | E213 | SRD0-1E0 | F40605007 |  | SRD0
PMN-H03CDA20GH002 | Governor Oil Supply Control Cubicle |  | OPERATING | OPERATING | E213 | SRD0-1E0 | F40605007 |  | SRD0
PMN-H03CDA20GH003 | Turbine terminal Box |  | OPERATING | OPERATING | E213 | SRD0-1E0 | F40605007 |  | SRD0
PMN-H03CF | Measurement & Recording |  | OPERATING | OPERATING | E213 | SRD0-1E0 | F40605007 |  | SRD0
PMN-H03CFA | Cabinets for Measurement |  | OPERATING | OPERATING | E213 | SRD0-1E0 | F40605007 |  | SRD0
PMN-H03CFA10 | Metering |  | OPERATING | OPERATING | E213 | SRD0-1E0 | F40605007 |  | SRD0
PMN-H03CFA10FE001 | Metering |  | OPERATING | OPERATING | E213 | SRD0-1E0 | F40605007 |  | SRD0
PMN-H03CFA20 | Recorder |  | OPERATING | OPERATING | E213 | SRD0-1E0 | F40605007 |  | SRD0
PMN-H03CFA20FE001 | Recorder |  | OPERATING | OPERATING | E213 | SRD0-1E0 | F40605007 |  | SRD0
PMN-H03CFA30 | Energy Meter |  | OPERATING | OPERATING | E213 | SRD0-1E0 | F40605007 |  | SRD0
PMN-H03CFA30FE001 | Energy Meter |  | OPERATING | OPERATING | E213 | SRD0-1E0 | F40605007 |  | SRD0
PMN-H03CH | Protection |  | OPERATING | OPERATING | E213 | SRD0-1E0 | F40605007 |  | SRD0
PMN-H03CHA | Cab.Generator And Transformer Protection |  | OPERATING | OPERATING | E213 | SRD0-1E0 | F40605007 |  | SRD0
PMN-H03CHA10 | Unit3 Protection (=3+PU1) |  | OPERATING | OPERATING | E213 | SRD0-1E0 | F40605007 |  | SRD0
PMN-H03CHA10EY001 | Unit3 Protection Cubicle (=3+PU1) |  | OPERATING | OPERATING | E213 | SRD0-1E0 | F40605007 |  | SRD0
PMN-H03CHA10EY001-K01 | Relay N20 |  | OPERATING | OPERATING | E213 | SRD0-1E0 | F40605007 |  | SRD0
PMN-H03CHA10EY001-K02 | Relay N21 |  | OPERATING | OPERATING | E213 | SRD0-1E0 | F40605007 |  | SRD0
PMN-H03CHA10EY001-K03 | Relay N22 |  | OPERATING | OPERATING | E213 | SRD0-1E0 | F40605007 |  | SRD0
PMN-H03CHA10EY001-K04 | Relay N23 |  | OPERATING | OPERATING | E213 | SRD0-1E0 | F40605007 |  | SRD0
PMN-H03CHA10EY001-K05 | Relay N24 |  | OPERATING | OPERATING | E213 | SRD0-1E0 | F40605007 |  | SRD0
PMN-H03CHA10EY001-K06 | Relay N25 |  | OPERATING | OPERATING | E213 | SRD0-1E0 | F40605007 |  | SRD0
PMN-H03CHA10EY001-K07 | Relay N26 |  | OPERATING | OPERATING | E213 | SRD0-1E0 | F40605007 |  | SRD0
PMN-H03CHA10EY001-K08 | Relay N27 |  | OPERATING | OPERATING | E213 | SRD0-1E0 | F40605007 |  | SRD0
PMN-H03CHA10EY001-K09 | Relay N28 |  | OPERATING | OPERATING | E213 | SRD0-1E0 | F40605007 |  | SRD0
PMN-H03CHA10EY001-K10 | Relay N29 |  | OPERATING | OPERATING | E213 | SRD0-1E0 | F40605007 |  | SRD0
PMN-H03CHA10EY001-N01 | Unit3 Gen. Protection Controller (GPR-1) |  | OPERATING | OPERATING | E213 | SRD0-1E0 | F40605007 |  | SRD0
PMN-H03CHA10EY001-N02 | Unit3 Gen. Protection Controller (GPR-2) |  | OPERATING | OPERATING | E213 | SRD0-1E0 | F40605007 |  | SRD0
PMN-H03CHA20 | Unit3 Transformer Protection (=3+PU2) |  | OPERATING | OPERATING | E213 | SRD0-1E0 | F40605007 |  | SRD0
PMN-H03CHA20EY001 | Unit3 Transformer Protection Cubicle (=3+PU2) |  | OPERATING | OPERATING | E213 | SRD0-1E0 | F40605007 |  | SRD0
PMN-H03CHA20EY001-F01 | Shaft Current 64S-1 |  | OPERATING | OPERATING | E213 | SRD0-1E0 | F40605007 |  | SRD0
PMN-H03CHA20EY001-F02 | Shaft Current 64S-2 |  | OPERATING | OPERATING | E213 | SRD0-1E0 | F40605007 |  | SRD0
PMN-H03CHA20EY001-K01 | Relay 64R-1 |  | OPERATING | OPERATING | E213 | SRD0-1E0 | F40605007 |  | SRD0
PMN-H03CHA20EY001-K02 | Relay 64R-2 |  | OPERATING | OPERATING | E213 | SRD0-1E0 | F40605007 |  | SRD0
PMN-H03CHA20EY001-N01 | Unit3 Transformer Protection Controller (TPR-2) |  | OPERATING | OPERATING | E213 | SRD0-1E0 | F40605007 |  | SRD0
PMN-H03CHA20EY001-N02 | Unit3 Transformer Protection Controller (TPR-1) |  | OPERATING | OPERATING | E213 | SRD0-1E0 | F40605007 |  | SRD0
PMN-H03CK | Process ComPuter System |  | OPERATING | OPERATING | E213 | SRD0-1E0 | F40605007 |  | SRD0
PMN-H03CKN | Process ComPuter System |  | OPERATING | OPERATING | E213 | SRD0-1E0 | F40605007 |  | SRD0
PMN-H03CKN10 | Ovation Control Systems |  | OPERATING | OPERATING | E213 | SRD0-1E0 | F40605007 |  | SRD0
PMN-H03CKN10EM001 | Drop No.3/53 (Unit#3) |  | OPERATING | OPERATING | E213 | SRD0-1E0 | F40605007 |  | SRD0
PMN-H03L | Water |  | OPERATING | OPERATING | E213 | SRD0-1M0 | F40605007 |  | SRD0
PMN-H03LP | Intake Systems |  | OPERATING | OPERATING | E213 | SRD0-1M0 | F40605007 |  | SRD0
PMN-H03LPA | Trash Rack System |  | OPERATING | OPERATING | E213 | SRD0-1M0 | F40605007 |  | SRD0
PMN-H03LPA10 | Trash Rack Unit 3 System |  | OPERATING | OPERATING | E213 | SRD0-1M0 | F40605007 |  | SRD0
PMN-H03LPA10AT001 | Trash Rask Unit.3 |  | OPERATING | OPERATING | E213 | SRD0-1M0 | F40605007 |  | SRD0
PMN-H03LPA10AT001KW01 | Block Outs Opening G1-4 |  | OPERATING | OPERATING | E213 | SRD0-1M0 | F40605007 |  | SRD0
PMN-H03LPA10AT001KW02 | Panels Opening G1-G4 |  | OPERATING | OPERATING | E213 | SRD0-1M0 | F40605007 |  | SRD0
PMN-H03LPA10AT001KW03 | Girder No.1 |  | OPERATING | OPERATING | E213 | SRD0-1M0 | F40605007 |  | SRD0
PMN-H03LPA10AT001KW04 | Girder No.2 |  | OPERATING | OPERATING | E213 | SRD0-1M0 | F40605007 |  | SRD0
PMN-H03LPA10AT001KW05 | Girder No.3 |  | OPERATING | OPERATING | E213 | SRD0-1M0 | F40605007 |  | SRD0
PMN-H03LPA10AT001KW06 | Girder No.4 |  | OPERATING | OPERATING | E213 | SRD0-1M0 | F40605007 |  | SRD0
PMN-H03LPA10AT001KW07 | Girder No.5 |  | OPERATING | OPERATING | E213 | SRD0-1M0 | F40605007 |  | SRD0
PMN-H03LPA10AT001KW08 | Girder No.6 |  | OPERATING | OPERATING | E213 | SRD0-1M0 | F40605007 |  | SRD0
PMN-H03LPA10AT001KW09 | Girder Connection |  | OPERATING | OPERATING | E213 | SRD0-1M0 | F40605007 |  | SRD0
PMN-H03LPA10AT001KW10 | Boton Bearing |  | OPERATING | OPERATING | E213 | SRD0-1M0 | F40605007 |  | SRD0
PMN-H03LPA10AT001KW11 | Top Bearing |  | OPERATING | OPERATING | E213 | SRD0-1M0 | F40605007 |  | SRD0
PMN-H03LS | Drainage Systems |  | OPERATING | OPERATING | E213 | SRD0-1M0 | F40605007 |  | SRD0
PMN-H03LSL | Drain Unit Systems |  | OPERATING | OPERATING | E213 | SRD0-1M0 | F40605007 |  | SRD0
PMN-H03LSL10 | Drain Unit 3 |  | OPERATING | OPERATING | E213 | SRD0-1M0 | F40605007 |  | SRD0
PMN-H03LSL10AA001 | Drain Valve |  | OPERATING | OPERATING | E213 | SRD0-1M0 | F40605007 |  | SRD0
PMN-H03LSL10AA001KA01 | Up Steam Drain Valve 6731/3 |  | OPERATING | OPERATING | E213 | SRD0-1M0 | F40605007 |  | SRD0
PMN-H03LSL10AA002KA02 | Down Steam Drain Valve 6732/3 |  | OPERATING | OPERATING | E213 | SRD0-1M0 | F40605007 |  | SRD0
PMN-H03LSL10BR001 | Pipe Line |  | OPERATING | OPERATING | E213 | SRD0-1M0 | F40605007 |  | SRD0
PMN-H03M | Main Machine Set |  | OPERATING | OPERATING | E213 | SRD0-1M0 | F40605007 |  | SRD0
PMN-H03ME | Hydraulic Turbine Plant |  | OPERATING | OPERATING | E213 | SRD0-1M0 | F40605007 |  | SRD0
PMN-H03MEA | Hydraulic Turbine |  | OPERATING | OPERATING | E213 | SRD0-1M0 | F40605007 |  | SRD0
PMN-H03MEA10 | Up Stream Draft Tube |  | OPERATING | OPERATING | E213 | SRD0-1M0 | F40605007 |  | SRD0
PMN-H03MEA10HA001 | Up Stream Draft Tube (Bulb Case) |  | OPERATING | OPERATING | E213 | SRD0-1M0 | F40605007 |  | SRD0
PMN-H03MEA10HA001KB01 | Manhole Draft Tube |  | OPERATING | OPERATING | E213 | SRD0-1M0 | F40605007 |  | SRD0
PMN-H03MEA10HA001QP01 | Casing Guage |  | OPERATING | OPERATING | E213 | SRD0-1E0 | F40605007 |  | SRD0
PMN-H03MEA20 | Wicket Gate |  | OPERATING | OPERATING | E213 | SRD0-1M0 | F40605007 |  | SRD0
PMN-H03MEA20CG001 | Limit Sw. - W/G At Closed Posi.(S01) |  | OPERATING | OPERATING | E213 | SRD0-1E0 | F40605007 |  | SRD0
PMN-H03MEA20CG002 | W/G Position FeedBack TransdUCer -B01 |  | OPERATING | OPERATING | E213 | SRD0-1E0 | F40605007 |  | SRD0
PMN-H03MEA20HA001 | Operating Ring |  | OPERATING | OPERATING | E213 | SRD0-1M0 | F40605007 |  | SRD0
PMN-H03MEA20HA002 | Limit Sw. Set (G/V safety link) |  | OPERATING | OPERATING | E213 | SRD0-1E0 | F40605007 |  | SRD0
PMN-H03MEA20HA002-P01 | Limit Sw. S02/1 |  | OPERATING | OPERATING | E213 | SRD0-1E0 | F40605007 |  | SRD0
PMN-H03MEA20HA002-P02 | Limit Sw. S02/2 |  | OPERATING | OPERATING | E213 | SRD0-1E0 | F40605007 |  | SRD0
PMN-H03MEA20HA002-P03 | Limit Sw. S02/3 |  | OPERATING | OPERATING | E213 | SRD0-1E0 | F40605007 |  | SRD0
PMN-H03MEA20HA002-P04 | Limit Sw. S02/4 |  | OPERATING | OPERATING | E213 | SRD0-1E0 | F40605007 |  | SRD0
PMN-H03MEA20HA002-P05 | Limit Sw. S02/5 |  | OPERATING | OPERATING | E213 | SRD0-1E0 | F40605007 |  | SRD0
PMN-H03MEA20HA002-P06 | Limit Sw. S02/6 |  | OPERATING | OPERATING | E213 | SRD0-1E0 | F40605007 |  | SRD0
PMN-H03MEA20HA002-P07 | Limit Sw. S02/7 |  | OPERATING | OPERATING | E213 | SRD0-1E0 | F40605007 |  | SRD0
PMN-H03MEA20HA002-P08 | Limit Sw. S02/8 |  | OPERATING | OPERATING | E213 | SRD0-1E0 | F40605007 |  | SRD0
PMN-H03MEA20HA002-P09 | Limit Sw. S02/9 |  | OPERATING | OPERATING | E213 | SRD0-1E0 | F40605007 |  | SRD0
PMN-H03MEA20HA002-P10 | Limit Sw. S02/10 |  | OPERATING | OPERATING | E213 | SRD0-1E0 | F40605007 |  | SRD0
PMN-H03MEA20HA002-P11 | Limit Sw. S02/11 |  | OPERATING | OPERATING | E213 | SRD0-1E0 | F40605007 |  | SRD0
PMN-H03MEA20HA002-P12 | Limit Sw. S02/12 |  | OPERATING | OPERATING | E213 | SRD0-1E0 | F40605007 |  | SRD0
PMN-H03MEA20HA002-P13 | Limit Sw. S02/13 |  | OPERATING | OPERATING | E213 | SRD0-1E0 | F40605007 |  | SRD0
PMN-H03MEA20HA002-P14 | Limit Sw. S02/14 |  | OPERATING | OPERATING | E213 | SRD0-1E0 | F40605007 |  | SRD0
PMN-H03MEA20HA002-P15 | Limit Sw. S02/15 |  | OPERATING | OPERATING | E213 | SRD0-1E0 | F40605007 |  | SRD0
PMN-H03MEA20HA002-P16 | Limit Sw. S02/16 |  | OPERATING | OPERATING | E213 | SRD0-1E0 | F40605007 |  | SRD0
PMN-H03MEA20HA003 | Wicket Gate Set |  | OPERATING | OPERATING | E213 | SRD0-1M0 | F40605007 |  | SRD0
PMN-H03MEA20HA003KB01 | Wicket Gate No.01 |  | OPERATING | OPERATING | E213 | SRD0-1M0 | F40605007 |  | SRD0
PMN-H03MEA20HA003KB02 | Wicket Gate No.02 |  | OPERATING | OPERATING | E213 | SRD0-1M0 | F40605007 |  | SRD0
PMN-H03MEA20HA003KB03 | Wicket Gate No.03 |  | OPERATING | OPERATING | E213 | SRD0-1M0 | F40605007 |  | SRD0
PMN-H03MEA20HA003KB04 | Wicket Gate No.04 |  | OPERATING | OPERATING | E213 | SRD0-1M0 | F40605007 |  | SRD0
PMN-H03MEA20HA003KB05 | Wicket Gate No.05 |  | OPERATING | OPERATING | E213 | SRD0-1M0 | F40605007 |  | SRD0
PMN-H03MEA20HA003KB06 | Wicket Gate No.06 |  | OPERATING | OPERATING | E213 | SRD0-1M0 | F40605007 |  | SRD0
PMN-H03MEA20HA003KB07 | Wicket Gate No.07 |  | OPERATING | OPERATING | E213 | SRD0-1M0 | F40605007 |  | SRD0
PMN-H03MEA20HA003KB08 | Wicket Gate No.08 |  | OPERATING | OPERATING | E213 | SRD0-1M0 | F40605007 |  | SRD0
PMN-H03MEA20HA003KB09 | Wicket Gate No.09 |  | OPERATING | OPERATING | E213 | SRD0-1M0 | F40605007 |  | SRD0
PMN-H03MEA20HA003KB10 | Wicket Gate No.10 |  | OPERATING | OPERATING | E213 | SRD0-1M0 | F40605007 |  | SRD0
PMN-H03MEA20HA003KB11 | Wicket Gate No.11 |  | OPERATING | OPERATING | E213 | SRD0-1M0 | F40605007 |  | SRD0
PMN-H03MEA20HA003KB12 | Wicket Gate No.12 |  | OPERATING | OPERATING | E213 | SRD0-1M0 | F40605007 |  | SRD0
PMN-H03MEA20HA003KB13 | Wicket Gate No.13 |  | OPERATING | OPERATING | E213 | SRD0-1M0 | F40605007 |  | SRD0
PMN-H03MEA20HA003KB14 | Wicket Gate No.14 |  | OPERATING | OPERATING | E213 | SRD0-1M0 | F40605007 |  | SRD0
PMN-H03MEA20HA003KB15 | Wicket Gate No.15 |  | OPERATING | OPERATING | E213 | SRD0-1M0 | F40605007 |  | SRD0
PMN-H03MEA20HA003KB16 | Wicket Gate No.16 |  | OPERATING | OPERATING | E213 | SRD0-1M0 | F40605007 |  | SRD0
PMN-H03MEA20HA004 | Arm Lever Wicket Gate Set |  | OPERATING | OPERATING | E213 | SRD0-1M0 | F40605007 |  | SRD0
PMN-H03MEA20HA004KE01 | Arm Lever Wicket Gate No.01 |  | OPERATING | OPERATING | E213 | SRD0-1M0 | F40605007 |  | SRD0
PMN-H03MEA20HA004KE02 | Arm Lever Wicket Gate No.02 |  | OPERATING | OPERATING | E213 | SRD0-1M0 | F40605007 |  | SRD0
PMN-H03MEA20HA004KE03 | Arm Lever Wicket Gate No.03 |  | OPERATING | OPERATING | E213 | SRD0-1M0 | F40605007 |  | SRD0
PMN-H03MEA20HA004KE04 | Arm Lever Wicket Gate No.04 |  | OPERATING | OPERATING | E213 | SRD0-1M0 | F40605007 |  | SRD0
PMN-H03MEA20HA004KE05 | Arm Lever Wicket Gate No.05 |  | OPERATING | OPERATING | E213 | SRD0-1M0 | F40605007 |  | SRD0
PMN-H03MEA20HA004KE06 | Arm Lever Wicket Gate No.06 |  | OPERATING | OPERATING | E213 | SRD0-1M0 | F40605007 |  | SRD0
PMN-H03MEA20HA004KE07 | Arm Lever Wicket Gate No.07 |  | OPERATING | OPERATING | E213 | SRD0-1M0 | F40605007 |  | SRD0
PMN-H03MEA20HA004KE08 | Arm Lever Wicket Gate No.08 |  | OPERATING | OPERATING | E213 | SRD0-1M0 | F40605007 |  | SRD0
PMN-H03MEA20HA004KE09 | Arm Lever Wicket Gate No.09 |  | OPERATING | OPERATING | E213 | SRD0-1M0 | F40605007 |  | SRD0
PMN-H03MEA20HA004KE10 | Arm Lever Wicket Gate No.10 |  | OPERATING | OPERATING | E213 | SRD0-1M0 | F40605007 |  | SRD0
PMN-H03MEA20HA004KE11 | Arm Lever Wicket Gate No.11 |  | OPERATING | OPERATING | E213 | SRD0-1M0 | F40605007 |  | SRD0
PMN-H03MEA20HA004KE12 | Arm Lever Wicket Gate No.12 |  | OPERATING | OPERATING | E213 | SRD0-1M0 | F40605007 |  | SRD0
PMN-H03MEA20HA004KE13 | Arm Lever Wicket Gate No.13 |  | OPERATING | OPERATING | E213 | SRD0-1M0 | F40605007 |  | SRD0
PMN-H03MEA20HA004KE14 | Arm Lever Wicket Gate No.14 |  | OPERATING | OPERATING | E213 | SRD0-1M0 | F40605007 |  | SRD0
PMN-H03MEA20HA004KE15 | Arm Lever Wicket Gate No.15 |  | OPERATING | OPERATING | E213 | SRD0-1M0 | F40605007 |  | SRD0
PMN-H03MEA20HA004KE16 | Arm Lever Wicket Gate No.16 |  | OPERATING | OPERATING | E213 | SRD0-1M0 | F40605007 |  | SRD0
PMN-H03MEA20HA005 | Eccentric Pin Set |  | OPERATING | OPERATING | E213 | SRD0-1M0 | F40605007 |  | SRD0
PMN-H03MEA20HA005KE01 | Eccentric Pin No.01 |  | OPERATING | OPERATING | E213 | SRD0-1M0 | F40605007 |  | SRD0
PMN-H03MEA20HA005KE02 | Eccentric Pin No.02 |  | OPERATING | OPERATING | E213 | SRD0-1M0 | F40605007 |  | SRD0
PMN-H03MEA20HA005KE03 | Eccentric Pin No.03 |  | OPERATING | OPERATING | E213 | SRD0-1M0 | F40605007 |  | SRD0
PMN-H03MEA20HA005KE04 | Eccentric Pin No.04 |  | OPERATING | OPERATING | E213 | SRD0-1M0 | F40605007 |  | SRD0
PMN-H03MEA20HA005KE05 | Eccentric Pin No.05 |  | OPERATING | OPERATING | E213 | SRD0-1M0 | F40605007 |  | SRD0
PMN-H03MEA20HA005KE06 | Eccentric Pin No.06 |  | OPERATING | OPERATING | E213 | SRD0-1M0 | F40605007 |  | SRD0
PMN-H03MEA20HA005KE07 | Eccentric Pin No.07 |  | OPERATING | OPERATING | E213 | SRD0-1M0 | F40605007 |  | SRD0
PMN-H03MEA20HA005KE08 | Eccentric Pin No.08 |  | OPERATING | OPERATING | E213 | SRD0-1M0 | F40605007 |  | SRD0
PMN-H03MEA20HA005KE09 | Eccentric Pin No.09 |  | OPERATING | OPERATING | E213 | SRD0-1M0 | F40605007 |  | SRD0
PMN-H03MEA20HA005KE10 | Eccentric Pin No.10 |  | OPERATING | OPERATING | E213 | SRD0-1M0 | F40605007 |  | SRD0
PMN-H03MEA20HA005KE11 | Eccentric Pin No.11 |  | OPERATING | OPERATING | E213 | SRD0-1M0 | F40605007 |  | SRD0
PMN-H03MEA20HA005KE12 | Eccentric Pin No.12 |  | OPERATING | OPERATING | E213 | SRD0-1M0 | F40605007 |  | SRD0
PMN-H03MEA20HA005KE13 | Eccentric Pin No.13 |  | OPERATING | OPERATING | E213 | SRD0-1M0 | F40605007 |  | SRD0
PMN-H03MEA20HA005KE14 | Eccentric Pin No.14 |  | OPERATING | OPERATING | E213 | SRD0-1M0 | F40605007 |  | SRD0
PMN-H03MEA20HA005KE15 | Eccentric Pin No.15 |  | OPERATING | OPERATING | E213 | SRD0-1M0 | F40605007 |  | SRD0
PMN-H03MEA20HA005KE16 | Eccentric Pin No.16 |  | OPERATING | OPERATING | E213 | SRD0-1M0 | F40605007 |  | SRD0
PMN-H03MEA20HA006 | Wicket Gate Link Set |  | OPERATING | OPERATING | E213 | SRD0-1M0 | F40605007 |  | SRD0
PMN-H03MEA20HA006MU01 | Wicket Gate Link No.01 |  | OPERATING | OPERATING | E213 | SRD0-1M0 | F40605007 |  | SRD0
PMN-H03MEA20HA006MU02 | Wicket Gate Link No.02 |  | OPERATING | OPERATING | E213 | SRD0-1M0 | F40605007 |  | SRD0
PMN-H03MEA20HA006MU03 | Wicket Gate Link No.03 |  | OPERATING | OPERATING | E213 | SRD0-1M0 | F40605007 |  | SRD0
PMN-H03MEA20HA006MU04 | Wicket Gate Link No.04 |  | OPERATING | OPERATING | E213 | SRD0-1M0 | F40605007 |  | SRD0
PMN-H03MEA20HA006MU05 | Wicket Gate Link No.05 |  | OPERATING | OPERATING | E213 | SRD0-1M0 | F40605007 |  | SRD0
PMN-H03MEA20HA006MU06 | Wicket Gate Link No.06 |  | OPERATING | OPERATING | E213 | SRD0-1M0 | F40605007 |  | SRD0
PMN-H03MEA20HA006MU07 | Wicket Gate Link No.07 |  | OPERATING | OPERATING | E213 | SRD0-1M0 | F40605007 |  | SRD0
PMN-H03MEA20HA006MU08 | Wicket Gate Link No.08 |  | OPERATING | OPERATING | E213 | SRD0-1M0 | F40605007 |  | SRD0
PMN-H03MEA20HA006MU09 | Wicket Gate Link No.09 |  | OPERATING | OPERATING | E213 | SRD0-1M0 | F40605007 |  | SRD0
PMN-H03MEA20HA006MU10 | Wicket Gate Link No.10 |  | OPERATING | OPERATING | E213 | SRD0-1M0 | F40605007 |  | SRD0
PMN-H03MEA20HA006MU11 | Wicket Gate Link No.11 |  | OPERATING | OPERATING | E213 | SRD0-1M0 | F40605007 |  | SRD0
PMN-H03MEA20HA006MU12 | Wicket Gate Link No.12 |  | OPERATING | OPERATING | E213 | SRD0-1M0 | F40605007 |  | SRD0
PMN-H03MEA20HA006MU13 | Wicket Gate Link No.13 |  | OPERATING | OPERATING | E213 | SRD0-1M0 | F40605007 |  | SRD0
PMN-H03MEA20HA006MU14 | Wicket Gate Link No.14 |  | OPERATING | OPERATING | E213 | SRD0-1M0 | F40605007 |  | SRD0
PMN-H03MEA20HA006MU15 | Wicket Gate Link No.15 |  | OPERATING | OPERATING | E213 | SRD0-1M0 | F40605007 |  | SRD0
PMN-H03MEA20HA006MU16 | Wicket Gate Link No.16 |  | OPERATING | OPERATING | E213 | SRD0-1M0 | F40605007 |  | SRD0
PMN-H03MEA30 | Runner, Main Shaft |  | OPERATING | OPERATING | E213 | SRD0-1M0 | F40605007 |  | SRD0
PMN-H03MEA30AU001 | Coupling Bolts |  | OPERATING | OPERATING | E213 | SRD0-1M0 | F40605007 |  | SRD0
PMN-H03MEA30AU001MK01 | Coupling Bolts No.1 |  | OPERATING | OPERATING | E213 | SRD0-1M0 | F40605007 |  | SRD0
PMN-H03MEA30AU001MK02 | Coupling Bolts No.2 |  | OPERATING | OPERATING | E213 | SRD0-1M0 | F40605007 |  | SRD0
PMN-H03MEA30AU001MK03 | Coupling Bolts No.3 |  | OPERATING | OPERATING | E213 | SRD0-1M0 | F40605007 |  | SRD0
PMN-H03MEA30AU001MK04 | Coupling Bolts No.4 |  | OPERATING | OPERATING | E213 | SRD0-1M0 | F40605007 |  | SRD0
PMN-H03MEA30AU001MK05 | Coupling Bolts No.5 |  | OPERATING | OPERATING | E213 | SRD0-1M0 | F40605007 |  | SRD0
PMN-H03MEA30AU001MK06 | Coupling Bolts No.6 |  | OPERATING | OPERATING | E213 | SRD0-1M0 | F40605007 |  | SRD0
PMN-H03MEA30CS001 | Speed Senser |  | OPERATING | OPERATING | E213 | SRD0-1E0 | F40605007 |  | SRD0
PMN-H03MEA30CY001 | Turbine Vibration |  | OPERATING | OPERATING | E213 | SRD0-1E0 | F40605007 |  | SRD0
PMN-H03MEA30HB001 | Runner Blade Set |  | OPERATING | OPERATING | E213 | SRD0-1M0 | F40605007 |  | SRD0
PMN-H03MEA30HB001KB01 | Runner Blade No.01 |  | OPERATING | OPERATING | E213 | SRD0-1M0 | F40605007 |  | SRD0
PMN-H03MEA30HB001KB02 | Runner Blade No.02 |  | OPERATING | OPERATING | E213 | SRD0-1M0 | F40605007 |  | SRD0
PMN-H03MEA30HB001KB03 | Runner Blade No.03 |  | OPERATING | OPERATING | E213 | SRD0-1M0 | F40605007 |  | SRD0
PMN-H03MEA30HB001KB04 | Runner Blade No.04 |  | OPERATING | OPERATING | E213 | SRD0-1M0 | F40605007 |  | SRD0
PMN-H03MEA30HB005 | Runner Cone |  | OPERATING | OPERATING | E213 | SRD0-1M0 | F40605007 |  | SRD0
PMN-H03MEA30HB006 | Turbine Shaft |  | OPERATING | OPERATING | E213 | SRD0-1M0 | F40605007 |  | SRD0
PMN-H03MEA40 | Cover, Draft Tube, Shaft Seal |  | OPERATING | OPERATING | E213 | SRD0-1M0 | F40605007 |  | SRD0
PMN-H03MEA40HA001 | Inner Cone |  | OPERATING | OPERATING | E213 | SRD0-1M0 | F40605007 |  | SRD0
PMN-H03MEA40HA002 | Outer Cone |  | OPERATING | OPERATING | E213 | SRD0-1M0 | F40605007 |  | SRD0
PMN-H03MEA40HA003 | Hub Cover (Runner Cap) |  | OPERATING | OPERATING | E213 | SRD0-1M0 | F40605007 |  | SRD0
PMN-H03MEA40HA004 | Draft Tube |  | OPERATING | OPERATING | E213 | SRD0-1M0 | F40605007 |  | SRD0
PMN-H03MEA40HA004KB01 | Man Hole Draft Tube |  | OPERATING | OPERATING | E213 | SRD0-1M0 | F40605007 |  | SRD0
PMN-H03MEA40HA004MF01 | Draft Tube |  | OPERATING | OPERATING | E213 | SRD0-1M0 | F40605007 |  | SRD0
PMN-H03MEA40HA005 | Discharge Ring |  | OPERATING | OPERATING | E213 | SRD0-1M0 | F40605007 |  | SRD0
PMN-H03MEA40HA005KA01 | Drain Valve Down Stream |  | OPERATING | OPERATING | E213 | SRD0-1M0 | F40605007 |  | SRD0
PMN-H03MEA40HA005MF01 | Discharge Ring |  | OPERATING | OPERATING | E213 | SRD0-1M0 | F40605007 |  | SRD0
PMN-H03MEA40HA006 | Turbine Shaft Seal |  | OPERATING | OPERATING | E213 | SRD0-1M0 | F40605007 |  | SRD0
PMN-H03MEA40HA006MF01 | Turbine Shaft Seal Cashing |  | OPERATING | OPERATING | E213 | SRD0-1M0 | F40605007 |  | SRD0
PMN-H03MEA40HA006MT01 | V-Seal |  | OPERATING | OPERATING | E213 | SRD0-1M0 | F40605007 |  | SRD0
PMN-H03MEA40HA006MT02 | Seal Element |  | OPERATING | OPERATING | E213 | SRD0-1M0 | F40605007 |  | SRD0
PMN-H03MED | Turbine Guide Bearing |  | OPERATING | OPERATING | E213 | SRD0-1M0 | F40605007 |  | SRD0
PMN-H03MED10 | Turbine Guide Bearing |  | OPERATING | OPERATING | E213 | SRD0-1M0 | F40605007 |  | SRD0
PMN-H03MED10CT001 | Temp. Turbine Brg. Shell |  | OPERATING | OPERATING | E213 | SRD0-1M0 | F40605007 |  | SRD0
PMN-H03MED10CT001-P01 | Temp. Turbine Brg. Shell TB-09 |  | OPERATING | OPERATING | E213 | SRD0-1M0 | F40605007 |  | SRD0
PMN-H03MED10CT001-P02 | Temp. Turbine Brg. Shell TB-10 |  | OPERATING | OPERATING | E213 | SRD0-1M0 | F40605007 |  | SRD0
PMN-H03MED10CT001-P03 | Temp. Turbine Brg. Shell TB-S131 |  | OPERATING | OPERATING | E213 | SRD0-1M0 | F40605007 |  | SRD0
PMN-H03MED10CT001-P04 | Temp. Turbine Brg. Shell TB-S132 |  | OPERATING | OPERATING | E213 | SRD0-1M0 | F40605007 |  | SRD0
PMN-H03MED10HD001 | Turbine Bearing set |  | OPERATING | OPERATING | E213 | SRD0-1M0 | F40605007 |  | SRD0
PMN-H03MED10HD001MK01 | Upper Brg.Cashing |  | OPERATING | OPERATING | E213 | SRD0-1M0 | F40605007 |  | SRD0
PMN-H03MED10HD001MK02 | Lower Brg. Cashing |  | OPERATING | OPERATING | E213 | SRD0-1M0 | F40605007 |  | SRD0
PMN-H03MED10HD002 | Turbine Guide Brg. Shell |  | OPERATING | OPERATING | E213 | SRD0-1M0 | F40605007 |  | SRD0
PMN-H03MED10HD002MK01 | Upper Turbine Brg. Shell |  | OPERATING | OPERATING | E213 | SRD0-1M0 | F40605007 |  | SRD0
PMN-H03MED10HD002MK02 | Lower Turbine Brg. Shell |  | OPERATING | OPERATING | E213 | SRD0-1M0 | F40605007 |  | SRD0
PMN-H03MES | Water Supply for Shaft Seal Unit 3 |  | OPERATING | OPERATING | E213 | SRD0-1M0 | F40605007 |  | SRD0
PMN-H03MES10 | Water Supply for Shaft Seal Unit3 |  | OPERATING | OPERATING | E213 | SRD0-1M0 | F40605007 |  | SRD0
PMN-H03MES10AA001 | Water Supply Valve for Shaft Seal |  | OPERATING | OPERATING | E213 | SRD0-1M0 | F40605007 |  | SRD0
PMN-H03MES10AA001KA01 | Solenoid Valve No.1 (1+TB-Y10) |  | OPERATING | OPERATING | E213 | SRD0-1M0 | F40605007 |  | SRD0
PMN-H03MES10AA001KA02 | Isolating Valve (4392) |  | OPERATING | OPERATING | E213 | SRD0-1M0 | F40605007 |  | SRD0
PMN-H03MES10AA001KA03 | Regulating Valve (4393) |  | OPERATING | OPERATING | E213 | SRD0-1M0 | F40605007 |  | SRD0
PMN-H03MES10AA001KA04 | Isolating Valve ( 4367 ) |  | OPERATING | OPERATING | E213 | SRD0-1M0 | F40605007 |  | SRD0
PMN-H03MES10AA001KA05 | Isolating Valve ( 4390 ) |  | OPERATING | OPERATING | E213 | SRD0-1M0 | F40605007 |  | SRD0
PMN-H03MES10AA001KA06 | Isolating Valve ( 4391 ) |  | OPERATING | OPERATING | E213 | SRD0-1M0 | F40605007 |  | SRD0
PMN-H03MES10AA001KA07 | Valve 2/2 |  | OPERATING | OPERATING | E213 | SRD0-1M0 | F40605007 |  | SRD0
PMN-H03MES10BR001 | Pipe Line |  | OPERATING | OPERATING | E213 | SRD0-1M0 | F40605007 |  | SRD0
PMN-H03MES10CF001 | Flow Indicator (1+TB-S20) |  | OPERATING | OPERATING | E213 | SRD0-1E0 | F40605007 |  | SRD0
PMN-H03MES10CT001 | Flow Meter |  | OPERATING | OPERATING | E213 | SRD0-1E0 | F40605007 |  | SRD0
PMN-H03MEV | Lubrication Oil System |  | OPERATING | OPERATING | E213 | SRD0-1M0 | F40605007 |  | SRD0
PMN-H03MEV10 | Lower Oil Tank |  | OPERATING | OPERATING | E213 | SRD0-1M0 | F40605007 |  | SRD0
PMN-H03MEV10AA001 | Oil Drain Ball Valve ( DN 50 ) |  | OPERATING | OPERATING | E213 | SRD0-1M0 | F40605007 |  | SRD0
PMN-H03MEV10AP001 | Filling Oil Pump No.1( DN 80 ) |  | OPERATING | OPERATING | E213 | SRD0-1M0 | F40605007 |  | SRD0
PMN-H03MEV10AP001-M01 | Motor LT-M01 |  | OPERATING | OPERATING | E213 | SRD0-1E0 | F40605007 |  | SRD0
PMN-H03MEV10AP001KA01 | Safety Valve ( DN 80 ) |  | OPERATING | OPERATING | E213 | SRD0-1M0 | F40605007 |  | SRD0
PMN-H03MEV10AP001KA02 | Check Valve ( DN 80 ) |  | OPERATING | OPERATING | E213 | SRD0-1M0 | F40605007 |  | SRD0
PMN-H03MEV10AP001KP01 | Pump |  | OPERATING | OPERATING | E213 | SRD0-1E0 | F40605007 |  | SRD0
PMN-H03MEV10AP001MK01 | Coupling |  | OPERATING | OPERATING | E213 | SRD0-1M0 | F40605007 |  | SRD0
PMN-H03MEV10AP002 | Filling Oil Pump No.2( DN 80 ) |  | OPERATING | OPERATING | E213 | SRD0-1M0 | F40605007 |  | SRD0
PMN-H03MEV10AP002-M01 | Motor LT-M02 |  | OPERATING | OPERATING | E213 | SRD0-1M0 | F40605007 |  | SRD0
PMN-H03MEV10AP002KA01 | Safety Valve ( DN 80 ) |  | OPERATING | OPERATING | E213 | SRD0-1M0 | F40605007 |  | SRD0
PMN-H03MEV10AP002KA02 | Check Valve ( DN 80 ) |  | OPERATING | OPERATING | E213 | SRD0-1M0 | F40605007 |  | SRD0
PMN-H03MEV10AP002KP01 | Pump |  | OPERATING | OPERATING | E213 | SRD0-1M0 | F40605007 |  | SRD0
PMN-H03MEV10AP002MK01 | Coupling |  | OPERATING | OPERATING | E213 | SRD0-1M0 | F40605007 |  | SRD0
PMN-H03MEV10AT001 | Tank |  | OPERATING | OPERATING | E213 | SRD0-1M0 | F40605007 |  | SRD0
PMN-H03MEV10CE001 | Instrument (Oil Level) for Lower Oil Tank |  | OPERATING | OPERATING | E213 | SRD0-1E0 | F40605007 |  | SRD0
PMN-H03MEV10CE001-F01 | Heating Lower Oil Tank LT-E1 |  | OPERATING | OPERATING | E213 | SRD0-1E0 | F40605007 |  | SRD0
PMN-H03MEV10CE001-F02 | Heating Lower Oil Tank LT-E2 |  | OPERATING | OPERATING | E213 | SRD0-1E0 | F40605007 |  | SRD0
PMN-H03MEV10CE001-F03 | Oil Level Lower Tank LT-S011 |  | OPERATING | OPERATING | E213 | SRD0-1E0 | F40605007 |  | SRD0
PMN-H03MEV10CE001-F04 | Oil Level Lower Tank LT-S012 |  | OPERATING | OPERATING | E213 | SRD0-1E0 | F40605007 |  | SRD0
PMN-H03MEV10CE001-F05 | Oil Level Lower Tank LT-S021 |  | OPERATING | OPERATING | E213 | SRD0-1E0 | F40605007 |  | SRD0
PMN-H03MEV10CE001-F06 | Oil Level Lower Tank LT-S022 |  | OPERATING | OPERATING | E213 | SRD0-1E0 | F40605007 |  | SRD0
PMN-H03MEV10CE001-F07 | Level Sight Glass |  | OPERATING | OPERATING | E213 | SRD0-1E0 | F40605007 |  | SRD0
PMN-H03MEV10CP001 | Instrument (Temp.) for Lower Oil Tank |  | OPERATING | OPERATING | E213 | SRD0-1E0 | F40605007 |  | SRD0
PMN-H03MEV10CP001-F01 | Oil Pressure After Pump. LT-S03 |  | OPERATING | OPERATING | E213 | SRD0-1E0 | F40605007 |  | SRD0
PMN-H03MEV10CP001-F02 | Oil Temp. Lower Tank LT-S111 |  | OPERATING | OPERATING | E213 | SRD0-1E0 | F40605007 |  | SRD0
PMN-H03MEV10CP001-F03 | Oil Temp. Lower Tank LT-S112 |  | OPERATING | OPERATING | E213 | SRD0-1E0 | F40605007 |  | SRD0
PMN-H03MEV10CP001-F04 | Thermostat Lower Oil Tank LT-S10 |  | OPERATING | OPERATING | E213 | SRD0-1E0 | F40605007 |  | SRD0
PMN-H03MEV10CP001-F05 | Thermostat Lower Oil Tank LT-S11 |  | OPERATING | OPERATING | E213 | SRD0-1E0 | F40605007 |  | SRD0
PMN-H03MEV10CP001-F06 | Oil Temp.Lower Tank LT-B01 |  | OPERATING | OPERATING | E213 | SRD0-1E0 | F40605007 |  | SRD0
PMN-H03MEV20 | Oil Vapour Exhaust Fan |  | OPERATING | OPERATING | E213 | SRD0-1E0 | F40605007 |  | SRD0
PMN-H03MEV20AN001 | Exhaust Fan |  | OPERATING | OPERATING | E213 | SRD0-1E0 | F40605007 |  | SRD0
PMN-H03MEV20AN001KN01 | Fan |  | OPERATING | OPERATING | E213 | SRD0-1E0 | F40605007 |  | SRD0
PMN-H03MEV20AN001KT01 | Filter |  | OPERATING | OPERATING | E213 | SRD0-1M0 | F40605007 |  | SRD0
PMN-H03MEV20AN001MR01 | Piping |  | OPERATING | OPERATING | E213 | SRD0-1M0 | F40605007 |  | SRD0
PMN-H03MEV30 | Oil Cooler |  | OPERATING | OPERATING | E213 | SRD0-1M0 | F40605007 |  | SRD0
PMN-H03MEV30AC001 | Oil Cooler No.1 |  | OPERATING | OPERATING | E213 | SRD0-1M0 | F40605007 |  | SRD0
PMN-H03MEV30AC001KA01 | Inlet Shut off Valve Cooler No.1 (DN80) |  | OPERATING | OPERATING | E213 | SRD0-1M0 | F40605007 |  | SRD0
PMN-H03MEV30AC001KA02 | Outlet Shut off Valve Cooler No.1(DN 80) |  | OPERATING | OPERATING | E213 | SRD0-1M0 | F40605007 |  | SRD0
PMN-H03MEV30AC001KC01 | Oil Cooler No.1 ( DN 80 ) |  | OPERATING | OPERATING | E213 | SRD0-1M0 | F40605007 |  | SRD0
PMN-H03MEV30AC002 | Oil Cooler No.2 |  | OPERATING | OPERATING | E213 | SRD0-1M0 | F40605007 |  | SRD0
PMN-H03MEV30AC002KA01 | Inlet Shut off Valve Cooler No.2(DN 80) |  | OPERATING | OPERATING | E213 | SRD0-1M0 | F40605007 |  | SRD0
PMN-H03MEV30AC002KA02 | Outlet Shut off Valve Cooler No.2(DN 80) |  | OPERATING | OPERATING | E213 | SRD0-1M0 | F40605007 |  | SRD0
PMN-H03MEV30AC002KC01 | Oil Cooler No.2 ( DN 80 ) |  | OPERATING | OPERATING | E213 | SRD0-1M0 | F40605007 |  | SRD0
PMN-H03MEV30AC003 | Inlet Scrw.Thermometer (DN 15)(R1/2) |  | OPERATING | OPERATING | E213 | SRD0-1M0 | F40605007 |  | SRD0
PMN-H03MEV30AC004 | Outlet Scrw.Thermometer (DN 15)(R1/2 ) |  | OPERATING | OPERATING | E213 | SRD0-1M0 | F40605007 |  | SRD0
PMN-H03MEV40 | Double Oil Filter (DN80 ) |  | OPERATING | OPERATING | E213 | SRD0-1M0 | F40605007 |  | SRD0
PMN-H03MEV40AA001 | Oil Filter Valve |  | OPERATING | OPERATING | E213 | SRD0-1M0 | F40605007 |  | SRD0
PMN-H03MEV40AA001KA01 | 3-Way Inlet Valve |  | OPERATING | OPERATING | E213 | SRD0-1M0 | F40605007 |  | SRD0
PMN-H03MEV40AA001KA02 | 3-Way Outet Valve |  | OPERATING | OPERATING | E213 | SRD0-1M0 | F40605007 |  | SRD0
PMN-H03MEV40AT001 | Oil Filter No.1 |  | OPERATING | OPERATING | E213 | SRD0-1M0 | F40605007 |  | SRD0
PMN-H03MEV40AT002 | Oil Filter No.2 |  | OPERATING | OPERATING | E213 | SRD0-1M0 | F40605007 |  | SRD0
PMN-H03MEV40CP001 | Diff. Pressure Switch (Oil Filter) |  | OPERATING | OPERATING | E213 | SRD0-1E0 | F40605007 |  | SRD0
PMN-H03MEV40CP001-P01 | Diff. Pressure Oil Filter LT-S091 |  | OPERATING | OPERATING | E213 | SRD0-1E0 | F40605007 |  | SRD0
PMN-H03MEV40CP001-P02 | Diff. Pressure Oil Filter LT-S092 |  | OPERATING | OPERATING | E213 | SRD0-1E0 | F40605007 |  | SRD0
PMN-H03MEV50 | High Oil Tank |  | OPERATING | OPERATING | E213 | SRD0-1M0 | F40605007 |  | SRD0
PMN-H03MEV50AA001 | Drain Valve |  | OPERATING | OPERATING | E213 | SRD0-1M0 | F40605007 |  | SRD0
PMN-H03MEV50AT001 | Tank |  | OPERATING | OPERATING | E213 | SRD0-1M0 | F40605007 |  | SRD0
PMN-H03MEV50CE001 | Instrument ( Oil Level ) for High Oil Tank |  | OPERATING | OPERATING | E213 | SRD0-1E0 | F40605007 |  | SRD0
PMN-H03MEV50CE001-F01 | Oil Level High Tank ht-S011 |  | OPERATING | OPERATING | E213 | SRD0-1E0 | F40605007 |  | SRD0
PMN-H03MEV50CE001-F02 | Oil Level High Tank ht-S012 |  | OPERATING | OPERATING | E213 | SRD0-1E0 | F40605007 |  | SRD0
PMN-H03MEV50CE001-F03 | Oil Level High Tank ht-S021 |  | OPERATING | OPERATING | E213 | SRD0-1E0 | F40605007 |  | SRD0
PMN-H03MEV50CE001-F04 | Oil Level High Tank ht-S022 |  | OPERATING | OPERATING | E213 | SRD0-1E0 | F40605007 |  | SRD0
PMN-H03MEV50CT001 | Instrument ( Temp. ) for High Oil Tank |  | OPERATING | OPERATING | E213 | SRD0-1E0 | F40605007 |  | SRD0
PMN-H03MEV50CT001-F01 | Oil Temp. High Tank ht-S031 |  | OPERATING | OPERATING | E213 | SRD0-1E0 | F40605007 |  | SRD0
PMN-H03MEV50CT001-F02 | Oil Temp. High Tank ht-S032 |  | OPERATING | OPERATING | E213 | SRD0-1E0 | F40605007 |  | SRD0
PMN-H03MEV50CT001-F03 | Heating High Oil Tank ht-E1 |  | OPERATING | OPERATING | E213 | SRD0-1E0 | F40605007 |  | SRD0
PMN-H03MEV50CT001-F04 | Thermostat High Oil Tank ht-S04 |  | OPERATING | OPERATING | E213 | SRD0-1E0 | F40605007 |  | SRD0
PMN-H03MEV50CT001-F05 | Oil Temp. High Oil Tank ht-B01 |  | OPERATING | OPERATING | E213 | SRD0-1E0 | F40605007 |  | SRD0
PMN-H03MEV60 | Bearing Oil Valve |  | OPERATING | OPERATING | E213 | SRD0-1M0 | F40605007 |  | SRD0
PMN-H03MEV60AA001 | Main Bearing Oil Valve |  | OPERATING | OPERATING | E213 | SRD0-1M0 | F40605007 |  | SRD0
PMN-H03MEV60AA001-M01 | Motor TB-M01 |  | OPERATING | OPERATING | E213 | SRD0-1E0 | F40605007 |  | SRD0
PMN-H03MEV60AA001-P01 | Limit Close Clockwise TB-S051 |  | OPERATING | OPERATING | E213 | SRD0-1E0 | F40605007 |  | SRD0
PMN-H03MEV60AA001-P02 | Limit Open Counter Clockwise TB-S052 |  | OPERATING | OPERATING | E213 | SRD0-1E0 | F40605007 |  | SRD0
PMN-H03MEV60AA001KA01 | Valve |  | OPERATING | OPERATING | E213 | SRD0-1M0 | F40605007 |  | SRD0
PMN-H03MEV60AA001KE01 | Hand Valve |  | OPERATING | OPERATING | E213 | SRD0-1M0 | F40605007 |  | SRD0
PMN-H03MEV60AS001 | Main Thrust Brg. Flow Control Valve |  | OPERATING | OPERATING | E213 | SRD0-1M0 | F40605007 |  | SRD0
PMN-H03MEV60AS001-B01 | Oil Flow Main Thrust Brg.TB-S011 |  | OPERATING | OPERATING | E213 | SRD0-1M0 | F40605007 |  | SRD0
PMN-H03MEV60AS001-B02 | Oil Flow Main Thrust Brg.TB-S012 |  | OPERATING | OPERATING | E213 | SRD0-1M0 | F40605007 |  | SRD0
PMN-H03MEV60AS001KA01 | Adjustable Diaphragm |  | OPERATING | OPERATING | E213 | SRD0-1M0 | F40605007 |  | SRD0
PMN-H03MEV60AS002 | Counter Thrust Brg. Flow Control Valve |  | OPERATING | OPERATING | E213 | SRD0-1M0 | F40605007 |  | SRD0
PMN-H03MEV60AS002-B01 | Oil Flow Counter Thrust Brg.TB-S021 |  | OPERATING | OPERATING | E213 | SRD0-1M0 | F40605007 |  | SRD0
PMN-H03MEV60AS002-B02 | Oil Flow Counter Thrust Brg.TB-S022 |  | OPERATING | OPERATING | E213 | SRD0-1M0 | F40605007 |  | SRD0
PMN-H03MEV60AS002KA01 | Adjustable Diaphragm |  | OPERATING | OPERATING | E213 | SRD0-1M0 | F40605007 |  | SRD0
PMN-H03MEV60AS003 | Gen. Guide Brg. Flow Control Valve |  | OPERATING | OPERATING | E213 | SRD0-1M0 | F40605007 |  | SRD0
PMN-H03MEV60AS003-B01 | Oil Flow Gen. Brg. Shell TB-S031 |  | OPERATING | OPERATING | E213 | SRD0-1M0 | F40605007 |  | SRD0
PMN-H03MEV60AS003-B02 | Oil Flow Gen. Brg. Shell TB-S032 |  | OPERATING | OPERATING | E213 | SRD0-1M0 | F40605007 |  | SRD0
PMN-H03MEV60AS003KA01 | Adjustable Diaphragm |  | OPERATING | OPERATING | E213 | SRD0-1M0 | F40605007 |  | SRD0
PMN-H03MEV60AS004 | Turbine Guide Brg. Flow Control Valve |  | OPERATING | OPERATING | E213 | SRD0-1M0 | F40605007 |  | SRD0
PMN-H03MEV60AS004-B01 | Oil Flow Turbine Shell TB-S041 |  | OPERATING | OPERATING | E213 | SRD0-1M0 | F40605007 |  | SRD0
PMN-H03MEV60AS004-B02 | Oil Flow Turbine Shell TB-S042 |  | OPERATING | OPERATING | E213 | SRD0-1M0 | F40605007 |  | SRD0
PMN-H03MEV60AS004KA01 | Adjustable Diaphragm |  | OPERATING | OPERATING | E213 | SRD0-1M0 | F40605007 |  | SRD0
PMN-H03MEV60BR001 | Piping |  | OPERATING | OPERATING | E213 | SRD0-1M0 | F40605007 |  | SRD0
PMN-H03MEV60CF001 | Bearing Sight Glass |  | OPERATING | OPERATING | E213 | SRD0-1M0 | F40605007 |  | SRD0
PMN-H03MEV60CF001QP01 | Thrush Brg. Sight Glass |  | OPERATING | OPERATING | E213 | SRD0-1M0 | F40605007 |  | SRD0
PMN-H03MEV60CF001QP02 | Gen. Guide Brg. Sight Glass |  | OPERATING | OPERATING | E213 | SRD0-1M0 | F40605007 |  | SRD0
PMN-H03MEV60CF001QP03 | Turbine Guide Brg. Sight Glass |  | OPERATING | OPERATING | E213 | SRD0-1M0 | F40605007 |  | SRD0
PMN-H03MEV70 | High Pressure Oil Pump ( DC ) & ( AC ) |  | OPERATING | OPERATING | E213 | SRD0-1E0 | F40605007 |  | SRD0
PMN-H03MEV70AA001 | Inlet Valve |  | OPERATING | OPERATING | E213 | SRD0-1M0 | F40605007 |  | SRD0
PMN-H03MEV70BN001 | High Pressure Oil Pump ( DC ) & ( AC ) |  | OPERATING | OPERATING | E213 | SRD0-1E0 | F40605007 |  | SRD0
PMN-H03MEV70BN001-M01 | DC Motor LT- M042 |  | OPERATING | OPERATING | E213 | SRD0-1E0 | F40605007 |  | SRD0
PMN-H03MEV70BN001-M02 | AC Motor LT-M041 |  | OPERATING | OPERATING | E213 | SRD0-1E0 | F40605007 |  | SRD0
PMN-H03MEV70BN001KP01 | Pump |  | OPERATING | OPERATING | E213 | SRD0-1E0 | F40605007 |  | SRD0
PMN-H03MEV70BN001MK01 | Coupling |  | OPERATING | OPERATING | E213 | SRD0-1M0 | F40605007 |  | SRD0
PMN-H03MEV70BN002 | High Pressure Oil Pipe For Thrust Bearing |  | OPERATING | OPERATING | E213 | SRD0-1M0 | F40605007 |  | SRD0
PMN-H03MEV70BN002-P01 | Pressure Guage Line Main Thrust Brg. |  | OPERATING | OPERATING | E213 | SRD0-1M0 | F40605007 |  | SRD0
PMN-H03MEV70BN002-P02 | Diff. Press. High Pressure Filter LT-S06 |  | OPERATING | OPERATING | E213 | SRD0-1M0 | F40605007 |  | SRD0
PMN-H03MEV70BN002KA01 | Safety Valve for Main Thrust Brg |  | OPERATING | OPERATING | E213 | SRD0-1M0 | F40605007 |  | SRD0
PMN-H03MEV70BN002KA02 | Shut off Valve Line Main Thrust Brg. |  | OPERATING | OPERATING | E213 | SRD0-1M0 | F40605007 |  | SRD0
PMN-H03MEV70BN002KA03 | Check Valve Line Main Thrust Brg. |  | OPERATING | OPERATING | E213 | SRD0-1M0 | F40605007 |  | SRD0
PMN-H03MEV70BN002KT01 | High Pressure Filter Main Thrust Brg. |  | OPERATING | OPERATING | E213 | SRD0-1M0 | F40605007 |  | SRD0
PMN-H03MEV70BN002MR01 | Piping Line Main Thrust Brg. |  | OPERATING | OPERATING | E213 | SRD0-1M0 | F40605007 |  | SRD0
PMN-H03MEV70BN003 | High Pressure Oil Pipe for Gen. Guide Brg. |  | OPERATING | OPERATING | E213 | SRD0-1M0 | F40605007 |  | SRD0
PMN-H03MEV70BN003-P01 | Pressure Guage Line Gen. Guide Brg. |  | OPERATING | OPERATING | E213 | SRD0-1M0 | F40605007 |  | SRD0
PMN-H03MEV70BN003-P02 | Diff. Press. High Pressure Filter LT-S07 |  | OPERATING | OPERATING | E213 | SRD0-1M0 | F40605007 |  | SRD0
PMN-H03MEV70BN003-P03 | Oil Pressure Gen. Brg. Shell LT-S04 |  | OPERATING | OPERATING | E213 | SRD0-1M0 | F40605007 |  | SRD0
PMN-H03MEV70BN003KA01 | Safety Valve for Gen. Guide Brg |  | OPERATING | OPERATING | E213 | SRD0-1M0 | F40605007 |  | SRD0
PMN-H03MEV70BN003KA02 | Shut off Valve.Line Gen. Guide Brg.No.1 |  | OPERATING | OPERATING | E213 | SRD0-1M0 | F40605007 |  | SRD0
PMN-H03MEV70BN003KA03 | Shut off Valve. Line Gen. Guide Brg. No.2 |  | OPERATING | OPERATING | E213 | SRD0-1M0 | F40605007 |  | SRD0
PMN-H03MEV70BN003KA04 | Check Valve Line Gen. Guide Brg. |  | OPERATING | OPERATING | E213 | SRD0-1M0 | F40605007 |  | SRD0
PMN-H03MEV70BN003KT01 | High Pressure Filter for Gen. Guide Brg. |  | OPERATING | OPERATING | E213 | SRD0-1M0 | F40605007 |  | SRD0
PMN-H03MEV70BN003MR01 | Piping Line Gen. Guide Brg. |  | OPERATING | OPERATING | E213 | SRD0-1M0 | F40605007 |  | SRD0
PMN-H03MEV70BN004 | High Pressure Oil Pipe for Turbine Guide Brg. |  | OPERATING | OPERATING | E213 | SRD0-1M0 | F40605007 |  | SRD0
PMN-H03MEV70BN004-P01 | Pressure Guage Line Turbine Guide Brg. |  | OPERATING | OPERATING | E213 | SRD0-1M0 | F40605007 |  | SRD0
PMN-H03MEV70BN004-P02 | Diff. Press. High Pressure Filter LT-S08 |  | OPERATING | OPERATING | E213 | SRD0-1M0 | F40605007 |  | SRD0
PMN-H03MEV70BN004-P03 | Oil Pressure Turbine Brg. Shell LT-S04 |  | OPERATING | OPERATING | E213 | SRD0-1M0 | F40605007 |  | SRD0
PMN-H03MEV70BN004KA01 | Safety Valve for Turbine Guide Brg |  | OPERATING | OPERATING | E213 | SRD0-1M0 | F40605007 |  | SRD0
PMN-H03MEV70BN004KA02 | Shut off Valve. Lineturbine Guide Brg.No.1 |  | OPERATING | OPERATING | E213 | SRD0-1M0 | F40605007 |  | SRD0
PMN-H03MEV70BN004KA03 | Shut off Valve Line Turbine Guide Brg.No.2 |  | OPERATING | OPERATING | E213 | SRD0-1M0 | F40605007 |  | SRD0
PMN-H03MEV70BN004KA04 | Check Valve Line Turbine Guide Brg. |  | OPERATING | OPERATING | E213 | SRD0-1M0 | F40605007 |  | SRD0
PMN-H03MEV70BN004KT01 | High Press. Filter Turbine Guide Brg. |  | OPERATING | OPERATING | E213 | SRD0-1M0 | F40605007 |  | SRD0
PMN-H03MEV70BN004MR01 | Piping Line Turbine Guide Brg. |  | OPERATING | OPERATING | E213 | SRD0-1M0 | F40605007 |  | SRD0
PMN-H03MEX | Hydraulic Turbine |  | OPERATING | OPERATING | E213 | SRD0-1M0 | F40605007 |  | SRD0
PMN-H03MEX10 | Governor Oil Sump. Tank |  | OPERATING | OPERATING | E213 | SRD0-1M0 | F40605007 |  | SRD0
PMN-H03MEX10AA001 | Drain Valve for Sump Tank |  | OPERATING | OPERATING | E213 | SRD0-1M0 | F40605007 |  | SRD0
PMN-H03MEX10AA001KA01 | Valve Drain for Sump Tank 1004/1 |  | OPERATING | OPERATING | E213 | SRD0-1M0 | F40605007 |  | SRD0
PMN-H03MEX10AA001KA02 | Valve Drain for Sump Tank 1004/2 |  | OPERATING | OPERATING | E213 | SRD0-1M0 | F40605007 |  | SRD0
PMN-H03MEX10AA002 | Gov. Oil Filter 1009 (20 Micron) |  | OPERATING | OPERATING | E213 | SRD0-1M0 | F40605007 |  | SRD0
PMN-H03MEX10AA002-P01 | Gov. Oil Pressure Switch -S32/1 |  | OPERATING | OPERATING | E213 | SRD0-1E0 | F40605007 |  | SRD0
PMN-H03MEX10AA002-P02 | Gov. Oil Pressure Switch -S32/2 |  | OPERATING | OPERATING | E213 | SRD0-1E0 | F40605007 |  | SRD0
PMN-H03MEX10AA002KA01 | Hand Valve |  | OPERATING | OPERATING | E213 | SRD0-1M0 | F40605007 |  | SRD0
PMN-H03MEX10AA002KA02 | Check Valve |  | OPERATING | OPERATING | E213 | SRD0-1M0 | F40605007 |  | SRD0
PMN-H03MEX10AA002KT01 | Filter Element |  | OPERATING | OPERATING | E213 | SRD0-1M0 | F40605007 |  | SRD0
PMN-H03MEX10AA002MR01 | Piping |  | OPERATING | OPERATING | E213 | SRD0-1M0 | F40605007 |  | SRD0
PMN-H03MEX10AC001 | Gov. Oil Cooler (2902) |  | OPERATING | OPERATING | E213 | SRD0-1M0 | F40605007 |  | SRD0
PMN-H03MEX10AP001 | Governor Oil Pump No.1 (210/1) |  | OPERATING | OPERATING | E213 | SRD0-1E0 | F40605007 |  | SRD0
PMN-H03MEX10AP001-M01 | Motor -M31 |  | OPERATING | OPERATING | E213 | SRD0-1E0 | F40605007 |  | SRD0
PMN-H03MEX10AP001-Y31 | Solenoid Valve -Y31 |  | OPERATING | OPERATING | E213 | SRD0-1E0 | F40605007 |  | SRD0
PMN-H03MEX10AP001KA01 | Loading /Unloading Valve (2101/1) |  | OPERATING | OPERATING | E213 | SRD0-1M0 | F40605007 |  | SRD0
PMN-H03MEX10AP001KA02 | Hydraulic Operated Check Valve (2102/1) |  | OPERATING | OPERATING | E213 | SRD0-1M0 | F40605007 |  | SRD0
PMN-H03MEX10AP001KA03 | Pump Relief Valve (2103/1) |  | OPERATING | OPERATING | E213 | SRD0-1E0 | F40605007 |  | SRD0
PMN-H03MEX10AP001KA04 | erifice (2105/1) |  | OPERATING | OPERATING | E213 | SRD0-1M0 | F40605007 |  | SRD0
PMN-H03MEX10AP001KA05 | Isolating Valve (2106/1) |  | OPERATING | OPERATING | E213 | SRD0-1M0 | F40605007 |  | SRD0
PMN-H03MEX10AP001KA06 | Isolating Valve (2107/1) |  | OPERATING | OPERATING | E213 | SRD0-1M0 | F40605007 |  | SRD0
PMN-H03MEX10AP001KA07 | Isolat.Valve. Pump Supp. Line No.1(2108/1) |  | OPERATING | OPERATING | E213 | SRD0-1M0 | F40605007 |  | SRD0
PMN-H03MEX10AP001KP01 | Pump 210/1 |  | OPERATING | OPERATING | E213 | SRD0-1E0 | F40605007 |  | SRD0
PMN-H03MEX10AP001KT01 | Filter 20 Micro (2104/1) |  | OPERATING | OPERATING | E213 | SRD0-1M0 | F40605007 |  | SRD0
PMN-H03MEX10AP001MK01 | Coupling |  | OPERATING | OPERATING | E213 | SRD0-1M0 | F40605007 |  | SRD0
PMN-H03MEX10AP002 | Governor Oil Pump No.1 (210/2) |  | OPERATING | OPERATING | E213 | SRD0-1E0 | F40605007 |  | SRD0
PMN-H03MEX10AP002-M02 | Motor -M32 |  | OPERATING | OPERATING | E213 | SRD0-1E0 | F40605007 |  | SRD0
PMN-H03MEX10AP002-Y32 | Solenoid Valve -Y32 |  | OPERATING | OPERATING | E213 | SRD0-1E0 | F40605007 |  | SRD0
PMN-H03MEX10AP002KA01 | Loading /Unloading Valve (2101/2) |  | OPERATING | OPERATING | E213 | SRD0-1M0 | F40605007 |  | SRD0
PMN-H03MEX10AP002KA02 | Hydraulic Operated Check Valve (2102/2) |  | OPERATING | OPERATING | E213 | SRD0-1M0 | F40605007 |  | SRD0
PMN-H03MEX10AP002KA03 | Pump Relief Valve (2103/2) |  | OPERATING | OPERATING | E213 | SRD0-1M0 | F40605007 |  | SRD0
PMN-H03MEX10AP002KA04 | erifice (2105/2) |  | OPERATING | OPERATING | E213 | SRD0-1M0 | F40605007 |  | SRD0
PMN-H03MEX10AP002KA05 | Isolating Valve (2106/2) |  | OPERATING | OPERATING | E213 | SRD0-1M0 | F40605007 |  | SRD0
PMN-H03MEX10AP002KA06 | Isolating Valve (2107/2) |  | OPERATING | OPERATING | E213 | SRD0-1M0 | F40605007 |  | SRD0
PMN-H03MEX10AP002KA07 | Isolat. Valve. Pump Supp.Line No.2(2108/2) |  | OPERATING | OPERATING | E213 | SRD0-1M0 | F40605007 |  | SRD0
PMN-H03MEX10AP002KP01 | Pump 210/2 |  | OPERATING | OPERATING | E213 | SRD0-1E0 | F40605007 |  | SRD0
PMN-H03MEX10AP002KT01 | Filter 20 Micro (2104/2) |  | OPERATING | OPERATING | E213 | SRD0-1M0 | F40605007 |  | SRD0
PMN-H03MEX10AP002MK01 | Coupling |  | OPERATING | OPERATING | E213 | SRD0-1M0 | F40605007 |  | SRD0
PMN-H03MEX10AP003 | Governor Oil Curculation Pump (2901) |  | OPERATING | OPERATING | E213 | SRD0-1E0 | F40605007 |  | SRD0
PMN-H03MEX10AP003-M01 | Motor -M33 |  | OPERATING | OPERATING | E213 | SRD0-1E0 | F40605007 |  | SRD0
PMN-H03MEX10AP003KP01 | Pump 2901 |  | OPERATING | OPERATING | E213 | SRD0-1E0 | F40605007 |  | SRD0
PMN-H03MEX10AP003MK01 | Coupling |  | OPERATING | OPERATING | E213 | SRD0-1M0 | F40605007 |  | SRD0
PMN-H03MEX10BB001 | Sump Tank |  | OPERATING | OPERATING | E213 | SRD0-1M0 | F40605007 |  | SRD0
PMN-H03MEX10CL001 | Oil Level Gauge |  | OPERATING | OPERATING | E213 | SRD0-1E0 | F40605007 |  | SRD0
PMN-H03MEX10CT001 | Thermometer for Oil Outlet Temp.(2905) |  | OPERATING | OPERATING | E213 | SRD0-1E0 | F40605007 |  | SRD0
PMN-H03MEX10CT002 | Flow Meter |  | OPERATING | OPERATING | E213 | SRD0-1E0 | F40605007 |  | SRD0
PMN-H03MEX11 | Governor Actuater (Runner Blade) |  | OPERATING | OPERATING | E213 | SRD0-1M0 | F40605007 |  | SRD0
PMN-H03MEX11AA001 | Throttle Chk.Valve.Adjust.R/B |  | OPERATING | OPERATING | E213 | SRD0-1M0 | F40605007 |  | SRD0
PMN-H03MEX11AA001KA01 | Throttle Chk.Valve.Adjust.R/B Open. 1012 |  | OPERATING | OPERATING | E213 | SRD0-1M0 | F40605007 |  | SRD0
PMN-H03MEX11AA001KA02 | Throttle Chk.Valve.Adjust.R/B Close. 1013 |  | OPERATING | OPERATING | E213 | SRD0-1M0 | F40605007 |  | SRD0
PMN-H03MEX20 | Governor Oil Pressure Tank (240) |  | OPERATING | OPERATING | E213 | SRD0-1M0 | F40605007 |  | SRD0
PMN-H03MEX20AA001 | Valve for Governor Oil Pressure Tank |  | OPERATING | OPERATING | E213 | SRD0-1M0 | F40605007 |  | SRD0
PMN-H03MEX20AA001KA01 | Safety Relief Valve (2401) |  | OPERATING | OPERATING | E213 | SRD0-1M0 | F40605007 |  | SRD0
PMN-H03MEX20AA001KA02 | Float Check Valve (2411) |  | OPERATING | OPERATING | E213 | SRD0-1M0 | F40605007 |  | SRD0
PMN-H03MEX20AA001KA03 | Shut off Valve.for Oil Level Ind. (2413) |  | OPERATING | OPERATING | E213 | SRD0-1M0 | F40605007 |  | SRD0
PMN-H03MEX20AA001KA04 | Shut off Valve for Oil Level Ind. (2414) |  | OPERATING | OPERATING | E213 | SRD0-1M0 | F40605007 |  | SRD0
PMN-H03MEX20AA001KA05 | Oil Drainage Valve (2416) |  | OPERATING | OPERATING | E213 | SRD0-1M0 | F40605007 |  | SRD0
PMN-H03MEX20AA001KA06 | Shut off Valve-Pilot Press.Sw. (2417) |  | OPERATING | OPERATING | E213 | SRD0-1M0 | F40605007 |  | SRD0
PMN-H03MEX20AA001KA07 | Shut off Valve (2418) |  | OPERATING | OPERATING | E213 | SRD0-1M0 | F40605007 |  | SRD0
PMN-H03MEX20AA001KA08 | Shut off Valve-Pilot Press.Ctr. Valve.(2419) |  | OPERATING | OPERATING | E213 | SRD0-1M0 | F40605007 |  | SRD0
PMN-H03MEX20AA001KA09 | By-Pass Valve Opening Float Chk. Valve(2420) |  | OPERATING | OPERATING | E213 | SRD0-1M0 | F40605007 |  | SRD0
PMN-H03MEX20BB001 | Pressure Tank (240) |  | OPERATING | OPERATING | E213 | SRD0-1M0 | F40605007 |  | SRD0
PMN-H03MEX20CL001 | Instrument ( Oil Level ) for Governor Oil Pressure Tank |  | OPERATING | OPERATING | E213 | SRD0-1E0 | F40605007 |  | SRD0
PMN-H03MEX20CL001-F01 | Oil Level Indicator (2412) |  | OPERATING | OPERATING | E213 | SRD0-1E0 | F40605007 |  | SRD0
PMN-H03MEX20CL001-F02 | S11 Level Switch - Oil Level High |  | OPERATING | OPERATING | E213 | SRD0-1E0 | F40605007 |  | SRD0
PMN-H03MEX20CL001-F03 | S12 Level Sw.- Automatic Air Supply |  | OPERATING | OPERATING | E213 | SRD0-1E0 | F40605007 |  | SRD0
PMN-H03MEX20CL001-F04 | S13 Level Switch - Oil Level Low |  | OPERATING | OPERATING | E213 | SRD0-1E0 | F40605007 |  | SRD0
PMN-H03MEX20CL001-F05 | S14 Level Switch - Oil Level Too Low |  | OPERATING | OPERATING | E213 | SRD0-1E0 | F40605007 |  | SRD0
PMN-H03MEX20CP001 | Pressure Guage for Pressure Tank (2407) |  | OPERATING | OPERATING | E213 | SRD0-1E0 | F40605007 |  | SRD0
PMN-H03MEX30 | Leakage Oil Sump Tank |  | OPERATING | OPERATING | E213 | SRD0-1M0 | F40605007 |  | SRD0
PMN-H03MEX30AA001 | Leakage Oil Sump Tank Valve |  | OPERATING | OPERATING | E213 | SRD0-1M0 | F40605007 |  | SRD0
PMN-H03MEX30AA001KA01 | Drain Valve (7705) |  | OPERATING | OPERATING | E213 | SRD0-1M0 | F40605007 |  | SRD0
PMN-H03MEX30AA001KA02 | 3-Way Valve (7711) |  | OPERATING | OPERATING | E213 | SRD0-1M0 | F40605007 |  | SRD0
PMN-H03MEX30AA001KA03 | Check Valve (7703) |  | OPERATING | OPERATING | E213 | SRD0-1M0 | F40605007 |  | SRD0
PMN-H03MEX30AA001KA04 | Check Valve (7704) |  | OPERATING | OPERATING | E213 | SRD0-1M0 | F40605007 |  | SRD0
PMN-H03MEX30AP001 | Leakage Oil Pump No.1 (7701) |  | OPERATING | OPERATING | E213 | SRD0-1E0 | F40605007 |  | SRD0
PMN-H03MEX30AP001-M01 | 3-Phase Motor for Pump No.1 (M01) |  | OPERATING | OPERATING | E213 | SRD0-1E0 | F40605007 |  | SRD0
PMN-H03MEX30AP001KP01 | Pump |  | OPERATING | OPERATING | E213 | SRD0-1E0 | F40605007 |  | SRD0
PMN-H03MEX30AP001MK01 | Coupling |  | OPERATING | OPERATING | E213 | SRD0-1M0 | F40605007 |  | SRD0
PMN-H03MEX30AP002 | Leakage Oil Pump No.2 (7702) |  | OPERATING | OPERATING | E213 | SRD0-1E0 | F40605007 |  | SRD0
PMN-H03MEX30AP002-M02 | 3-Phase Motor for Pump No.2 (M02) |  | OPERATING | OPERATING | E213 | SRD0-1E0 | F40605007 |  | SRD0
PMN-H03MEX30AP002KP01 | Pump |  | OPERATING | OPERATING | E213 | SRD0-1E0 | F40605007 |  | SRD0
PMN-H03MEX30AP002MK01 | Coupling |  | OPERATING | OPERATING | E213 | SRD0-1M0 | F40605007 |  | SRD0
PMN-H03MEX30AT001 | Leakage Oil Pump Filter (7710) |  | OPERATING | OPERATING | E213 | SRD0-1M0 | F40605007 |  | SRD0
PMN-H03MEX30AX001 | Inspection Hole (7707) |  | OPERATING | OPERATING | E213 | SRD0-1M0 | F40605007 |  | SRD0
PMN-H03MEX30BB001 | Leakage Oil Tank (7700) |  | OPERATING | OPERATING | E213 | SRD0-1M0 | F40605007 |  | SRD0
PMN-H03MEX30BB001KT01 | Breather (7708) |  | OPERATING | OPERATING | E213 | SRD0-1M0 | F40605007 |  | SRD0
PMN-H03MEX30BR001 | Connection Valve for Oil Treatment Unit (7709) |  | OPERATING | OPERATING | E213 | SRD0-1M0 | F40605007 |  | SRD0
PMN-H03MEX30BR002 | Pipe Line |  | OPERATING | OPERATING | E213 | SRD0-1M0 | F40605007 |  | SRD0
PMN-H03MEX30CL001 | Instrument ( Oil Level ) for Leaked Oil Sump Tank |  | OPERATING | OPERATING | E213 | SRD0-1E0 | F40605007 |  | SRD0
PMN-H03MEX30CL001-F01 | Oil Level Sight Gauge (7706) |  | OPERATING | OPERATING | E213 | SRD0-1E0 | F40605007 |  | SRD0
PMN-H03MEX30CL001-F02 | Level Sw.-Start Standby-Pump (S01/1) |  | OPERATING | OPERATING | E213 | SRD0-1E0 | F40605007 |  | SRD0
PMN-H03MEX30CL001-F03 | Level Switch-Start Main Pump (S01/2) |  | OPERATING | OPERATING | E213 | SRD0-1E0 | F40605007 |  | SRD0
PMN-H03MEX30CL001-F04 | Level Switch-Stop Pump1 + Pump 2 (S01/3) |  | OPERATING | OPERATING | E213 | SRD0-1E0 | F40605007 |  | SRD0
PMN-H03MEX30CL001-F05 | Level Sw.-Start Interlock + Alarm(S01/4) |  | OPERATING | OPERATING | E213 | SRD0-1E0 | F40605007 |  | SRD0
PMN-H03MEX30CP001 | Differential Pressure Switch (S02) |  | OPERATING | OPERATING | E213 | SRD0-1E0 | F40605007 |  | SRD0
PMN-H03MEX40 | Runner Hub Oil Tank |  | OPERATING | OPERATING | E213 | SRD0-1M0 | F40605007 |  | SRD0
PMN-H03MEX40AA001 | Valve Runner Hub Oil Tank |  | OPERATING | OPERATING | E213 | SRD0-1M0 | F40605007 |  | SRD0
PMN-H03MEX40AA001KA01 | Throttle Valve 1018 |  | OPERATING | OPERATING | E213 | SRD0-1M0 | F40605007 |  | SRD0
PMN-H03MEX40AA001KA02 | Drain Valve (7752) |  | OPERATING | OPERATING | E213 | SRD0-1M0 | F40605007 |  | SRD0
PMN-H03MEX40BB001 | Runner Hub Oil Tank (7750) |  | OPERATING | OPERATING | E213 | SRD0-1M0 | F40605007 |  | SRD0
PMN-H03MEX40BB001KT01 | Breather (7753) |  | OPERATING | OPERATING | E213 | SRD0-1M0 | F40605007 |  | SRD0
PMN-H03MEX40BR001 | Piping |  | OPERATING | OPERATING | E213 | SRD0-1M0 | F40605007 |  | SRD0
PMN-H03MEX40CL001 | Instrument ( Oil Level ) for Runner Hub Oil Tank |  | OPERATING | OPERATING | E213 | SRD0-1E0 | F40605007 |  | SRD0
PMN-H03MEX40CL001-F01 | Oil Level Sight Gauge (7751) |  | OPERATING | OPERATING | E213 | SRD0-1E0 | F40605007 |  | SRD0
PMN-H03MEX40CL001-F02 | Level Sw.Oil Level High(RT-S01/1) |  | OPERATING | OPERATING | E213 | SRD0-1E0 | F40605007 |  | SRD0
PMN-H03MEX40CL001-F03 | Level Sw. Oil Level Low (RT-S01/2) |  | OPERATING | OPERATING | E213 | SRD0-1E0 | F40605007 |  | SRD0
PMN-H03MEX50 | Oil Head & Runner Servo Motor |  | OPERATING | OPERATING | E213 | SRD0-1M0 | F40605007 |  | SRD0
PMN-H03MEX50AA001 | Valve Oil Head & Runner Servo Motor |  | OPERATING | OPERATING | E213 | SRD0-1M0 | F40605007 |  | SRD0
PMN-H03MEX50AA001KA01 | Drain Valve (8501) |  | OPERATING | OPERATING | E213 | SRD0-1M0 | F40605007 |  | SRD0
PMN-H03MEX50AA001KA02 | Drain Valve (8502) |  | OPERATING | OPERATING | E213 | SRD0-1M0 | F40605007 |  | SRD0
PMN-H03MEX50AA001KA03 | Drain Valve (8503) |  | OPERATING | OPERATING | E213 | SRD0-1M0 | F40605007 |  | SRD0
PMN-H03MEX50AA001KA04 | Throttle Valve (8504) |  | OPERATING | OPERATING | E213 | SRD0-1M0 | F40605007 |  | SRD0
PMN-H03MEX50AA001KA05 | Isolating Valve (8505) |  | OPERATING | OPERATING | E213 | SRD0-1M0 | F40605007 |  | SRD0
PMN-H03MEX50AU001 | Runner Servo Motor |  | OPERATING | OPERATING | E213 | SRD0-1M0 | F40605007 |  | SRD0
PMN-H03MEX50BR001 | Oil Head (8500) |  | OPERATING | OPERATING | E213 | SRD0-1M0 | F40605007 |  | SRD0
PMN-H03MEX50BR002 | Inner Pipe |  | OPERATING | OPERATING | E213 | SRD0-1M0 | F40605007 |  | SRD0
PMN-H03MEX50BR003 | Outer Pipe |  | OPERATING | OPERATING | E213 | SRD0-1M0 | F40605007 |  | SRD0
PMN-H03MEX50BR004 | Pipe Line |  | OPERATING | OPERATING | E213 | SRD0-1M0 | F40605007 |  | SRD0
PMN-H03MEX50CP001 | Indicator Position |  | OPERATING | OPERATING | E213 | SRD0-1M0 | F40605007 |  | SRD0
PMN-H03MEX60 | Overspeed Pendulum (1200) |  | OPERATING | OPERATING | E213 | SRD0-1M0 | F40605007 |  | SRD0
PMN-H03MEX60AA001 | Overspeed Pendulum Valve 1200 |  | OPERATING | OPERATING | E213 | SRD0-1M0 | F40605007 |  | SRD0
PMN-H03MEX60AU001 | Pendulum |  | OPERATING | OPERATING | E213 | SRD0-1M0 | F40605007 |  | SRD0
PMN-H03MEX60CS001 | Limit Sw. Overspeed Device |  | OPERATING | OPERATING | E213 | SRD0-1E0 | F40605007 |  | SRD0
PMN-H03MEX60CS001-F01 | Limit Sw. Overspeed Device TB-S03 |  | OPERATING | OPERATING | E213 | SRD0-1E0 | F40605007 |  | SRD0
PMN-H03MEX60CS001-F02 | Limit Sw. Overspeed Device TB-S04 |  | OPERATING | OPERATING | E213 | SRD0-1E0 | F40605007 |  | SRD0
PMN-H03MEX70 | Turbine Control |  | OPERATING | OPERATING | E213 | SRD0-1M0 | F40605007 |  | SRD0
PMN-H03MEX70AA001 | Turbine Control Device |  | OPERATING | OPERATING | E213 | SRD0-1M0 | F40605007 |  | SRD0
PMN-H03MEX70AA001KA01 | Main Supply Valve ( 2415 ) |  | OPERATING | OPERATING | E213 | SRD0-1M0 | F40605007 |  | SRD0
PMN-H03MEX70AA001KA02 | Balance for Main Supply Valve ( 2421 ) |  | OPERATING | OPERATING | E213 | SRD0-1M0 | F40605007 |  | SRD0
PMN-H03MEX70AA001KA03 | Shut off Valve.Control Oil Prop.Valve.(1015) |  | OPERATING | OPERATING | E213 | SRD0-1M0 | F40605007 |  | SRD0
PMN-H03MEX70AA001KA04 | Shut off Valve -Safety Circuit (1016) |  | OPERATING | OPERATING | E213 | SRD0-1M0 | F40605007 |  | SRD0
PMN-H03MEX70AA001KA05 | Throttle Valve.-Oil Quantity Adjust.(1018) |  | OPERATING | OPERATING | E213 | SRD0-1M0 | F40605007 |  | SRD0
PMN-H03MEX70AA001KA06 | GT-B01 Prop. Valve for Wicket Gate |  | OPERATING | OPERATING | E213 | SRD0-1M0 | F40605007 |  | SRD0
PMN-H03MEX70AA001KA07 | GT-B02 Prop. Valve for Runner Blade |  | OPERATING | OPERATING | E213 | SRD0-1M0 | F40605007 |  | SRD0
PMN-H03MEX70AA001KA08 | Valve2/2 (1020) |  | OPERATING | OPERATING | E213 | SRD0-1M0 | F40605007 |  | SRD0
PMN-H03MEX70AA001KA09 | GT-Y01 Lock/Quick S/D Solenoil Valve. |  | OPERATING | OPERATING | E213 | SRD0-1M0 | F40605007 |  | SRD0
PMN-H03MEX70AA001KA10 | GT-Y02 Solenoid Valve. for By Pass Valve. |  | OPERATING | OPERATING | E213 | SRD0-1M0 | F40605007 |  | SRD0
PMN-H03MEX70AA002 | Wicket Gate Control Device |  | OPERATING | OPERATING | E213 | SRD0-1M0 | F40605007 |  | SRD0
PMN-H03MEX70AA002KA01 | Throttle Chk.Valve.Adjust.W/G Open. 1010 |  | OPERATING | OPERATING | E213 | SRD0-1M0 | F40605007 |  | SRD0
PMN-H03MEX70AA002KA02 | Throttle Chk.Valve.Adjust.W/G Close. 1011 |  | OPERATING | OPERATING | E213 | SRD0-1M0 | F40605007 |  | SRD0
PMN-H03MEX70AA002KA03 | Quick Closing W/G & Quick S/D (1019) |  | OPERATING | OPERATING | E213 | SRD0-1M0 | F40605007 |  | SRD0
PMN-H03MEX70AA002KA04 | By - Pass Valve Control Block (1024) |  | OPERATING | OPERATING | E213 | SRD0-1M0 | F40605007 |  | SRD0
PMN-H03MEX70AA002KA05 | Check Valve (1025) |  | OPERATING | OPERATING | E213 | SRD0-1M0 | F40605007 |  | SRD0
PMN-H03MEX70AA003 | Runner Blade Control Device |  | OPERATING | OPERATING | E213 | SRD0-1M0 | F40605007 |  | SRD0
PMN-H03MEX70AA003KA01 | Throttle Chk.Valve.Adjust.R/B Open. 1012 |  | OPERATING | OPERATING | E213 | SRD0-1M0 | F40605007 |  | SRD0
PMN-H03MEX70AA003KA02 | Throttle Chk.Valve.Adjust.R/B Close. 1013 |  | OPERATING | OPERATING | E213 | SRD0-1M0 | F40605007 |  | SRD0
PMN-H03MEX70AT001 | Double Filter 20 Micron(1014) |  | OPERATING | OPERATING | E213 | SRD0-1M0 | F40605007 |  | SRD0
PMN-H03MEX70AT001-P01 | Filter Diff. Pressure Switch -S06 |  | OPERATING | OPERATING | E213 | SRD0-1E0 | F40605007 |  | SRD0
PMN-H03MEX70AT001KA01 | Hand Valve |  | OPERATING | OPERATING | E213 | SRD0-1M0 | F40605007 |  | SRD0
PMN-H03MEX70AT001KT01 | Filter Element |  | OPERATING | OPERATING | E213 | SRD0-1M0 | F40605007 |  | SRD0
PMN-H03MEX70AT001MR01 | Piping |  | OPERATING | OPERATING | E213 | SRD0-1M0 | F40605007 |  | SRD0
PMN-H03MEX70CP001 | Turbine Control ( Pressure Sw. ) |  | OPERATING | OPERATING | E213 | SRD0-1E0 | F40605007 |  | SRD0
PMN-H03MEX70CP001-F01 | Pressure Sw. for Main Pump -S01 |  | OPERATING | OPERATING | E213 | SRD0-1E0 | F40605007 |  | SRD0
PMN-H03MEX70CP001-F02 | Pressure Sw. for Stand By Pump -S02 |  | OPERATING | OPERATING | E213 | SRD0-1E0 | F40605007 |  | SRD0
PMN-H03MEX70CP001-F03 | Pressure Sw. for Stand By Pump -S03 |  | OPERATING | OPERATING | E213 | SRD0-1E0 | F40605007 |  | SRD0
PMN-H03MEX70CP001-F04 | Pressure Sw. for Oil Press. te Low -S04 |  | OPERATING | OPERATING | E213 | SRD0-1E0 | F40605007 |  | SRD0
PMN-H03MEX70CP001-F05 | Pressure Sw. for Auto. Air Supply -S05 |  | OPERATING | OPERATING | E213 | SRD0-1E0 | F40605007 |  | SRD0
PMN-H03MEX80 | Governor Actuater (Wick Gate) |  | OPERATING | OPERATING | E213 | SRD0-1M0 | F40605007 |  | SRD0
PMN-H03MEX80AA001 | Valve for Governor Actuater (Wick Gate) |  | OPERATING | OPERATING | E213 | SRD0-1M0 | F40605007 |  | SRD0
PMN-H03MEX80AA001KA01 | Throttle Chk.Valve.Adjust.W/G Open. 1010 |  | OPERATING | OPERATING | E213 | SRD0-1M0 | F40605007 |  | SRD0
PMN-H03MEX80AA001KA02 | Throttle Chk.Valve.Adjust.W/G Close. 1011 |  | OPERATING | OPERATING | E213 | SRD0-1M0 | F40605007 |  | SRD0
PMN-H03MEX80AA001KA03 | Quick Closing W/G & Quick S/D (1019) |  | OPERATING | OPERATING | E213 | SRD0-1M0 | F40605007 |  | SRD0
PMN-H03MEX80AA001KA04 | By - Pass Valve Control Block (1024) |  | OPERATING | OPERATING | E213 | SRD0-1M0 | F40605007 |  | SRD0
PMN-H03MEX80AA001KA05 | Check Valve (1025) |  | OPERATING | OPERATING | E213 | SRD0-1M0 | F40605007 |  | SRD0
PMN-H03MEX90 | Servo Motor |  | OPERATING | OPERATING | E213 | SRD0-1M0 | F40605007 |  | SRD0
PMN-H03MEX90AA001 | Valve for Servo Motor |  | OPERATING | OPERATING | E213 | SRD0-1M0 | F40605007 |  | SRD0
PMN-H03MEX90AA001KA01 | Drainage Valve (79002/1) |  | OPERATING | OPERATING | E213 | SRD0-1M0 | F40605007 |  | SRD0
PMN-H03MEX90AA001KA02 | Drainage Valve (79003/1) |  | OPERATING | OPERATING | E213 | SRD0-1M0 | F40605007 |  | SRD0
PMN-H03MEX90AA001KA03 | Drainage Valve (79002/2) |  | OPERATING | OPERATING | E213 | SRD0-1M0 | F40605007 |  | SRD0
PMN-H03MEX90AA001KA04 | Drainage Valve (79003/2) |  | OPERATING | OPERATING | E213 | SRD0-1M0 | F40605007 |  | SRD0
PMN-H03MEX90AA001KA05 | Throttle Chk.Valve. Cushion. Adj.(79011) |  | OPERATING | OPERATING | E213 | SRD0-1M0 | F40605007 |  | SRD0
PMN-H03MEX90AU001 | Servo Motor (79000/1) |  | OPERATING | OPERATING | E213 | SRD0-1M0 | F40605007 |  | SRD0
PMN-H03MEX90AU002 | Servo Motor (79000/2) |  | OPERATING | OPERATING | E213 | SRD0-1M0 | F40605007 |  | SRD0
PMN-H03MEX90BR001 | Pipe Line |  | OPERATING | OPERATING | E213 | SRD0-1M0 | F40605007 |  | SRD0
PMN-H03MEX90CW001 | Closing Weight (79010) |  | OPERATING | OPERATING | E213 | SRD0-1M0 | F40605007 |  | SRD0
PMN-H03MK | Generator Plant |  | OPERATING | OPERATING | E213 | SRD0-1E0 | F40605007 |  | SRD0
PMN-H03MKA | Generator |  | OPERATING | OPERATING | E213 | SRD0-1E0 | F40605007 |  | SRD0
PMN-H03MKA10 | Gen.Coupling Shaft |  | OPERATING | OPERATING | E213 | SRD0-1M0 | F40605007 |  | SRD0
PMN-H03MKA10AU001 | Coupling Bolts Gen.& Turbine Shaft Set |  | OPERATING | OPERATING | E213 | SRD0-1M0 | F40605007 |  | SRD0
PMN-H03MKA10AU001MK01 | Coupling Bolts Gen.& Turbine Shaft No.1 |  | OPERATING | OPERATING | E213 | SRD0-1M0 | F40605007 |  | SRD0
PMN-H03MKA10AU001MK02 | Coupling Bolts Gen.& Turbine Shaft No.2 |  | OPERATING | OPERATING | E213 | SRD0-1M0 | F40605007 |  | SRD0
PMN-H03MKA10AU001MK03 | Coupling Bolts Gen.& Turbine Shaft No.3 |  | OPERATING | OPERATING | E213 | SRD0-1M0 | F40605007 |  | SRD0
PMN-H03MKA10AU001MK04 | Coupling Bolts Gen.& Turbine Shaft No.4 |  | OPERATING | OPERATING | E213 | SRD0-1M0 | F40605007 |  | SRD0
PMN-H03MKA10AU001MK05 | Coupling Bolts Gen.& Turbine Shaft No.5 |  | OPERATING | OPERATING | E213 | SRD0-1M0 | F40605007 |  | SRD0
PMN-H03MKA10AU001MK06 | Coupling Bolts Gen.& Turbine Shaft No.6 |  | OPERATING | OPERATING | E213 | SRD0-1M0 | F40605007 |  | SRD0
PMN-H03MKA10AU001MK07 | Coupling Bolts Gen.& Turbine Shaft No.7 |  | OPERATING | OPERATING | E213 | SRD0-1M0 | F40605007 |  | SRD0
PMN-H03MKA10AU001MK08 | Coupling Bolts Gen.& Turbine Shaft No.8 |  | OPERATING | OPERATING | E213 | SRD0-1M0 | F40605007 |  | SRD0
PMN-H03MKA10AU001MK09 | Coupling Bolts Gen.& Turbine Shaft No.9 |  | OPERATING | OPERATING | E213 | SRD0-1M0 | F40605007 |  | SRD0
PMN-H03MKA10AU001MK10 | Coupling Bolts Gen.& Turbine Shaft No.10 |  | OPERATING | OPERATING | E213 | SRD0-1M0 | F40605007 |  | SRD0
PMN-H03MKA20 | Generator Rotor |  | OPERATING | OPERATING | E213 | SRD0-1E0 | F40605007 |  | SRD0
PMN-H03MKA20AE001 | Motor for Coal Exaust GB-M07 |  | OPERATING | OPERATING | E213 | SRD0-1E0 | F40605007 |  | SRD0
PMN-H03MKA20CG001 | Position Rotor Locking Bolt GB-S10 |  | OPERATING | OPERATING | E213 | SRD0-1M0 | F40605007 |  | SRD0
PMN-H03MKA20CT001 | Thermostat Air Slip Ring Room GB-S21 |  | OPERATING | OPERATING | E213 | SRD0-1E0 | F40605007 |  | SRD0
PMN-H03MKA20HB001 | Rotor Spider |  | OPERATING | OPERATING | E213 | SRD0-1E0 | F40605007 |  | SRD0
PMN-H03MKA20HB002 | Laminate Rim |  | OPERATING | OPERATING | E213 | SRD0-1E0 | F40605007 |  | SRD0
PMN-H03MKA20HB003 | Rotor Pole Set |  | OPERATING | OPERATING | E213 | SRD0-1E0 | F40605007 |  | SRD0
PMN-H03MKA20HB003-G01 | Rotor Pole No.1 |  | OPERATING | OPERATING | E213 | SRD0-1E0 | F40605007 |  | SRD0
PMN-H03MKA20HB003-G02 | Rotor Pole No.2 |  | OPERATING | OPERATING | E213 | SRD0-1E0 | F40605007 |  | SRD0
PMN-H03MKA20HB003-G03 | Rotor Pole No.3 |  | OPERATING | OPERATING | E213 | SRD0-1E0 | F40605007 |  | SRD0
PMN-H03MKA20HB003-G04 | Rotor Pole No.4 |  | OPERATING | OPERATING | E213 | SRD0-1E0 | F40605007 |  | SRD0
PMN-H03MKA20HB003-G05 | Rotor Pole No.5 |  | OPERATING | OPERATING | E213 | SRD0-1E0 | F40605007 |  | SRD0
PMN-H03MKA20HB003-G06 | Rotor Pole No.6 |  | OPERATING | OPERATING | E213 | SRD0-1E0 | F40605007 |  | SRD0
PMN-H03MKA20HB003-G07 | Rotor Pole No.7 |  | OPERATING | OPERATING | E213 | SRD0-1E0 | F40605007 |  | SRD0
PMN-H03MKA20HB003-G08 | Rotor Pole No.8 |  | OPERATING | OPERATING | E213 | SRD0-1E0 | F40605007 |  | SRD0
PMN-H03MKA20HB003-G09 | Rotor Pole No.9 |  | OPERATING | OPERATING | E213 | SRD0-1E0 | F40605007 |  | SRD0
PMN-H03MKA20HB003-G10 | Rotor Pole No.10 |  | OPERATING | OPERATING | E213 | SRD0-1E0 | F40605007 |  | SRD0
PMN-H03MKA20HB003-G11 | Rotor Pole No.11 |  | OPERATING | OPERATING | E213 | SRD0-1E0 | F40605007 |  | SRD0
PMN-H03MKA20HB003-G12 | Rotor Pole No.12 |  | OPERATING | OPERATING | E213 | SRD0-1E0 | F40605007 |  | SRD0
PMN-H03MKA20HB003-G13 | Rotor Pole No.13 |  | OPERATING | OPERATING | E213 | SRD0-1E0 | F40605007 |  | SRD0
PMN-H03MKA20HB003-G14 | Rotor Pole No.14 |  | OPERATING | OPERATING | E213 | SRD0-1E0 | F40605007 |  | SRD0
PMN-H03MKA20HB003-G15 | Rotor Pole No.15 |  | OPERATING | OPERATING | E213 | SRD0-1E0 | F40605007 |  | SRD0
PMN-H03MKA20HB003-G16 | Rotor Pole No.16 |  | OPERATING | OPERATING | E213 | SRD0-1E0 | F40605007 |  | SRD0
PMN-H03MKA20HB003-G17 | Rotor Pole No.17 |  | OPERATING | OPERATING | E213 | SRD0-1E0 | F40605007 |  | SRD0
PMN-H03MKA20HB003-G18 | Rotor Pole No.18 |  | OPERATING | OPERATING | E213 | SRD0-1E0 | F40605007 |  | SRD0
PMN-H03MKA20HB003-G19 | Rotor Pole No.19 |  | OPERATING | OPERATING | E213 | SRD0-1E0 | F40605007 |  | SRD0
PMN-H03MKA20HB003-G20 | Rotor Pole No.20 |  | OPERATING | OPERATING | E213 | SRD0-1E0 | F40605007 |  | SRD0
PMN-H03MKA20HB003-G21 | Rotor Pole No.21 |  | OPERATING | OPERATING | E213 | SRD0-1E0 | F40605007 |  | SRD0
PMN-H03MKA20HB003-G22 | Rotor Pole No.22 |  | OPERATING | OPERATING | E213 | SRD0-1E0 | F40605007 |  | SRD0
PMN-H03MKA20HB003-G23 | Rotor Pole No.23 |  | OPERATING | OPERATING | E213 | SRD0-1E0 | F40605007 |  | SRD0
PMN-H03MKA20HB003-G24 | Rotor Pole No.24 |  | OPERATING | OPERATING | E213 | SRD0-1E0 | F40605007 |  | SRD0
PMN-H03MKA20HB003-G25 | Rotor Pole No.25 |  | OPERATING | OPERATING | E213 | SRD0-1E0 | F40605007 |  | SRD0
PMN-H03MKA20HB003-G26 | Rotor Pole No.26 |  | OPERATING | OPERATING | E213 | SRD0-1E0 | F40605007 |  | SRD0
PMN-H03MKA20HB003-G27 | Rotor Pole No.27 |  | OPERATING | OPERATING | E213 | SRD0-1E0 | F40605007 |  | SRD0
PMN-H03MKA20HB003-G28 | Rotor Pole No.28 |  | OPERATING | OPERATING | E213 | SRD0-1E0 | F40605007 |  | SRD0
PMN-H03MKA20HB003-G29 | Rotor Pole No.29 |  | OPERATING | OPERATING | E213 | SRD0-1E0 | F40605007 |  | SRD0
PMN-H03MKA20HB003-G30 | Rotor Pole No.30 |  | OPERATING | OPERATING | E213 | SRD0-1E0 | F40605007 |  | SRD0
PMN-H03MKA20HB003-G31 | Rotor Pole No.31 |  | OPERATING | OPERATING | E213 | SRD0-1E0 | F40605007 |  | SRD0
PMN-H03MKA20HB003-G32 | Rotor Pole No.32 |  | OPERATING | OPERATING | E213 | SRD0-1E0 | F40605007 |  | SRD0
PMN-H03MKA20HB003-G33 | Rotor Pole No.33 |  | OPERATING | OPERATING | E213 | SRD0-1E0 | F40605007 |  | SRD0
PMN-H03MKA20HB003-G34 | Rotor Pole No.34 |  | OPERATING | OPERATING | E213 | SRD0-1E0 | F40605007 |  | SRD0
PMN-H03MKA20HB003-G35 | Rotor Pole No.35 |  | OPERATING | OPERATING | E213 | SRD0-1E0 | F40605007 |  | SRD0
PMN-H03MKA20HB003-G36 | Rotor Pole No.36 |  | OPERATING | OPERATING | E213 | SRD0-1E0 | F40605007 |  | SRD0
PMN-H03MKA20HB003-G37 | Rotor Pole No.37 |  | OPERATING | OPERATING | E213 | SRD0-1E0 | F40605007 |  | SRD0
PMN-H03MKA20HB003-G38 | Rotor Pole No.38 |  | OPERATING | OPERATING | E213 | SRD0-1E0 | F40605007 |  | SRD0
PMN-H03MKA20HB003-G39 | Rotor Pole No.39 |  | OPERATING | OPERATING | E213 | SRD0-1E0 | F40605007 |  | SRD0
PMN-H03MKA20HB003-G40 | Rotor Pole No.40 |  | OPERATING | OPERATING | E213 | SRD0-1E0 | F40605007 |  | SRD0
PMN-H03MKA20HB003-G41 | Rotor Pole No.41 |  | OPERATING | OPERATING | E213 | SRD0-1E0 | F40605007 |  | SRD0
PMN-H03MKA20HB003-G42 | Rotor Pole No.42 |  | OPERATING | OPERATING | E213 | SRD0-1E0 | F40605007 |  | SRD0
PMN-H03MKA20HB003-G43 | Rotor Pole No.43 |  | OPERATING | OPERATING | E213 | SRD0-1E0 | F40605007 |  | SRD0
PMN-H03MKA20HB003-G44 | Rotor Pole No.44 |  | OPERATING | OPERATING | E213 | SRD0-1E0 | F40605007 |  | SRD0
PMN-H03MKA20HB003-G45 | Rotor Pole No.45 |  | OPERATING | OPERATING | E213 | SRD0-1E0 | F40605007 |  | SRD0
PMN-H03MKA20HB003-G46 | Rotor Pole No.46 |  | OPERATING | OPERATING | E213 | SRD0-1E0 | F40605007 |  | SRD0
PMN-H03MKA20HB003-G47 | Rotor Pole No.47 |  | OPERATING | OPERATING | E213 | SRD0-1E0 | F40605007 |  | SRD0
PMN-H03MKA20HB003-G48 | Rotor Pole No.48 |  | OPERATING | OPERATING | E213 | SRD0-1E0 | F40605007 |  | SRD0
PMN-H03MKA20HB003-G49 | Rotor Pole No.49 |  | OPERATING | OPERATING | E213 | SRD0-1E0 | F40605007 |  | SRD0
PMN-H03MKA20HB003-G50 | Rotor Pole No.50 |  | OPERATING | OPERATING | E213 | SRD0-1E0 | F40605007 |  | SRD0
PMN-H03MKA20HB003-G51 | Rotor Pole No.51 |  | OPERATING | OPERATING | E213 | SRD0-1E0 | F40605007 |  | SRD0
PMN-H03MKA20HB003-G52 | Rotor Pole No.52 |  | OPERATING | OPERATING | E213 | SRD0-1E0 | F40605007 |  | SRD0
PMN-H03MKA20HB003-G53 | Rotor Pole No.53 |  | OPERATING | OPERATING | E213 | SRD0-1E0 | F40605007 |  | SRD0
PMN-H03MKA20HB003-G54 | Rotor Pole No.54 |  | OPERATING | OPERATING | E213 | SRD0-1E0 | F40605007 |  | SRD0
PMN-H03MKA20HB003-G55 | Rotor Pole No.55 |  | OPERATING | OPERATING | E213 | SRD0-1E0 | F40605007 |  | SRD0
PMN-H03MKA20HB003-G56 | Rotor Pole No.56 |  | OPERATING | OPERATING | E213 | SRD0-1E0 | F40605007 |  | SRD0
PMN-H03MKA20HB003-G57 | Rotor Pole No.57 |  | OPERATING | OPERATING | E213 | SRD0-1E0 | F40605007 |  | SRD0
PMN-H03MKA20HB003-G58 | Rotor Pole No.58 |  | OPERATING | OPERATING | E213 | SRD0-1E0 | F40605007 |  | SRD0
PMN-H03MKA20HB003-G59 | Rotor Pole No.59 |  | OPERATING | OPERATING | E213 | SRD0-1E0 | F40605007 |  | SRD0
PMN-H03MKA20HB003-G60 | Rotor Pole No.60 |  | OPERATING | OPERATING | E213 | SRD0-1E0 | F40605007 |  | SRD0
PMN-H03MKA30 | Support Structure & Foundation |  | OPERATING | OPERATING | E213 | SRD0-1M0 | F40605007 |  | SRD0
PMN-H03MKA30CL001 | Water Level Drainage Line GB-S09 |  | OPERATING | OPERATING | E213 | SRD0-1M0 | F40605007 |  | SRD0
PMN-H03MKA30HA001 | Bulb Noss |  | OPERATING | OPERATING | E213 | SRD0-1M0 | F40605007 |  | SRD0
PMN-H03MKA30HA002 | Vertical Bulb Support |  | OPERATING | OPERATING | E213 | SRD0-1M0 | F40605007 |  | SRD0
PMN-H03MKA30HA003 | Lateral Support |  | OPERATING | OPERATING | E213 | SRD0-1M0 | F40605007 |  | SRD0
PMN-H03MKA40 | Stator |  | OPERATING | OPERATING | E213 | SRD0-1E0 | F40605007 |  | SRD0
PMN-H03MKA40CT001 | Temp. Stator Winding |  | OPERATING | OPERATING | E213 | SRD0-1E0 | F40605007 |  | SRD0
PMN-H03MKA40CT001-P01 | Temp. Stator Winding GB-B01 |  | OPERATING | OPERATING | E213 | SRD0-1E0 | F40605007 |  | SRD0
PMN-H03MKA40CT001-P02 | Temp. Stator Winding GB-B02 |  | OPERATING | OPERATING | E213 | SRD0-1E0 | F40605007 |  | SRD0
PMN-H03MKA40CT001-P03 | Temp. Stator Winding GB-B03 |  | OPERATING | OPERATING | E213 | SRD0-1E0 | F40605007 |  | SRD0
PMN-H03MKA40CT001-P04 | Temp. Stator Winding GB-B04 |  | OPERATING | OPERATING | E213 | SRD0-1E0 | F40605007 |  | SRD0
PMN-H03MKA40CT001-P05 | Temp. Stator Winding GB-B05 |  | OPERATING | OPERATING | E213 | SRD0-1E0 | F40605007 |  | SRD0
PMN-H03MKA40CT001-P06 | Temp. Stator Winding GB-B06 |  | OPERATING | OPERATING | E213 | SRD0-1E0 | F40605007 |  | SRD0
PMN-H03MKA40CT002 | Temp. Stator Core |  | OPERATING | OPERATING | E213 | SRD0-1E0 | F40605007 |  | SRD0
PMN-H03MKA40CT002-P01 | Temp. Stator Core GB-B07 |  | OPERATING | OPERATING | E213 | SRD0-1E0 | F40605007 |  | SRD0
PMN-H03MKA40CT002-P02 | Temp. Stator Core GB-B08 |  | OPERATING | OPERATING | E213 | SRD0-1E0 | F40605007 |  | SRD0
PMN-H03MKA40CT002-P03 | Temp. Stator Core GB-B09 |  | OPERATING | OPERATING | E213 | SRD0-1E0 | F40605007 |  | SRD0
PMN-H03MKA40CT003 | Thermostat Stand Still Heating |  | OPERATING | OPERATING | E213 | SRD0-1E0 | F40605007 |  | SRD0
PMN-H03MKA40CT003-P01 | Thermostat Stand Still Heating GB-S07 |  | OPERATING | OPERATING | E213 | SRD0-1E0 | F40605007 |  | SRD0
PMN-H03MKA40CT003-P02 | Thermostat Stand Still Heating GB-S08 |  | OPERATING | OPERATING | E213 | SRD0-1E0 | F40605007 |  | SRD0
PMN-H03MKA40HA001 | Gen. Stator Frame |  | OPERATING | OPERATING | E213 | SRD0-1E0 | F40605007 |  | SRD0
PMN-H03MKA40HA002 | Gen. Stator Core |  | OPERATING | OPERATING | E213 | SRD0-1E0 | F40605007 |  | SRD0
PMN-H03MKA40HA003 | Gen. Stator Winding |  | OPERATING | OPERATING | E213 | SRD0-1E0 | F40605007 |  | SRD0
PMN-H03MKA50 | Gen. Air Fan |  | OPERATING | OPERATING | E213 | SRD0-1E0 | F40605007 |  | SRD0
PMN-H03MKA50AC001 | Gen. Cooling Air Fan No.01 |  | OPERATING | OPERATING | E213 | SRD0-1E0 | F40605007 |  | SRD0
PMN-H03MKA50AC001-M01 | Motor GB-M01 |  | OPERATING | OPERATING | E213 | SRD0-1E0 | F40605007 |  | SRD0
PMN-H03MKA50AC001KN01 | Fan |  | OPERATING | OPERATING | E213 | SRD0-1E0 | F40605007 |  | SRD0
PMN-H03MKA50AC001MK01 | Coupling |  | OPERATING | OPERATING | E213 | SRD0-1M0 | F40605007 |  | SRD0
PMN-H03MKA50AC001MR01 | Air Duct |  | OPERATING | OPERATING | E213 | SRD0-1M0 | F40605007 |  | SRD0
PMN-H03MKA50AC002 | Gen. Cooling Air Fan No.02 |  | OPERATING | OPERATING | E213 | SRD0-1E0 | F40605007 |  | SRD0
PMN-H03MKA50AC002-M01 | Motor GB-M02 |  | OPERATING | OPERATING | E213 | SRD0-1E0 | F40605007 |  | SRD0
PMN-H03MKA50AC002KN01 | Fan |  | OPERATING | OPERATING | E213 | SRD0-1E0 | F40605007 |  | SRD0
PMN-H03MKA50AC002MK01 | Coupling |  | OPERATING | OPERATING | E213 | SRD0-1M0 | F40605007 |  | SRD0
PMN-H03MKA50AC002MR01 | Air Duct |  | OPERATING | OPERATING | E213 | SRD0-1M0 | F40605007 |  | SRD0
PMN-H03MKA50AC003 | Gen. Cooling Air Fan No.03 |  | OPERATING | OPERATING | E213 | SRD0-1E0 | F40605007 |  | SRD0
PMN-H03MKA50AC003-M01 | Motor GB-M03 |  | OPERATING | OPERATING | E213 | SRD0-1E0 | F40605007 |  | SRD0
PMN-H03MKA50AC003KN01 | Fan |  | OPERATING | OPERATING | E213 | SRD0-1E0 | F40605007 |  | SRD0
PMN-H03MKA50AC003MK01 | Coupling |  | OPERATING | OPERATING | E213 | SRD0-1M0 | F40605007 |  | SRD0
PMN-H03MKA50AC003MR01 | Air Duct |  | OPERATING | OPERATING | E213 | SRD0-1M0 | F40605007 |  | SRD0
PMN-H03MKA50AC004 | Gen. Cooling Air Fan No.04 |  | OPERATING | OPERATING | E213 | SRD0-1E0 | F40605007 |  | SRD0
PMN-H03MKA50AC004-M01 | Motor GB-M04 |  | OPERATING | OPERATING | E213 | SRD0-1E0 | F40605007 |  | SRD0
PMN-H03MKA50AC004KN01 | Fan |  | OPERATING | OPERATING | E213 | SRD0-1E0 | F40605007 |  | SRD0
PMN-H03MKA50AC004MK01 | Coupling |  | OPERATING | OPERATING | E213 | SRD0-1M0 | F40605007 |  | SRD0
PMN-H03MKA50AC004MR01 | Air Duct |  | OPERATING | OPERATING | E213 | SRD0-1E0 | F40605007 |  | SRD0
PMN-H03MKA50AC005 | Air Dehumidditier |  | OPERATING | OPERATING | E213 | SRD0-1E0 | F40605007 |  | SRD0
PMN-H03MKA50AC005KT01 | Air Dehumidditier GB-M05 |  | OPERATING | OPERATING | E213 | SRD0-1E0 | F40605007 |  | SRD0
PMN-H03MKA50AC005KT02 | Air Dehumidditier GB-M06 |  | OPERATING | OPERATING | E213 | SRD0-1E0 | F40605007 |  | SRD0
PMN-H03MKA50CP001 | Cooling Air Circulat.Pressure Sw. |  | OPERATING | OPERATING | E213 | SRD0-1E0 | F40605007 |  | SRD0
PMN-H03MKA50CP001-F01 | Cooling Air Circulat.Pressure Sw.GB-S03 |  | OPERATING | OPERATING | E213 | SRD0-1E0 | F40605007 |  | SRD0
PMN-H03MKA50CP001-F02 | Cooling Air Circulat.Pressure Sw.GB-S04 |  | OPERATING | OPERATING | E213 | SRD0-1E0 | F40605007 |  | SRD0
PMN-H03MKA50CP001-F03 | Cooling Air Circulat.Pressure Sw.GB-S05 |  | OPERATING | OPERATING | E213 | SRD0-1E0 | F40605007 |  | SRD0
PMN-H03MKA50CP001-F04 | Cooling Air Circulat.Pressure Sw.GB-S06 |  | OPERATING | OPERATING | E213 | SRD0-1E0 | F40605007 |  | SRD0
PMN-H03MKA50CT001 | Temp. Gen. Air Fan |  | OPERATING | OPERATING | E213 | SRD0-1E0 | F40605007 |  | SRD0
PMN-H03MKA50CT001-P01 | Temp. Hot Air GB-B10 |  | OPERATING | OPERATING | E213 | SRD0-1E0 | F40605007 |  | SRD0
PMN-H03MKA50CT001-P02 | Temp. Hot Air GB-B11 |  | OPERATING | OPERATING | E213 | SRD0-1E0 | F40605007 |  | SRD0
PMN-H03MKA50CT001-P03 | Temp. Cold Air GB-B12 |  | OPERATING | OPERATING | E213 | SRD0-1E0 | F40605007 |  | SRD0
PMN-H03MKA50CT001-P04 | Temp. Cold Air GB-B13 |  | OPERATING | OPERATING | E213 | SRD0-1E0 | F40605007 |  | SRD0
PMN-H03MKA50CT001-P05 | Thermostat Hot GB-S01 |  | OPERATING | OPERATING | E213 | SRD0-1E0 | F40605007 |  | SRD0
PMN-H03MKA50CT001-P06 | Thermostat Hot GB-S02 |  | OPERATING | OPERATING | E213 | SRD0-1E0 | F40605007 |  | SRD0
PMN-H03MKA60 | Generator Friction Brake |  | OPERATING | OPERATING | E213 | SRD0-1M0 | F40605007 |  | SRD0
PMN-H03MKA60AA001 | Drain Valve R1/2 |  | OPERATING | OPERATING | E213 | SRD0-1M0 | F40605007 |  | SRD0
PMN-H03MKA60AU001 | Brake Jack |  | OPERATING | OPERATING | E213 | SRD0-1M0 | F40605007 |  | SRD0
PMN-H03MKA60AU002 | Brake Set |  | OPERATING | OPERATING | E213 | SRD0-1M0 | F40605007 |  | SRD0
PMN-H03MKA60AU002KA01 | Brake No.1 |  | OPERATING | OPERATING | E213 | SRD0-1M0 | F40605007 |  | SRD0
PMN-H03MKA60AU002KA02 | Brake No.2 |  | OPERATING | OPERATING | E213 | SRD0-1M0 | F40605007 |  | SRD0
PMN-H03MKA60AU002KA03 | Brake No.3 |  | OPERATING | OPERATING | E213 | SRD0-1M0 | F40605007 |  | SRD0
PMN-H03MKA60AU002KA04 | Brake No.4 |  | OPERATING | OPERATING | E213 | SRD0-1M0 | F40605007 |  | SRD0
PMN-H03MKA60AU002KA05 | Brake No.5 |  | OPERATING | OPERATING | E213 | SRD0-1M0 | F40605007 |  | SRD0
PMN-H03MKA60AU002KA06 | Brake No.6 |  | OPERATING | OPERATING | E213 | SRD0-1M0 | F40605007 |  | SRD0
PMN-H03MKA60AU002KA07 | Brake No.7 |  | OPERATING | OPERATING | E213 | SRD0-1M0 | F40605007 |  | SRD0
PMN-H03MKA60BR001 | Pipe Line |  | OPERATING | OPERATING | E213 | SRD0-1M0 | F40605007 |  | SRD0
PMN-H03MKA60CG001 | Position of Braking Jack |  | OPERATING | OPERATING | E213 | SRD0-1M0 | F40605007 |  | SRD0
PMN-H03MKA60CG001KA01 | Position of Braking Jack GB-S11 |  | OPERATING | OPERATING | E213 | SRD0-1M0 | F40605007 |  | SRD0
PMN-H03MKA60CG001KA02 | Position of Braking Jack GB-S12 |  | OPERATING | OPERATING | E213 | SRD0-1M0 | F40605007 |  | SRD0
PMN-H03MKA60CG001KA03 | Position of Braking Jack GB-S13 |  | OPERATING | OPERATING | E213 | SRD0-1M0 | F40605007 |  | SRD0
PMN-H03MKA60CG001KA04 | Position of Braking Jack GB-S14 |  | OPERATING | OPERATING | E213 | SRD0-1M0 | F40605007 |  | SRD0
PMN-H03MKA60CG001KA05 | Position of Braking Jack GB-S15 |  | OPERATING | OPERATING | E213 | SRD0-1M0 | F40605007 |  | SRD0
PMN-H03MKA60CG001KA06 | Position of Braking Jack GB-S16 |  | OPERATING | OPERATING | E213 | SRD0-1M0 | F40605007 |  | SRD0
PMN-H03MKA60CG001KA07 | Position of Braking Jack GB-S17 |  | OPERATING | OPERATING | E213 | SRD0-1M0 | F40605007 |  | SRD0
PMN-H03MKA60CP001 | Low Pressure Air |  | OPERATING | OPERATING | E213 | SRD0-1M0 | F40605007 |  | SRD0
PMN-H03MKA60CP001-P01 | Low Pressure Air BR-S01 |  | OPERATING | OPERATING | E213 | SRD0-1M0 | F40605007 |  | SRD0
PMN-H03MKA60CP001-P02 | Low Pressure Air BR-S02 |  | OPERATING | OPERATING | E213 | SRD0-1M0 | F40605007 |  | SRD0
PMN-H03MKC | Exciter Set |  | OPERATING | OPERATING | E213 | SRD0-1E0 | F40605007 |  | SRD0
PMN-H03MKC10 | Exciter Set |  | OPERATING | OPERATING | E213 | SRD0-1E0 | F40605007 |  | SRD0
PMN-H03MKC10GW001 | Automatic Voltage Regulator Cabinet (+EC1) |  | OPERATING | OPERATING | E213 | SRD0-1E0 | F40605007 |  | SRD0
PMN-H03MKC10GW001-Q01 | Generator Measurement |  | OPERATING | OPERATING | E213 | SRD0-1E0 | F40605007 |  | SRD0
PMN-H03MKC10GW001-Q02 | Auxiliary Power Supply |  | OPERATING | OPERATING | E213 | SRD0-1E0 | F40605007 |  | SRD0
PMN-H03MKC10GW001-Q03 | Control Voltage Distribution |  | OPERATING | OPERATING | E213 | SRD0-1E0 | F40605007 |  | SRD0
PMN-H03MKC10GW001-Q04 | Equipotential Busbar |  | OPERATING | OPERATING | E213 | SRD0-1E0 | F40605007 |  | SRD0
PMN-H03MKC10GW001-Q05 | Supply Distribution |  | OPERATING | OPERATING | E213 | SRD0-1E0 | F40605007 |  | SRD0
PMN-H03MKC10GW001-Q06 | AVR & Local Controller Supply |  | OPERATING | OPERATING | E213 | SRD0-1E0 | F40605007 |  | SRD0
PMN-H03MKC10GW001-Q07 | Block diagram P100C-SX. Channel 1A1 |  | OPERATING | OPERATING | E213 | SRD0-1E0 | F40605007 |  | SRD0
PMN-H03MKC10GW001-Q08 | Block diagram P100C-SX. Channel 1A2 |  | OPERATING | OPERATING | E213 | SRD0-1E0 | F40605007 |  | SRD0
PMN-H03MKC10GW001-Q09 | AVR - Binary Input X6 |  | OPERATING | OPERATING | E213 | SRD0-1E0 | F40605007 |  | SRD0
PMN-H03MKC10GW001-Q10 | AVR - Binary Input X10 |  | OPERATING | OPERATING | E213 | SRD0-1E0 | F40605007 |  | SRD0
PMN-H03MKC10GW001-Q11 | AVR - Binary Input X11 |  | OPERATING | OPERATING | E213 | SRD0-1E0 | F40605007 |  | SRD0
PMN-H03MKC10GW001-Q12 | AVR - Binary Input X12 |  | OPERATING | OPERATING | E213 | SRD0-1E0 | F40605007 |  | SRD0
PMN-H03MKC10GW001-Q13 | AVR - Binary Output X3 |  | OPERATING | OPERATING | E213 | SRD0-1E0 | F40605007 |  | SRD0
PMN-H03MKC10GW001-Q14 | AVR - Binary Output X13 |  | OPERATING | OPERATING | E213 | SRD0-1E0 | F40605007 |  | SRD0
PMN-H03MKC10GW001-Q15 | AVR - Binary Output X14 |  | OPERATING | OPERATING | E213 | SRD0-1E0 | F40605007 |  | SRD0
PMN-H03MKC10GW001-Q16 | AVR - Binary Output X15 |  | OPERATING | OPERATING | E213 | SRD0-1E0 | F40605007 |  | SRD0
PMN-H03MKC10GW001-Q17 | Local / Remote Control |  | OPERATING | OPERATING | E213 | SRD0-1E0 | F40605007 |  | SRD0
PMN-H03MKC10GW001-Q18 | Trip from Excitation System |  | OPERATING | OPERATING | E213 | SRD0-1E0 | F40605007 |  | SRD0
PMN-H03MKC10GW001-Q19 | Trip to Excitation System |  | OPERATING | OPERATING | E213 | SRD0-1E0 | F40605007 |  | SRD0
PMN-H03MKC10GW001-Q20 | Rotor Graund Foult |  | OPERATING | OPERATING | E213 | SRD0-1E0 | F40605007 |  | SRD0
PMN-H03MKC10GW001-Q21 | Ethemet Connection |  | OPERATING | OPERATING | E213 | SRD0-1E0 | F40605007 |  | SRD0
PMN-H03MKC10GW001-Q22 | Cabinet Lighting |  | OPERATING | OPERATING | E213 | SRD0-1E0 | F40605007 |  | SRD0
PMN-H03MKC10GW001-Q23 | Fiber Optic Link |  | OPERATING | OPERATING | E213 | SRD0-1E0 | F40605007 |  | SRD0
PMN-H03MKC10GW002 | Rectifier Cabinet (+EC2) |  | OPERATING | OPERATING | E213 | SRD0-1E0 | F40605007 |  | SRD0
PMN-H03MKC10GW002-Q01 | Block Diagram SL-11 Local Controller 2A01 |  | OPERATING | OPERATING | E213 | SRD0-1E0 | F40605007 |  | SRD0
PMN-H03MKC10GW002-Q02 | Block Diagram SL-11 Local Controller 2A02 |  | OPERATING | OPERATING | E213 | SRD0-1E0 | F40605007 |  | SRD0
PMN-H03MKC10GW002-Q03 | Rectifier A - Power Curcuits |  | OPERATING | OPERATING | E213 | SRD0-1E0 | F40605007 |  | SRD0
PMN-H03MKC10GW002-Q04 | Rectifier A - Thyrister Gate Control |  | OPERATING | OPERATING | E213 | SRD0-1E0 | F40605007 |  | SRD0
PMN-H03MKC10GW002-Q05 | Rectifier A - Synchronization |  | OPERATING | OPERATING | E213 | SRD0-1E0 | F40605007 |  | SRD0
PMN-H03MKC10GW002-Q06 | Rectifier A - Fan Supply |  | OPERATING | OPERATING | E213 | SRD0-1E0 | F40605007 |  | SRD0
PMN-H03MKC10GW002-Q07 | Rectifier A - Binary Input |  | OPERATING | OPERATING | E213 | SRD0-1E0 | F40605007 |  | SRD0
PMN-H03MKC10GW002-Q08 | Rectifier A - Binary Output |  | OPERATING | OPERATING | E213 | SRD0-1E0 | F40605007 |  | SRD0
PMN-H03MKC10GW002-Q09 | Rectifier B - Power Curcuits |  | OPERATING | OPERATING | E213 | SRD0-1E0 | F40605007 |  | SRD0
PMN-H03MKC10GW002-Q10 | Rectifier B - Thyrister Gate Control |  | OPERATING | OPERATING | E213 | SRD0-1E0 | F40605007 |  | SRD0
PMN-H03MKC10GW002-Q11 | Rectifier B - Synchronization |  | OPERATING | OPERATING | E213 | SRD0-1E0 | F40605007 |  | SRD0
PMN-H03MKC10GW002-Q12 | Rectifier B - Fan Supply |  | OPERATING | OPERATING | E213 | SRD0-1E0 | F40605007 |  | SRD0
PMN-H03MKC10GW002-Q13 | Rectifier B - Binary Input |  | OPERATING | OPERATING | E213 | SRD0-1E0 | F40605007 |  | SRD0
PMN-H03MKC10GW002-Q14 | Rectifier B - Binary Output |  | OPERATING | OPERATING | E213 | SRD0-1E0 | F40605007 |  | SRD0
PMN-H03MKC10GW002-Q15 | Rectifier A, B - Supply from PPT Outlet |  | OPERATING | OPERATING | E213 | SRD0-1E0 | F40605007 |  | SRD0
PMN-H03MKC10GW002-Q16 | 1WIRE Connections |  | OPERATING | OPERATING | E213 | SRD0-1E0 | F40605007 |  | SRD0
PMN-H03MKC10GW002-Q17 | Cabinet Lighting |  | OPERATING | OPERATING | E213 | SRD0-1E0 | F40605007 |  | SRD0
PMN-H03MKC10GW002-Q18 | Fiber Optic Link |  | OPERATING | OPERATING | E213 | SRD0-1E0 | F40605007 |  | SRD0
PMN-H03MKC10GW003 | Field Breaker Cabinet (+EC3) |  | OPERATING | OPERATING | E213 | SRD0-1E0 | F40605007 |  | SRD0
PMN-H03MKC10GW003-Q01 | Collecter Ring |  | OPERATING | OPERATING | E213 | SRD0-1E0 | F40605007 |  | SRD0
PMN-H03MKC10GW003-Q02 | Carbon Brush Set |  | OPERATING | OPERATING | E213 | SRD0-1E0 | F40605007 |  | SRD0
PMN-H03MKC10GW003-Q03 | DC Power Curcuits |  | OPERATING | OPERATING | E213 | SRD0-1E0 | F40605007 |  | SRD0
PMN-H03MKC10GW003-Q04 | Field Breaker Control |  | OPERATING | OPERATING | E213 | SRD0-1E0 | F40605007 |  | SRD0
PMN-H03MKC10GW003-Q05 | Field Breaker Contracts |  | OPERATING | OPERATING | E213 | SRD0-1E0 | F40605007 |  | SRD0
PMN-H03MKC10GW003-Q06 | Field Flashing |  | OPERATING | OPERATING | E213 | SRD0-1E0 | F40605007 |  | SRD0
PMN-H03MKC10GW003-Q07 | Crowbar |  | OPERATING | OPERATING | E213 | SRD0-1E0 | F40605007 |  | SRD0
PMN-H03MKC10GW003-Q08 | Transducer Measurement |  | OPERATING | OPERATING | E213 | SRD0-1E0 | F40605007 |  | SRD0
PMN-H03MKC10GW003-Q09 | Cabinet Lighting |  | OPERATING | OPERATING | E213 | SRD0-1E0 | F40605007 |  | SRD0
PMN-H03MKC20 | DS Excitation Transf. Cubicle (=3+MV3) |  | OPERATING | OPERATING | E213 | SRD0-1E0 | F40605007 |  | SRD0
PMN-H03MKC20GS001 | DS Excitation Transf. Cubicle (=3+MV3) |  | OPERATING | OPERATING | E213 | SRD0-1E0 | F40605007 |  | SRD0
PMN-H03MKC20GS001-F01 | DS. Excite Transformer -Q1 (630A) |  | OPERATING | OPERATING | E213 | SRD0-1E0 | F40605007 |  | SRD0
PMN-H03MKC20GS001-F02 | Ground DS. Excitation -Q15 |  | OPERATING | OPERATING | E213 | SRD0-1E0 | F40605007 |  | SRD0
PMN-H03MKC20GS001-F03 | Fuse Excite Transformer |  | OPERATING | OPERATING | E213 | SRD0-1E0 | F40605007 |  | SRD0
PMN-H03MKC30 | Excitation Transformer Cubicle (=3+ET) |  | OPERATING | OPERATING | E213 | SRD0-1E0 | F40605007 |  | SRD0
PMN-H03MKC30GT001 | Excitation Transformer Cubicle (=3+ET) |  | OPERATING | OPERATING | E213 | SRD0-1E0 | F40605007 |  | SRD0
PMN-H03MKC30GT001-F01 | Excitation Transformer |  | OPERATING | OPERATING | E213 | SRD0-1E0 | F40605007 |  | SRD0
PMN-H03MKD | Generator Bearing |  | OPERATING | OPERATING | E213 | SRD0-1M0 | F40605007 |  | SRD0
PMN-H03MKD10 | Gen Main Thrust Bearing Set |  | OPERATING | OPERATING | E213 | SRD0-1E0 | F40605007 |  | SRD0
PMN-H03MKD10CT001 | Temp. Main Thrust Brg. Pad Set |  | OPERATING | OPERATING | E213 | SRD0-1E0 | F40605007 |  | SRD0
PMN-H03MKD10CT001-P01 | Temp. Main Thrust Brg. Pad TB-B01 |  | OPERATING | OPERATING | E213 | SRD0-1E0 | F40605007 |  | SRD0
PMN-H03MKD10CT001-P02 | Temp. Main Thrust Brg. Pad TB-B02 |  | OPERATING | OPERATING | E213 | SRD0-1E0 | F40605007 |  | SRD0
PMN-H03MKD10CT001-P03 | Temp. Main Thrust Brg. Pad TB-B03 |  | OPERATING | OPERATING | E213 | SRD0-1E0 | F40605007 |  | SRD0
PMN-H03MKD10CT001-P04 | Temp. Main Thrust Brg. Pad TB-S101 |  | OPERATING | OPERATING | E213 | SRD0-1E0 | F40605007 |  | SRD0
PMN-H03MKD10CT001-P05 | Temp. Main Thrust Brg. Pad TB-S102 |  | OPERATING | OPERATING | E213 | SRD0-1E0 | F40605007 |  | SRD0
PMN-H03MKD10HD001 | Main Thrust Bearng Pad Set |  | OPERATING | OPERATING | E213 | SRD0-1E0 | F40605007 |  | SRD0
PMN-H03MKD10HD001MK01 | Main Thrust Bearng Pad No.01 (Upper) |  | OPERATING | OPERATING | E213 | SRD0-1E0 | F40605007 |  | SRD0
PMN-H03MKD10HD001MK02 | Main Thrust Bearng Pad No.02 (Lower) |  | OPERATING | OPERATING | E213 | SRD0-1E0 | F40605007 |  | SRD0
PMN-H03MKD10HD002 | Thrust Bearing Set |  | OPERATING | OPERATING | E213 | SRD0-1M0 | F40605007 |  | SRD0
PMN-H03MKD10HD002MK01 | Thrust Bearing No.01 |  | OPERATING | OPERATING | E213 | SRD0-1M0 | F40605007 |  | SRD0
PMN-H03MKD10HD002MK02 | Thrust Bearing No.02 |  | OPERATING | OPERATING | E213 | SRD0-1M0 | F40605007 |  | SRD0
PMN-H03MKD10HD002MK03 | Thrust Bearing No.03 |  | OPERATING | OPERATING | E213 | SRD0-1M0 | F40605007 |  | SRD0
PMN-H03MKD10HD002MK04 | Thrust Bearing No.04 |  | OPERATING | OPERATING | E213 | SRD0-1M0 | F40605007 |  | SRD0
PMN-H03MKD10HD002MK05 | Thrust Bearing No.05 |  | OPERATING | OPERATING | E213 | SRD0-1M0 | F40605007 |  | SRD0
PMN-H03MKD10HD002MK06 | Thrust Bearing No.06 |  | OPERATING | OPERATING | E213 | SRD0-1M0 | F40605007 |  | SRD0
PMN-H03MKD10HD002MK07 | Thrust Bearing No.07 |  | OPERATING | OPERATING | E213 | SRD0-1M0 | F40605007 |  | SRD0
PMN-H03MKD10HD002MK08 | Thrust Bearing No.08 |  | OPERATING | OPERATING | E213 | SRD0-1M0 | F40605007 |  | SRD0
PMN-H03MKD10HD002MK09 | Thrust Bearing No.09 |  | OPERATING | OPERATING | E213 | SRD0-1M0 | F40605007 |  | SRD0
PMN-H03MKD10HD002MK10 | Thrust Bearing No.10 |  | OPERATING | OPERATING | E213 | SRD0-1M0 | F40605007 |  | SRD0
PMN-H03MKD10HD002MK11 | Thrust Bearing No.11 |  | OPERATING | OPERATING | E213 | SRD0-1M0 | F40605007 |  | SRD0
PMN-H03MKD10HD002MK12 | Thrust Bearing No.12 |  | OPERATING | OPERATING | E213 | SRD0-1M0 | F40605007 |  | SRD0
PMN-H03MKD10HD002MK13 | Thrust Bearing No.13 |  | OPERATING | OPERATING | E213 | SRD0-1M0 | F40605007 |  | SRD0
PMN-H03MKD10HD002MK14 | Thrust Bearing No.14 |  | OPERATING | OPERATING | E213 | SRD0-1M0 | F40605007 |  | SRD0
PMN-H03MKD10HD002MK15 | Thrust Bearing No.15 |  | OPERATING | OPERATING | E213 | SRD0-1M0 | F40605007 |  | SRD0
PMN-H03MKD10HD002MK16 | Thrust Bearing No.16 |  | OPERATING | OPERATING | E213 | SRD0-1M0 | F40605007 |  | SRD0
PMN-H03MKD20 | Counter Thrust Bearing Shell Set |  | OPERATING | OPERATING | E213 | SRD0-1E0 | F40605007 |  | SRD0
PMN-H03MKD20CT001 | Temp. Counter Thrust Brg. Pad Set |  | OPERATING | OPERATING | E213 | SRD0-1E0 | F40605007 |  | SRD0
PMN-H03MKD20CT001-P01 | Temp. Counter Thrust Brg. Pad TB-04 |  | OPERATING | OPERATING | E213 | SRD0-1E0 | F40605007 |  | SRD0
PMN-H03MKD20CT001-P02 | Temp. Counter Thrust Brg. Pad TB-05 |  | OPERATING | OPERATING | E213 | SRD0-1E0 | F40605007 |  | SRD0
PMN-H03MKD20CT001-P03 | Temp. Counter Thrust Brg. Pad TB-06 |  | OPERATING | OPERATING | E213 | SRD0-1E0 | F40605007 |  | SRD0
PMN-H03MKD20CT001-P04 | Temp. Counter Thrust Brg. Pad TB-S111 |  | OPERATING | OPERATING | E213 | SRD0-1E0 | F40605007 |  | SRD0
PMN-H03MKD20CT001-P05 | Temp. Counter Thrust Brg. Pad TB-S112 |  | OPERATING | OPERATING | E213 | SRD0-1E0 | F40605007 |  | SRD0
PMN-H03MKD20HD001 | Counter Thrust Bearing Set |  | OPERATING | OPERATING | E213 | SRD0-1M0 | F40605007 |  | SRD0
PMN-H03MKD20HD001MK01 | Counter Thrust Bearing No.01 (Upper) |  | OPERATING | OPERATING | E213 | SRD0-1M0 | F40605007 |  | SRD0
PMN-H03MKD20HD001MK02 | Counter Thrust Bearing No.02 (Lower) |  | OPERATING | OPERATING | E213 | SRD0-1M0 | F40605007 |  | SRD0
PMN-H03MKD30 | Cover for Counter Thrust Brg. Ring Set |  | OPERATING | OPERATING | E213 | SRD0-1M0 | F40605007 |  | SRD0
PMN-H03MKD30AB001 | Counter Thrust Bearing Ring Set |  | OPERATING | OPERATING | E213 | SRD0-1M0 | F40605007 |  | SRD0
PMN-H03MKD30AB001MK01 | Counter Thrust Bearing Ring No.1(Upper) |  | OPERATING | OPERATING | E213 | SRD0-1M0 | F40605007 |  | SRD0
PMN-H03MKD30AB001MK02 | Counter Thrust Bearing Ring No.2(Lower) |  | OPERATING | OPERATING | E213 | SRD0-1M0 | F40605007 |  | SRD0
PMN-H03MKD40 | Gen Guide Bearing Shell Set |  | OPERATING | OPERATING | E213 | SRD0-1E0 | F40605007 |  | SRD0
PMN-H03MKD40CT001 | Temp. Gen. Brg. Shell Set |  | OPERATING | OPERATING | E213 | SRD0-1E0 | F40605007 |  | SRD0
PMN-H03MKD40CT001-P01 | Temp. Gen. Brg. Shell TB-07 |  | OPERATING | OPERATING | E213 | SRD0-1E0 | F40605007 |  | SRD0
PMN-H03MKD40CT001-P02 | Temp. Gen. Brg. Shell TB-08 |  | OPERATING | OPERATING | E213 | SRD0-1E0 | F40605007 |  | SRD0
PMN-H03MKD40CT001-P03 | Temp. Gen. Brg. Shell TB-S121 |  | OPERATING | OPERATING | E213 | SRD0-1E0 | F40605007 |  | SRD0
PMN-H03MKD40CT001-P04 | Temp. Gen. Brg. Shell TB-S122 |  | OPERATING | OPERATING | E213 | SRD0-1E0 | F40605007 |  | SRD0
PMN-H03MKD40HD001 | Guide Bearing Set |  | OPERATING | OPERATING | E213 | SRD0-1M0 | F40605007 |  | SRD0
PMN-H03MKD40HD001MK01 | Guide Bearing No.01 (Upper) |  | OPERATING | OPERATING | E213 | SRD0-1M0 | F40605007 |  | SRD0
PMN-H03MKD40HD001MK02 | Guide Bearing No.02 (Lower) |  | OPERATING | OPERATING | E213 | SRD0-1M0 | F40605007 |  | SRD0
PMN-H03MKD50 | Bearing Body Set |  | OPERATING | OPERATING | E213 | SRD0-1M0 | F40605007 |  | SRD0
PMN-H03MKD50HD001 | Guide Bearing Set |  | OPERATING | OPERATING | E213 | SRD0-1M0 | F40605007 |  | SRD0
PMN-H03MKD50HD001MK01 | Bearing Body No.01(Upper) |  | OPERATING | OPERATING | E213 | SRD0-1M0 | F40605007 |  | SRD0
PMN-H03MKD50HD001MK02 | Bearing Body No.02 (Lower) |  | OPERATING | OPERATING | E213 | SRD0-1M0 | F40605007 |  | SRD0
PMN-H03MKD60 | Bearing Cover Upstream Set |  | OPERATING | OPERATING | E213 | SRD0-1M0 | F40605007 |  | SRD0
PMN-H03MKD60AB001 | Bearing Cover Upstream Set |  | OPERATING | OPERATING | E213 | SRD0-1M0 | F40605007 |  | SRD0
PMN-H03MKD60AB001MK01 | Bearing Cover Upstream No.1 (Upper) |  | OPERATING | OPERATING | E213 | SRD0-1M0 | F40605007 |  | SRD0
PMN-H03MKD60AB001MK02 | Bearing Cover Upstream No.2 (Lower) |  | OPERATING | OPERATING | E213 | SRD0-1M0 | F40605007 |  | SRD0
PMN-H03MKD70 | Bearing Cover Downstream Set |  | OPERATING | OPERATING | E213 | SRD0-1M0 | F40605007 |  | SRD0
PMN-H03MKD70AB001 | Bearing Cover Downstream Set |  | OPERATING | OPERATING | E213 | SRD0-1M0 | F40605007 |  | SRD0
PMN-H03MKD70AB001MK01 | Bearing Cover Downstream No.1 (Upper) |  | OPERATING | OPERATING | E213 | SRD0-1M0 | F40605007 |  | SRD0
PMN-H03MKD70AB001MK02 | Bearing Cover Downstream No.2 (Lower) |  | OPERATING | OPERATING | E213 | SRD0-1M0 | F40605007 |  | SRD0
PMN-H03MKD70BR001 | High Pressure Oil Piping Inside Bearing |  | OPERATING | OPERATING | E213 | SRD0-1M0 | F40605007 |  | SRD0
PMN-H03MKD70BR001MR01 | Oil Nozzle Ring |  | OPERATING | OPERATING | E213 | SRD0-1M0 | F40605007 |  | SRD0
PMN-H03MKD70BR002 | Bearing Oil Piping Outside |  | OPERATING | OPERATING | E213 | SRD0-1M0 | F40605007 |  | SRD0
PMN-H03MKD70HA001 | Bearing Supporting Shield |  | OPERATING | OPERATING | E213 | SRD0-1M0 | F40605007 |  | SRD0
PMN-H03P | Cooling Water Systems |  | OPERATING | OPERATING | E213 | SRD0-1M0 | F40605007 |  | SRD0
PMN-H03PC | Service Water Cooling System |  | OPERATING | OPERATING | E213 | SRD0-1M0 | F40605007 |  | SRD0
PMN-H03PCD | Open Loop Cooling System |  | OPERATING | OPERATING | E213 | SRD0-1M0 | F40605007 |  | SRD0
PMN-H03PCD10 | Water Supply - Governor Oil Cooling U3 |  | OPERATING | OPERATING | E213 | SRD0-1M0 | F40605007 |  | SRD0
PMN-H03PCD10AA001 | Valve for Water Supply - Governor Oil Cooling U3 |  | OPERATING | OPERATING | E213 | SRD0-1M0 | F40605007 |  | SRD0
PMN-H03PCD10AA001KA01 | Solenoid Valve 3/3 -Y33 |  | OPERATING | OPERATING | E213 | SRD0-1M0 | F40605007 |  | SRD0
PMN-H03PCD10AA002KA02 | Isolating Valve 2903 |  | OPERATING | OPERATING | E213 | SRD0-1M0 | F40605007 |  | SRD0
PMN-H03PCD10AA003KA03 | Isolating Valve 2904 |  | OPERATING | OPERATING | E213 | SRD0-1M0 | F40605007 |  | SRD0
PMN-H03PCD10AA004KA04 | Solenoid Valve -S34 |  | OPERATING | OPERATING | E213 | SRD0-1M0 | F40605007 |  | SRD0
PMN-H03PCD10BR001 | Pipe Line |  | OPERATING | OPERATING | E213 | SRD0-1M0 | F40605007 |  | SRD0
PMN-H03PCD10CT001 | Temp. Indicator |  | OPERATING | OPERATING | E213 | SRD0-1E0 | F40605007 |  | SRD0
PMN-H03PCD10CT001-P01 | Temp. Indicator 2906 |  | OPERATING | OPERATING | E213 | SRD0-1E0 | F40605007 |  | SRD0
PMN-H03PCD10CT001-P02 | Temp. Indicator 2907 |  | OPERATING | OPERATING | E213 | SRD0-1E0 | F40605007 |  | SRD0
PMN-H03PCD20 | Water Supply to Main Transformer KG3A |  | OPERATING | OPERATING | E213 | SRD0-1M0 | F40605007 |  | SRD0
PMN-H03PCD20AA001 | Isolating Valve ( 4385) |  | OPERATING | OPERATING | E213 | SRD0-1M0 | F40605007 |  | SRD0
PMN-H03PCD20AA002 | Motor Operated Valve (4381) |  | OPERATING | OPERATING | E213 | SRD0-1M0 | F40605007 |  | SRD0
PMN-H03PCD20AA002-S01 | Position Sw.- Valve. In Open (WS-S11.1) |  | OPERATING | OPERATING | E213 | SRD0-1M0 | F40605007 |  | SRD0
PMN-H03PCD20AA002-S02 | Position Sw.- Valve In Closed (WS-S11.2) |  | OPERATING | OPERATING | E213 | SRD0-1M0 | F40605007 |  | SRD0
PMN-H03PCD20BR001 | Pipe Line |  | OPERATING | OPERATING | E213 | SRD0-1M0 | F40605007 |  | SRD0
PMN-H03PCD20CL001 | Internal Water Cooler |  | OPERATING | OPERATING | E213 | SRD0-1M0 | F40605007 |  | SRD0
PMN-H03PCD20CT001 | Flow Relay |  | OPERATING | OPERATING | E213 | SRD0-1E0 | F40605007 |  | SRD0
PMN-H03PG | Close Cooling Water Systems |  | OPERATING | OPERATING | E213 | SRD0-1M0 | F40605007 |  | SRD0
PMN-H03PGA | Close Cooling Water System |  | OPERATING | OPERATING | E213 | SRD0-1M0 | F40605007 |  | SRD0
PMN-H03PGA10 | Close Cooling Water System |  | OPERATING | OPERATING | E213 | SRD0-1M0 | F40605007 |  | SRD0
PMN-H03PGA10AA001 | Valve for Close Cooling Water System |  | OPERATING | OPERATING | E213 | SRD0-1M0 | F40605007 |  | SRD0
PMN-H03PGA10AA001KA01 | Cooler Shut off Ball Valve ( DN 65 ) |  | OPERATING | OPERATING | E213 | SRD0-1M0 | F40605007 |  | SRD0
PMN-H03PGA10AA001KA02 | Vent & Drainage Valve (DN 15 )( R1/2 ) |  | OPERATING | OPERATING | E213 | SRD0-1M0 | F40605007 |  | SRD0
PMN-H03PGA10AA001KA03 | Shut off Ball Valve ( DN 50 ) |  | OPERATING | OPERATING | E213 | SRD0-1M0 | F40605007 |  | SRD0
PMN-H03PGA10AA001KA04 | Automatic Vent Valve (DN10) ( R3/8 ) |  | OPERATING | OPERATING | E213 | SRD0-1M0 | F40605007 |  | SRD0
PMN-H03PGA10AA001KA05 | Cooling Water Regulating Valve (DN50) |  | OPERATING | OPERATING | E213 | SRD0-1M0 | F40605007 |  | SRD0
PMN-H03PGA10AA001KA06 | Filling Valve ( DN 50 ) ( R2 ) |  | OPERATING | OPERATING | E213 | SRD0-1M0 | F40605007 |  | SRD0
PMN-H03PGA10AA001KA07 | Shut off Batterfly Valve ( DN 125 ) |  | OPERATING | OPERATING | E213 | SRD0-1M0 | F40605007 |  | SRD0
PMN-H03PGA10AA001KA08 | Check Valve ( DN 125 ) |  | OPERATING | OPERATING | E213 | SRD0-1M0 | F40605007 |  | SRD0
PMN-H03PGA10AA001KA09 | Safety Valve ( DN 15 ) ( R1/2 ) |  | OPERATING | OPERATING | E213 | SRD0-1M0 | F40605007 |  | SRD0
PMN-H03PGA10AA001KA10 | Shut off Ball Valve ( DN 20 ) ( R3/4 ) |  | OPERATING | OPERATING | E213 | SRD0-1M0 | F40605007 |  | SRD0
PMN-H03PGA10AA001KA11 | Check Valve ( DN 20 ) ( R3/4 ) |  | OPERATING | OPERATING | E213 | SRD0-1M0 | F40605007 |  | SRD0
PMN-H03PGA10AA001KA12 | Service Unit Valve ( DN 20 ) ( R3/4 ) |  | OPERATING | OPERATING | E213 | SRD0-1M0 | F40605007 |  | SRD0
PMN-H03PGA10AA001KA13 | Nitrogen Valve ( Vg8) |  | OPERATING | OPERATING | E213 | SRD0-1M0 | F40605007 |  | SRD0
PMN-H03PGA10AA001KA14 | Shut off Ball Valve ( DN 15 ) ( R1/2 ) |  | OPERATING | OPERATING | E213 | SRD0-1M0 | F40605007 |  | SRD0
PMN-H03PGA10AC001 | Water-Water Cooler |  | OPERATING | OPERATING | E213 | SRD0-1M0 | F40605007 |  | SRD0
PMN-H03PGA10AC001KC01 | Water-Water Cooler Generator ( DN 150 ) |  | OPERATING | OPERATING | E213 | SRD0-1M0 | F40605007 |  | SRD0
PMN-H03PGA10AC001KC02 | Water - Water Cooler Bearing ( DN 150 ) |  | OPERATING | OPERATING | E213 | SRD0-1M0 | F40605007 |  | SRD0
PMN-H03PGA10AC002 | Air - Water Cooler ( DN 65 ) |  | OPERATING | OPERATING | E213 | SRD0-1M0 | F40605007 |  | SRD0
PMN-H03PGA10AC003 | Oil Cooler ( DN 80 ) |  | OPERATING | OPERATING | E213 | SRD0-1M0 | F40605007 |  | SRD0
PMN-H03PGA10AP001 | Cooling Water Pump Generator No.1 |  | OPERATING | OPERATING | E213 | SRD0-1E0 | F40605007 |  | SRD0
PMN-H03PGA10AP001-M01 | Motor CW-M011 |  | OPERATING | OPERATING | E213 | SRD0-1E0 | F40605007 |  | SRD0
PMN-H03PGA10AP001KP01 | Pump |  | OPERATING | OPERATING | E213 | SRD0-1E0 | F40605007 |  | SRD0
PMN-H03PGA10AP001MK01 | Coupling |  | OPERATING | OPERATING | E213 | SRD0-1M0 | F40605007 |  | SRD0
PMN-H03PGA10AP002 | Cooling Water Pump Generator No.2 |  | OPERATING | OPERATING | E213 | SRD0-1E0 | F40605007 |  | SRD0
PMN-H03PGA10AP002-M01 | Motor CW-M012 |  | OPERATING | OPERATING | E213 | SRD0-1E0 | F40605007 |  | SRD0
PMN-H03PGA10AP002KP01 | Pump |  | OPERATING | OPERATING | E213 | SRD0-1E0 | F40605007 |  | SRD0
PMN-H03PGA10AP002MK01 | Coupling |  | OPERATING | OPERATING | E213 | SRD0-1M0 | F40605007 |  | SRD0
PMN-H03PGA10AP003 | Cooling Water Pump Bearing No.1 |  | OPERATING | OPERATING | E213 | SRD0-1E0 | F40605007 |  | SRD0
PMN-H03PGA10AP003-M01 | Motor CW-M021 |  | OPERATING | OPERATING | E213 | SRD0-1E0 | F40605007 |  | SRD0
PMN-H03PGA10AP003KP01 | Pump |  | OPERATING | OPERATING | E213 | SRD0-1E0 | F40605007 |  | SRD0
PMN-H03PGA10AP003MK01 | Coupling |  | OPERATING | OPERATING | E213 | SRD0-1M0 | F40605007 |  | SRD0
PMN-H03PGA10AP004 | Cooling Water Pump Bearing No.2 |  | OPERATING | OPERATING | E213 | SRD0-1E0 | F40605007 |  | SRD0
PMN-H03PGA10AP004-M01 | Motor CW-M022 |  | OPERATING | OPERATING | E213 | SRD0-1E0 | F40605007 |  | SRD0
PMN-H03PGA10AP004KP01 | Pump |  | OPERATING | OPERATING | E213 | SRD0-1E0 | F40605007 |  | SRD0
PMN-H03PGA10AP004MK01 | Coupling |  | OPERATING | OPERATING | E213 | SRD0-1M0 | F40605007 |  | SRD0
PMN-H03PGA10BB001 | Expansion Tank ( DN 20 ) ( R3/4 ) |  | OPERATING | OPERATING | E213 | SRD0-1M0 | F40605007 |  | SRD0
PMN-H03PGA10BR001 | Piping |  | OPERATING | OPERATING | E213 | SRD0-1M0 | F40605007 |  | SRD0
PMN-H03PGA10CP001 | Pressure Measurment for Close Cooling Water |  | OPERATING | OPERATING | E213 | SRD0-1E0 | F40605007 |  | SRD0
PMN-H03PGA10CP001-P01 | Press. Gauge Shut off ( DN 15 ) ( G1/2 ) |  | OPERATING | OPERATING | E213 | SRD0-1E0 | F40605007 |  | SRD0
PMN-H03PGA10CP001-P02 | Pressure Gauge ( DN 15 ) ( R1/2 ) |  | OPERATING | OPERATING | E213 | SRD0-1E0 | F40605007 |  | SRD0
PMN-H03PGA10CP001-P03 | Pressure Switch CW-S01 |  | OPERATING | OPERATING | E213 | SRD0-1E0 | F40605007 |  | SRD0
PMN-H03PGA10CP001-P04 | Pressure Switch CW-S02 |  | OPERATING | OPERATING | E213 | SRD0-1E0 | F40605007 |  | SRD0
PMN-H03Q | Auxiliary Systems |  | OPERATING | OPERATING | E213 | SRD0-1M0 | F40605007 |  | SRD0
PMN-H03QE | Compressed Air System |  | OPERATING | OPERATING | E213 | SRD0-1M0 | F40605007 |  | SRD0
PMN-H03QEB | Compressed Air Distribution System |  | OPERATING | OPERATING | E213 | SRD0-1M0 | F40605007 |  | SRD0
PMN-H03QEB10 | Air Pressure Tank ( =3 +BR) |  | OPERATING | OPERATING | E213 | SRD0-1M0 | F40605007 |  | SRD0
PMN-H03QEB10AA001 | Valve for Air Pressure Tank |  | OPERATING | OPERATING | E213 | SRD0-1M0 | F40605007 |  | SRD0
PMN-H03QEB10AA001KA01 | Safety Relief Valve (3651) |  | OPERATING | OPERATING | E213 | SRD0-1M0 | F40605007 |  | SRD0
PMN-H03QEB10AA001KA02 | Isolating Valve (3553) |  | OPERATING | OPERATING | E213 | SRD0-1M0 | F40605007 |  | SRD0
PMN-H03QEB10AA001KA03 | Isolating Valve (3554) |  | OPERATING | OPERATING | E213 | SRD0-1M0 | F40605007 |  | SRD0
PMN-H03QEB10AA001KA04 | Drain Valve (3556) |  | OPERATING | OPERATING | E213 | SRD0-1M0 | F40605007 |  | SRD0
PMN-H03QEB10AA001KA05 | Check Valve (3557) |  | OPERATING | OPERATING | E213 | SRD0-1M0 | F40605007 |  | SRD0
PMN-H03QEB10AA001KA06 | Isolating Valve-Low Air Brake (3555) |  | OPERATING | OPERATING | E213 | SRD0-1M0 | F40605007 |  | SRD0
PMN-H03QEB10BB001 | Air Pressure Tank (365) |  | OPERATING | OPERATING | E213 | SRD0-1M0 | F40605007 |  | SRD0
PMN-H03QEB10BR001 | Pipe Line |  | OPERATING | OPERATING | E213 | SRD0-1M0 | F40605007 |  | SRD0
PMN-H03QEB10CT001 | Manometer (3552) |  | OPERATING | OPERATING | E213 | SRD0-1E0 | F40605007 |  | SRD0
PMN-H03QEB20 | Maintanance Seal Unit 3 |  | OPERATING | OPERATING | E213 | SRD0-1M0 | F40605007 |  | SRD0
PMN-H03QEB20AA001 | Valve for Maintanance Seal |  | OPERATING | OPERATING | E213 | SRD0-1M0 | F40605007 |  | SRD0
PMN-H03QEB20AA001KA01 | Reducing Valve |  | OPERATING | OPERATING | E213 | SRD0-1M0 | F40605007 |  | SRD0
PMN-H03QEB20AA001KA02 | Isolating Valve |  | OPERATING | OPERATING | E213 | SRD0-1M0 | F40605007 |  | SRD0
PMN-H03QEB20AA001KA03 | Isolating Valve |  | OPERATING | OPERATING | E213 | SRD0-1M0 | F40605007 |  | SRD0
PMN-H03QEB20BR001 | Pipe Line |  | OPERATING | OPERATING | E213 | SRD0-1M0 | F40605007 |  | SRD0
PMN-H03QEB20CP001 | Pressure Guage |  | OPERATING | OPERATING | E213 | SRD0-1E0 | F40605007 |  | SRD0
PMN-H03QEB30 | Air Supply te Brake Jack (Low) |  | OPERATING | OPERATING | E213 | SRD0-1M0 | F40605007 |  | SRD0
PMN-H03QEB30AA001 | Valve for Air Supply te Brake Jack (Low) |  | OPERATING | OPERATING | E213 | SRD0-1M0 | F40605007 |  | SRD0
PMN-H03QEB30AA001KA01 | Safety Valve |  | OPERATING | OPERATING | E213 | SRD0-1M0 | F40605007 |  | SRD0
PMN-H03QEB30AA001KA02 | Check Valve |  | OPERATING | OPERATING | E213 | SRD0-1M0 | F40605007 |  | SRD0
PMN-H03QEB30AA001KA03 | Solenoid Valve 3/2 (BRY-01) |  | OPERATING | OPERATING | E213 | SRD0-1M0 | F40605007 |  | SRD0
PMN-H03QEB30AA001KA04 | Isolating Valve |  | OPERATING | OPERATING | E213 | SRD0-1M0 | F40605007 |  | SRD0
PMN-H03QEB30AT001 | Fillter |  | OPERATING | OPERATING | E213 | SRD0-1M0 | F40605007 |  | SRD0
PMN-H03QEB30BR001 | Pipe Line |  | OPERATING | OPERATING | E213 | SRD0-1M0 | F40605007 |  | SRD0
PMN-H03QEB30CP001 | Pressure Measurment for Air Supply te Brake Jack |  | OPERATING | OPERATING | E213 | SRD0-1M0 | F40605007 |  | SRD0
PMN-H03QEB30CP001-P01 | Pressure Switch (BR-S01) |  | OPERATING | OPERATING | E213 | SRD0-1E0 | F40605007 |  | SRD0
PMN-H03QEB30CP001-P02 | Pressure Guage |  | OPERATING | OPERATING | E213 | SRD0-1E0 | F40605007 |  | SRD0
PMN-H03QEB40 | Air Supply te Brake Jack (High) |  | OPERATING | OPERATING | E213 | SRD0-1M0 | F40605007 |  | SRD0
PMN-H03QEB40AA001 | Valve for Air Supply te Brake Jack (High) |  | OPERATING | OPERATING | E213 | SRD0-1M0 | F40605007 |  | SRD0
PMN-H03QEB40AA001KA01 | Isolating Valve |  | OPERATING | OPERATING | E213 | SRD0-1M0 | F40605007 |  | SRD0
PMN-H03QEB40AA001KA02 | Reducing Valve |  | OPERATING | OPERATING | E213 | SRD0-1M0 | F40605007 |  | SRD0
PMN-H03QEB40AA001KA03 | Solenoid Valve 3/2 (BRY-02) |  | OPERATING | OPERATING | E213 | SRD0-1M0 | F40605007 |  | SRD0
PMN-H03QEB40BR001 | Pipe Line |  | OPERATING | OPERATING | E213 | SRD0-1M0 | F40605007 |  | SRD0
PMN-H03QEB40CP001 | Pressure Switch (BR-S02) |  | OPERATING | OPERATING | E213 | SRD0-1E0 | F40605007 |  | SRD0
PMN-H03QEB50 | Automatic Air Supply System Unit 3 |  | OPERATING | OPERATING | E213 | SRD0-1E0 | F40605007 |  | SRD0
PMN-H03QEB50AA001 | Valve for Automatic Air Supply System Unit3 |  | OPERATING | OPERATING | E213 | SRD0-1M0 | F40605007 |  | SRD0
PMN-H03QEB50AA001KA01 | Shut off Valve (2402) |  | OPERATING | OPERATING | E213 | SRD0-1M0 | F40605007 |  | SRD0
PMN-H03QEB50AA001KA02 | Shut off Valve (2403) |  | OPERATING | OPERATING | E213 | SRD0-1M0 | F40605007 |  | SRD0
PMN-H03QEB50AA001KA03 | Check Valve (2404) |  | OPERATING | OPERATING | E213 | SRD0-1M0 | F40605007 |  | SRD0
PMN-H03QEB50AA001KA04 | Solenoid Valve Auto. Air Supply 2/2 -Y11 |  | OPERATING | OPERATING | E213 | SRD0-1M0 | F40605007 |  | SRD0
PMN-H03QEB50AA001KA05 | Shut off Valve for Manual Air Supply(2405) |  | OPERATING | OPERATING | E213 | SRD0-1M0 | F40605007 |  | SRD0
PMN-H03QEB50AA001KA06 | Shut off Valve Manual Air Drainage(2406) |  | OPERATING | OPERATING | E213 | SRD0-1M0 | F40605007 |  | SRD0
PMN-H03S | Ancillary Systems |  | OPERATING | OPERATING | E213 | SRD0-1M0 | F40605007 |  | SRD0
PMN-H03SG | Stationary Fire Protection System |  | OPERATING | OPERATING | E213 | SRD0-1M0 | F40605007 |  | SRD0
PMN-H03SGC | Spray deluge System |  | OPERATING | OPERATING | E213 | SRD0-1M0 | F40605007 |  | SRD0
PMN-H03SGC10 | Deluge Valve Station for KG3A |  | OPERATING | OPERATING | E213 | SRD0-1M0 | F40605007 |  | SRD0
PMN-H03SGC10AA001 | Valve for Deluge Valve Station for KG3A |  | OPERATING | OPERATING | E213 | SRD0-1M0 | F40605007 |  | SRD0
PMN-H03SGC10AA001KA01 | Main Stop Valve |  | OPERATING | OPERATING | E213 | SRD0-1M0 | F40605007 |  | SRD0
PMN-H03SGC10AA001KA02 | Stop Valve |  | OPERATING | OPERATING | E213 | SRD0-1M0 | F40605007 |  | SRD0
PMN-H03SGC10AA001KA03 | Hydraulic Remote Control Valve |  | OPERATING | OPERATING | E213 | SRD0-1M0 | F40605007 |  | SRD0
PMN-H03SGC10AA001KA04 | Drain Valve |  | OPERATING | OPERATING | E213 | SRD0-1M0 | F40605007 |  | SRD0
PMN-H03SGC10AA001KA05 | Solenoid Valve |  | OPERATING | OPERATING | E213 | SRD0-1M0 | F40605007 |  | SRD0
PMN-H03SGC10AT001 | Double Filter |  | OPERATING | OPERATING | E213 | SRD0-1M0 | F40605007 |  | SRD0
PMN-H03SGC10BP001 | Thottle Nozzle |  | OPERATING | OPERATING | E213 | SRD0-1E0 | F40605007 |  | SRD0
PMN-H03SGC10BP002 | Extingguishing Nozzle |  | OPERATING | OPERATING | E213 | SRD0-1E0 | F40605007 |  | SRD0
PMN-H03SGC10BR001 | Piping te Ring Nozzle KG3A |  | OPERATING | OPERATING | E213 | SRD0-1M0 | F40605007 |  | SRD0
PMN-H03SGC10CP001 | Pressure Measurment for Deluge Valve Station for KG3A |  | OPERATING | OPERATING | E213 | SRD0-1M0 | F40605007 |  | SRD0
PMN-H03SGC10CP001-P01 | Pressure Switch |  | OPERATING | OPERATING | E213 | SRD0-1E0 | F40605007 |  | SRD0
PMN-H03SGC10CP001-P02 | Pressure Gauge |  | OPERATING | OPERATING | E213 | SRD0-1E0 | F40605007 |  | SRD0
PMN-H03SGC20 | Spray Nozzle for Transformer KG3A |  | OPERATING | OPERATING | E213 | SRD0-1E0 | F40605007 |  | SRD0
PMN-H03SGC20BP001 | Spray Nozzle for Transformer KG3A |  | OPERATING | OPERATING | E213 | SRD0-1E0 | F40605007 |  | SRD0
PMN-H03SGC20BP001-T01 | Upper Ring Nozzle |  | OPERATING | OPERATING | E213 | SRD0-1E0 | F40605007 |  | SRD0
PMN-H03SGC20BP001-T02 | Lower Ring Nozzle |  | OPERATING | OPERATING | E213 | SRD0-1E0 | F40605007 |  | SRD0
PMN-H03SGC20BR001 | Piping |  | OPERATING | OPERATING | E213 | SRD0-1M0 | F40605007 |  | SRD0
PMN-H03SGJ | Co2 Fire - Fighting System |  | OPERATING | OPERATING | E213 | SRD0-1E0 | F40605007 |  | SRD0
PMN-H03SGJ10 | Co2 Fire - Fighting System |  | OPERATING | OPERATING | E213 | SRD0-1E0 | F40605007 |  | SRD0
PMN-H03SGJ10BB001 | Co2 Fire - Fighting |  | OPERATING | OPERATING | E213 | SRD0-1E0 | F40605007 |  | SRD0
PMN-H03SGY | Control & Protection |  | OPERATING | OPERATING | E213 | SRD0-1E0 | F40605007 |  | SRD0
PMN-H03SGY10 | Fire Alarm Control |  | OPERATING | OPERATING | E213 | SRD0-1E0 | F40605007 |  | SRD0
PMN-H03SGY10CH001 | Alarm Pressure Sensor |  | OPERATING | OPERATING | E213 | SRD0-1E0 | F40605007 |  | SRD0
PMN-H03SGY10CP001 | Alarm Pressure Sw. |  | OPERATING | OPERATING | E213 | SRD0-1E0 | F40605007 |  | SRD0
PMN-H03SGY10DR001 | Heat Detecters |  | OPERATING | OPERATING | E213 | SRD0-1E0 | F40605007 |  | SRD0
PMN-H03SGY10DR001-B01 | Heat Detecters MM5-1 3.1 |  | OPERATING | OPERATING | E213 | SRD0-1E0 | F40605007 |  | SRD0
PMN-H03SGY10DR001-B02 | Heat Detecters MM5-1 3.2 |  | OPERATING | OPERATING | E213 | SRD0-1E0 | F40605007 |  | SRD0
PMN-H03SGY10DR001-B03 | Heat Detecters MM5-1 3.3 |  | OPERATING | OPERATING | E213 | SRD0-1E0 | F40605007 |  | SRD0
PMN-H03SGY10DR001-B04 | Heat Detecters MM5-1 3.4 |  | OPERATING | OPERATING | E213 | SRD0-1E0 | F40605007 |  | SRD0
PMN-H03SGY10DR001-B05 | Heat Detecters MM5-1 3.5 |  | OPERATING | OPERATING | E213 | SRD0-1E0 | F40605007 |  | SRD0
PMN-H03SGY10DR001-B06 | Heat Detecters MM5-1 3.6 |  | OPERATING | OPERATING | E213 | SRD0-1E0 | F40605007 |  | SRD0
PMN-H03SGY10DR001-B07 | Heat Detecters MM5-1 3.7 |  | OPERATING | OPERATING | E213 | SRD0-1E0 | F40605007 |  | SRD0
PMN-H03SGY10DR001-B08 | Heat Detecters MM5-1 3.8 |  | OPERATING | OPERATING | E213 | SRD0-1E0 | F40605007 |  | SRD0
PMN-H03SGY10DR001-B09 | Heat Detecters MM5-1 3.9 |  | OPERATING | OPERATING | E213 | SRD0-1E0 | F40605007 |  | SRD0
PMN-H03SGY10DR001-B10 | Heat Detecters MM5-1 3.10 |  | OPERATING | OPERATING | E213 | SRD0-1E0 | F40605007 |  | SRD0
PMN-H03SGY10DR001-B11 | Heat Detecters MM5-1 3.11 |  | OPERATING | OPERATING | E213 | SRD0-1E0 | F40605007 |  | SRD0
PMN-H03SGY10DR001-B12 | Heat Detecters MM5-1 3.12 |  | OPERATING | OPERATING | E213 | SRD0-1E0 | F40605007 |  | SRD0
PMN-H03SGY10DR001-B13 | Heat Detecters MM5-1 3.13 |  | OPERATING | OPERATING | E213 | SRD0-1E0 | F40605007 |  | SRD0
PMN-H04 | ปากมูล-พลังน้ำ หน่วยที่ 4 |  | OPERATING | OPERATING | E214 | SRD0-1G0 | F40605008 |  | SRD0
PMN-H04B | Power Transmission And Aux. Power Supply |  | OPERATING | OPERATING | E214 | SRD0-1E0 | F40605008 |  | SRD0
PMN-H04BA | Power Transmisssion |  | OPERATING | OPERATING | E214 | SRD0-1E0 | F40605008 |  | SRD0
PMN-H04BAA | Generator Leads |  | OPERATING | OPERATING | E214 | SRD0-1E0 | F40605008 |  | SRD0
PMN-H04BAA10 | Dynamic Brake (=4+MV1) |  | OPERATING | OPERATING | E214 | SRD0-1E0 | F40605008 |  | SRD0
PMN-H04BAA10CE001 | PT VW1B2 |  | OPERATING | OPERATING | E214 | SRD0-1E0 | F40605008 |  | SRD0
PMN-H04BAA10CE001-T01 | PT VW1B2 Phase A |  | OPERATING | OPERATING | E214 | SRD0-1E0 | F40605008 |  | SRD0
PMN-H04BAA10CE001-T02 | PT VW1B2 Phase B |  | OPERATING | OPERATING | E214 | SRD0-1E0 | F40605008 |  | SRD0
PMN-H04BAA10CE001-T03 | PT VW1B2 Phase C |  | OPERATING | OPERATING | E214 | SRD0-1E0 | F40605008 |  | SRD0
PMN-H04BAA10CE002 | PT Fuse (-F4 ) |  | OPERATING | OPERATING | E214 | SRD0-1E0 | F40605008 |  | SRD0
PMN-H04BAA10CE002-F01 | PT Fuse (-F4 ) Phase A |  | OPERATING | OPERATING | E214 | SRD0-1E0 | F40605008 |  | SRD0
PMN-H04BAA10CE002-F02 | PT Fuse (-F5) Phase B |  | OPERATING | OPERATING | E214 | SRD0-1E0 | F40605008 |  | SRD0
PMN-H04BAA10CE002-F03 | PT Fuse (-F6) Phase C |  | OPERATING | OPERATING | E214 | SRD0-1E0 | F40605008 |  | SRD0
PMN-H04BAA10GS001 | DS Dynamic Brake 642C |  | OPERATING | OPERATING | E214 | SRD0-1E0 | F40605008 |  | SRD0
PMN-H04BAA20 | Gen. Ground DS. (=4+MV2) |  | OPERATING | OPERATING | E214 | SRD0-1E0 | F40605008 |  | SRD0
PMN-H04BAA20CE001 | CT QW1B1 Gen. Trans. Diff. Rly (87T) |  | OPERATING | OPERATING | E214 | SRD0-1E0 | F40605008 |  | SRD0
PMN-H04BAA20CE001-T01 | CT QW1B1 Gen. Trans. Diff. Rly (87T) A |  | OPERATING | OPERATING | E214 | SRD0-1E0 | F40605008 |  | SRD0
PMN-H04BAA20CE001-T02 | CT QW1B1 Gen. Trans. Diff. Rly (87T) B |  | OPERATING | OPERATING | E214 | SRD0-1E0 | F40605008 |  | SRD0
PMN-H04BAA20CE001-T03 | CT QW1B1 Gen. Trans. Diff. Rly (87T) C |  | OPERATING | OPERATING | E214 | SRD0-1E0 | F40605008 |  | SRD0
PMN-H04BAA20CE002 | CT QW1B1 Gen. Diff. Rly (87G) |  | OPERATING | OPERATING | E214 | SRD0-1E0 | F40605008 |  | SRD0
PMN-H04BAA20CE002-T01 | CT QW1B1 Gen. Diff. Rly (87G) Ph. A |  | OPERATING | OPERATING | E214 | SRD0-1E0 | F40605008 |  | SRD0
PMN-H04BAA20CE002-T02 | CT QW1B1 Gen. Diff. Rly (87G) Ph. B |  | OPERATING | OPERATING | E214 | SRD0-1E0 | F40605008 |  | SRD0
PMN-H04BAA20CE002-T03 | CT QW1B1 Gen. Diff. Rly (87G) Ph. C |  | OPERATING | OPERATING | E214 | SRD0-1E0 | F40605008 |  | SRD0
PMN-H04BAA20CE003 | CT QW1B2 Gen. Over Cur. Rly. (50/51) |  | OPERATING | OPERATING | E214 | SRD0-1E0 | F40605008 |  | SRD0
PMN-H04BAA20CE003-T01 | CT QW1B2 Gen. Over Cur. Rly. (50/51) A |  | OPERATING | OPERATING | E214 | SRD0-1E0 | F40605008 |  | SRD0
PMN-H04BAA20CE003-T02 | CT QW1B2 Gen. Over Cur. Rly. (50/51) B |  | OPERATING | OPERATING | E214 | SRD0-1E0 | F40605008 |  | SRD0
PMN-H04BAA20CE003-T03 | CT QW1B2 Gen. Over Cur. Rly. (50/51) C |  | OPERATING | OPERATING | E214 | SRD0-1E0 | F40605008 |  | SRD0
PMN-H04BAA20CE004 | CT QW1B2 Gen. Metering |  | OPERATING | OPERATING | E214 | SRD0-1E0 | F40605008 |  | SRD0
PMN-H04BAA20CE004-T01 | CT QW1B2 Gen. Metering Phase A |  | OPERATING | OPERATING | E214 | SRD0-1E0 | F40605008 |  | SRD0
PMN-H04BAA20CE004-T02 | CT QW1B2 Gen. Metering Phase B |  | OPERATING | OPERATING | E214 | SRD0-1E0 | F40605008 |  | SRD0
PMN-H04BAA20CE004-T03 | CT QW1B2 Gen. Metering Phase C |  | OPERATING | OPERATING | E214 | SRD0-1E0 | F40605008 |  | SRD0
PMN-H04BAA20GS001 | DS 644GB |  | OPERATING | OPERATING | E214 | SRD0-1E0 | F40605008 |  | SRD0
PMN-H04BAA30 | Gen. Ground DS & Surge Arres.(=4+MV3) |  | OPERATING | OPERATING | E214 | SRD0-1E0 | F40605008 |  | SRD0
PMN-H04BAA30GS001 | DS 644GA |  | OPERATING | OPERATING | E214 | SRD0-1E0 | F40605008 |  | SRD0
PMN-H04BAA30GV002 | Surge Arrester 7.2kV |  | OPERATING | OPERATING | E214 | SRD0-1E0 | F40605008 |  | SRD0
PMN-H04BAA30GV002-F01 | Surge Arrester 7.2kV (-F1) Phase A |  | OPERATING | OPERATING | E214 | SRD0-1E0 | F40605008 |  | SRD0
PMN-H04BAA30GV002-F02 | Surge Arrester 7.2kV (-F2) Phase B |  | OPERATING | OPERATING | E214 | SRD0-1E0 | F40605008 |  | SRD0
PMN-H04BAA30GV002-F03 | Surge Arrester 7.2kV (-F3) Phase C |  | OPERATING | OPERATING | E214 | SRD0-1E0 | F40605008 |  | SRD0
PMN-H04BAA40 | Generator Neutral Grounding (=4+MV4) |  | OPERATING | OPERATING | E214 | SRD0-1E0 | F40605008 |  | SRD0
PMN-H04BAA40CE001 | CT. Gen. Stator Earth 50/51N (-F12) |  | OPERATING | OPERATING | E214 | SRD0-1E0 | F40605008 |  | SRD0
PMN-H04BAA40GH002 | Neutral Grounding |  | OPERATING | OPERATING | E214 | SRD0-1E0 | F40605008 |  | SRD0
PMN-H04BAA40GH002-R01 | Neutral Grounding Resister |  | OPERATING | OPERATING | E214 | SRD0-1E0 | F40605008 |  | SRD0
PMN-H04BAA50 | Generator Star Point (=4+GB) |  | OPERATING | OPERATING | E214 | SRD0-1E0 | F40605008 |  | SRD0
PMN-H04BAA50CE001 | CT Gen. Impedance Rly. 21G |  | OPERATING | OPERATING | E214 | SRD0-1E0 | F40605008 |  | SRD0
PMN-H04BAA50CE001-T01 | CT Gen. Impedance Rly. 21G (-F15) Ph. A |  | OPERATING | OPERATING | E214 | SRD0-1E0 | F40605008 |  | SRD0
PMN-H04BAA50CE001-T02 | CT Gen. Impedance Rly. 21G (-F15) Ph. B |  | OPERATING | OPERATING | E214 | SRD0-1E0 | F40605008 |  | SRD0
PMN-H04BAA50CE001-T03 | CT Gen. Impedance Rly. 21G (-F15) Ph. C |  | OPERATING | OPERATING | E214 | SRD0-1E0 | F40605008 |  | SRD0
PMN-H04BAA50CE002 | CT Gen. Diffential Rly. 87 |  | OPERATING | OPERATING | E214 | SRD0-1E0 | F40605008 |  | SRD0
PMN-H04BAA50CE002-T01 | CT Gen. Diffential Rly. 87 (-F11) Ph. A |  | OPERATING | OPERATING | E214 | SRD0-1E0 | F40605008 |  | SRD0
PMN-H04BAA50CE002-T02 | CT Gen. Diffential Rly. 87 (-F11) Ph. B |  | OPERATING | OPERATING | E214 | SRD0-1E0 | F40605008 |  | SRD0
PMN-H04BAA50CE002-T03 | CT Gen. Diffential Rly. 87 (-F11) Ph. C |  | OPERATING | OPERATING | E214 | SRD0-1E0 | F40605008 |  | SRD0
PMN-H04BAA50GE001 | Star Point Connecting |  | OPERATING | OPERATING | E214 | SRD0-1E0 | F40605008 |  | SRD0
PMN-H04BAA60 | 115 kV. Cable |  | OPERATING | OPERATING | E214 | SRD0-1E0 | F40605008 |  | SRD0
PMN-H04BAA60GA001 | Power Cable 115 kV |  | OPERATING | OPERATING | E214 | SRD0-1E0 | F40605008 |  | SRD0
PMN-H04BAC | Generator Circuit Breaker&Disconnecting |  | OPERATING | OPERATING | E214 | SRD0-1E0 | F40605008 |  | SRD0
PMN-H04BAC10 | Unit4 Generator Unit Breaker |  | OPERATING | OPERATING | E214 | SRD0-1E0 | F40605008 |  | SRD0
PMN-H04BAC10GS001 | Unit4 Generator Unit Breaker 642 |  | OPERATING | OPERATING | E214 | SRD0-1E0 | F40605008 |  | SRD0
PMN-H04BAC20 | Generator Disconnecting Sw.(=4+GDS) |  | OPERATING | OPERATING | E214 | SRD0-1E0 | F40605008 |  | SRD0
PMN-H04BAC20GS002 | Unit4 Generator Disconnecting Sw.(644) |  | OPERATING | OPERATING | E214 | SRD0-1E0 | F40605008 |  | SRD0
PMN-H04BAT | Generator Transformers |  | OPERATING | OPERATING | E214 | SRD0-1E0 | F40605008 |  | SRD0
PMN-H04BAT10 | Generator Transformers |  | OPERATING | OPERATING | E214 | SRD0-1E0 | F40605008 |  | SRD0
PMN-H04BAT10CT001 | Instru. for Main Transformer KG4A |  | OPERATING | OPERATING | E214 | SRD0-1E0 | F40605008 |  | SRD0
PMN-H04BAT10GT001 | 6/115kV.Generator Transformer KG4A |  | OPERATING | OPERATING | E214 | SRD0-1E0 | F40605008 |  | SRD0
PMN-H04BF | LV. Distribution Board & Transformer |  | OPERATING | OPERATING | E214 | SRD0-1E0 | F40605008 |  | SRD0
PMN-H04BFB | LV.Distribution Board |  | OPERATING | OPERATING | E214 | SRD0-1E0 | F40605008 |  | SRD0
PMN-H04BFB10 | Unit Auxiliary Board |  | OPERATING | OPERATING | E214 | SRD0-1E0 | F40605008 |  | SRD0
PMN-H04BFB10GS001 | Unit4 Auxiliary Board |  | OPERATING | OPERATING | E214 | SRD0-1E0 | F40605008 |  | SRD0
PMN-H04BFB10GS001-Q01 | 400V Incomming Bkr. Bus A |  | OPERATING | OPERATING | E214 | SRD0-1E0 | F40605008 |  | SRD0
PMN-H04BFB10GS001-Q02 | 400V Incomming Bkr. Bus B |  | OPERATING | OPERATING | E214 | SRD0-1E0 | F40605008 |  | SRD0
PMN-H04BFB10GS001-Q03 | Gov.Cool.Oil Circ. Pump 2.2Kw (=4+UA12A) |  | OPERATING | OPERATING | E214 | SRD0-1E0 | F40605008 |  | SRD0
PMN-H04BFB10GS001-Q04 | Motor Op. Valve Trans. Cooling(=4+UA12B) |  | OPERATING | OPERATING | E214 | SRD0-1E0 | F40605008 |  | SRD0
PMN-H04BFB10GS001-Q05 | Cooling Water Pump 4Kw (=4+UA12C) |  | OPERATING | OPERATING | E214 | SRD0-1E0 | F40605008 |  | SRD0
PMN-H04BFB10GS001-Q06 | Governor Aux. Voltage (=4+UA12D) |  | OPERATING | OPERATING | E214 | SRD0-1E0 | F40605008 |  | SRD0
PMN-H04BFB10GS001-Q07 | 400V Bkr.Spare 10Kw (=4+UA12E) |  | OPERATING | OPERATING | E214 | SRD0-1E0 | F40605008 |  | SRD0
PMN-H04BFB10GS001-Q08 | Empty Plate (=4+UA12F) |  | OPERATING | OPERATING | E214 | SRD0-1E0 | F40605008 |  | SRD0
PMN-H04BFB10GS001-Q09 | Leakage Oil Pump No.1 3Kw (=4+UA12G) |  | OPERATING | OPERATING | E214 | SRD0-1E0 | F40605008 |  | SRD0
PMN-H04BFB10GS001-Q10 | Leakage Oil Pump No.2 3Kw (=4+UA12H) |  | OPERATING | OPERATING | E214 | SRD0-1E0 | F40605008 |  | SRD0
PMN-H04BFB10GS001-Q11 | Governor Oil Pump No.1 55Kw (=4+UA12I) |  | OPERATING | OPERATING | E214 | SRD0-1E0 | F40605008 |  | SRD0
PMN-H04BFB10GS001-Q12 | Governor Oil Pump No.2 55Kw (=4+UA12J) |  | OPERATING | OPERATING | E214 | SRD0-1E0 | F40605008 |  | SRD0
PMN-H04BFB10GS001-Q13 | High Tank Heater 3Kw (=4+UA13A) |  | OPERATING | OPERATING | E214 | SRD0-1E0 | F40605008 |  | SRD0
PMN-H04BFB10GS001-Q14 | High Pressure Oil Pump 5.5Kw (=4+UA13B) |  | OPERATING | OPERATING | E214 | SRD0-1E0 | F40605008 |  | SRD0
PMN-H04BFB10GS001-Q15 | Coal Dust Exhaust 0.25Kw (=4+UA13C) |  | OPERATING | OPERATING | E214 | SRD0-1E0 | F40605008 |  | SRD0
PMN-H04BFB10GS001-Q16 | Oil Vapour Exhaust 0.55Kw (=4+UA13D) |  | OPERATING | OPERATING | E214 | SRD0-1E0 | F40605008 |  | SRD0
PMN-H04BFB10GS001-Q17 | Filling Oil Pump No.1 7.5Kw (=4+UA13E) |  | OPERATING | OPERATING | E214 | SRD0-1E0 | F40605008 |  | SRD0
PMN-H04BFB10GS001-Q18 | Filling Oil Pump No.2 7.5Kw (=4+UA13F) |  | OPERATING | OPERATING | E214 | SRD0-1E0 | F40605008 |  | SRD0
PMN-H04BFB10GS001-Q19 | Gen. Cool Water P. No.1 30 Kw(=4+UA13G) |  | OPERATING | OPERATING | E214 | SRD0-1E0 | F40605008 |  | SRD0
PMN-H04BFB10GS001-Q20 | Gen. Cool Water P. No.1 30 Kw(=4+UA13H) |  | OPERATING | OPERATING | E214 | SRD0-1E0 | F40605008 |  | SRD0
PMN-H04BFB10GS001-Q21 | Gen.Standstill Heater 1&2 2X5Kw=4+UA13I |  | OPERATING | OPERATING | E214 | SRD0-1E0 | F40605008 |  | SRD0
PMN-H04BFB10GS001-Q22 | Low Tank Heating 1&2 2X3Kw(=4+UA13J) |  | OPERATING | OPERATING | E214 | SRD0-1E0 | F40605008 |  | SRD0
PMN-H04BFB10GS001-Q23 | Empty Plate (=4+UA13K) |  | OPERATING | OPERATING | E214 | SRD0-1E0 | F40605008 |  | SRD0
PMN-H04BFB10GS001-Q24 | Bearing Cool Water P.No.1 4Kw(=4+UA14A) |  | OPERATING | OPERATING | E214 | SRD0-1E0 | F40605008 |  | SRD0
PMN-H04BFB10GS001-Q25 | Bearing Cool Water P.No.2 4Kw(=4+UA14B) |  | OPERATING | OPERATING | E214 | SRD0-1E0 | F40605008 |  | SRD0
PMN-H04BFB10GS001-Q26 | Gen. Cooling Air Fan 4X10Kw (=4+UA14C) |  | OPERATING | OPERATING | E214 | SRD0-1E0 | F40605008 |  | SRD0
PMN-H04BFB10GS001-Q27 | Air Dehumidifier No.1&2 0.65Kw(=4+UA14D) |  | OPERATING | OPERATING | E214 | SRD0-1E0 | F40605008 |  | SRD0
PMN-H04BFB10GS001-Q28 | Excitation Supply Voltage(=4+UA14E) |  | OPERATING | OPERATING | E214 | SRD0-1E0 | F40605008 |  | SRD0
PMN-H04BFB10GS001-Q29 | 400V Protection test Devive (=4+UA14F) |  | OPERATING | OPERATING | E214 | SRD0-1E0 | F40605008 |  | SRD0
PMN-H04BFB10GS001-Q30 | 400V Heating, Lighting +UC (=4+UA14G) |  | OPERATING | OPERATING | E214 | SRD0-1E0 | F40605008 |  | SRD0
PMN-H04BFB10GS001-Q31 | 400V Miscellaneous Equipment (=4+UA14H) |  | OPERATING | OPERATING | E214 | SRD0-1E0 | F40605008 |  | SRD0
PMN-H04BFB10GS001-Q32 | 400V Signal Voltage +UC (=4+UA14I) |  | OPERATING | OPERATING | E214 | SRD0-1E0 | F40605008 |  | SRD0
PMN-H04BFB10GS001-Q33 | 400V Spare 15Kw (=4+UA14J) |  | OPERATING | OPERATING | E214 | SRD0-1E0 | F40605008 |  | SRD0
PMN-H04BFB10GS001-Q34 | 400V Heating, Lighting =1+MV (=4+UA14K) |  | OPERATING | OPERATING | E214 | SRD0-1E0 | F40605008 |  | SRD0
PMN-H04BFB10GS001-Q35 | 400V Mian Transformer (=4+UA14L) |  | OPERATING | OPERATING | E214 | SRD0-1E0 | F40605008 |  | SRD0
PMN-H04BFB10GS001-Q36 | Main Trans. Heating, Lighting (=4+UA14M) |  | OPERATING | OPERATING | E214 | SRD0-1E0 | F40605008 |  | SRD0
PMN-H04BFB10GS001-Q37 | Empty Plate (=4+UA14N) |  | OPERATING | OPERATING | E214 | SRD0-1E0 | F40605008 |  | SRD0
PMN-H04BFB10GS001-Q38 | Empty Plate (=4+UA14O) |  | OPERATING | OPERATING | E214 | SRD0-1E0 | F40605008 |  | SRD0
PMN-H04BFB10GS001-Q39 | Empty Plate (=4+UA14P) |  | OPERATING | OPERATING | E214 | SRD0-1E0 | F40605008 |  | SRD0
PMN-H04C | INSTRUMENTATION AND CONTROL EQUIPMENT |  | OPERATING | OPERATING | E214 | SRD0-1E0 | F40605008 |  | SRD0
PMN-H04CD | Drive Control Interface |  | OPERATING | OPERATING | E214 | SRD0-1E0 | F40605008 |  | SRD0
PMN-H04CDA | Cabinets for Drive Control Interface |  | OPERATING | OPERATING | E214 | SRD0-1E0 | F40605008 |  | SRD0
PMN-H04CDA10 | Unit Control Cubicle |  | OPERATING | OPERATING | E214 | SRD0-1E0 | F40605008 |  | SRD0
PMN-H04CDA10GH001 | Unit Control Cubicle =4+CU1 |  | OPERATING | OPERATING | E214 | SRD0-1E0 | F40605008 |  | SRD0
PMN-H04CDA10GH001-Q01 | Cabinet fan |  | OPERATING | OPERATING | E214 | SRD0-1E0 | F40605008 |  | SRD0
PMN-H04CDA10GH001-Q02 | Cabinet filter |  | OPERATING | OPERATING | E214 | SRD0-1E0 | F40605008 |  | SRD0
PMN-H04CDA10GH001-Q03 | Cabinet Name plate |  | OPERATING | OPERATING | E214 | SRD0-1E0 | F40605008 |  | SRD0
PMN-H04CDA10GH001-Q04 | Fluorescent Lamp |  | OPERATING | OPERATING | E214 | SRD0-1E0 | F40605008 |  | SRD0
PMN-H04CDA10GH001-Q05 | Remote I/O MAU Base |  | OPERATING | OPERATING | E214 | SRD0-1E0 | F40605008 |  | SRD0
PMN-H04CDA10GH001-Q06 | Power Supply |  | OPERATING | OPERATING | E214 | SRD0-1E0 | F40605008 |  | SRD0
PMN-H04CDA10GH001-Q07 | Power Distribution Panel |  | OPERATING | OPERATING | E214 | SRD0-1E0 | F40605008 |  | SRD0
PMN-H04CDA10GH001-Q08 | Redundant Ovation Controllor |  | OPERATING | OPERATING | E214 | SRD0-1E0 | F40605008 |  | SRD0
PMN-H04CDA10GH001-Q09 | Remote I/O Node |  | OPERATING | OPERATING | E214 | SRD0-1E0 | F40605008 |  | SRD0
PMN-H04CDA10GH002 | Unit Control Cubicle =4+CU2 |  | OPERATING | OPERATING | E214 | SRD0-1E0 | F40605008 |  | SRD0
PMN-H04CDA10GH002-Q01 | Cabinet fan |  | OPERATING | OPERATING | E214 | SRD0-1E0 | F40605008 |  | SRD0
PMN-H04CDA10GH002-Q02 | Cabinet filter |  | OPERATING | OPERATING | E214 | SRD0-1E0 | F40605008 |  | SRD0
PMN-H04CDA10GH002-Q03 | Cabinet Name plate |  | OPERATING | OPERATING | E214 | SRD0-1E0 | F40605008 |  | SRD0
PMN-H04CDA10GH002-Q04 | Fluorescent Lamp |  | OPERATING | OPERATING | E214 | SRD0-1E0 | F40605008 |  | SRD0
PMN-H04CDA10GH002-Q05 | Remote I/O MAU Base |  | OPERATING | OPERATING | E214 | SRD0-1E0 | F40605008 |  | SRD0
PMN-H04CDA10GH002-Q06 | Power Supply |  | OPERATING | OPERATING | E214 | SRD0-1E0 | F40605008 |  | SRD0
PMN-H04CDA10GH002-Q07 | Power Distribution Panel |  | OPERATING | OPERATING | E214 | SRD0-1E0 | F40605008 |  | SRD0
PMN-H04CDA10GH002-Q08 | Redundant Ovation Controller |  | OPERATING | OPERATING | E214 | SRD0-1E0 | F40605008 |  | SRD0
PMN-H04CDA10GH002-Q09 | Remote I/O Note |  | OPERATING | OPERATING | E214 | SRD0-1E0 | F40605008 |  | SRD0
PMN-H04CDA10GH002-Q10 | Branch Terminator |  | OPERATING | OPERATING | E214 | SRD0-1E0 | F40605008 |  | SRD0
PMN-H04CDA10GH002-Q11 | I/O Base |  | OPERATING | OPERATING | E214 | SRD0-1E0 | F40605008 |  | SRD0
PMN-H04CDA10GH002-Q12 | Remote node Controller |  | OPERATING | OPERATING | E214 | SRD0-1E0 | F40605008 |  | SRD0
PMN-H04CDA10GH002-Q13 | TND Panel |  | OPERATING | OPERATING | E214 | SRD0-1E0 | F40605008 |  | SRD0
PMN-H04CDA10GH002-Q14 | Analog Input |  | OPERATING | OPERATING | E214 | SRD0-1E0 | F40605008 |  | SRD0
PMN-H04CDA10GH002-Q15 | Analog output |  | OPERATING | OPERATING | E214 | SRD0-1E0 | F40605008 |  | SRD0
PMN-H04CDA10GH002-Q16 | RSR Servo module |  | OPERATING | OPERATING | E214 | SRD0-1E0 | F40605008 |  | SRD0
PMN-H04CDA10GH002-Q17 | Speed Detector Module |  | OPERATING | OPERATING | E214 | SRD0-1E0 | F40605008 |  | SRD0
PMN-H04CDA10GH002-Q18 | Pulse Module |  | OPERATING | OPERATING | E214 | SRD0-1E0 | F40605008 |  | SRD0
PMN-H04CDA10GH002-Q19 | Link Controller Module |  | OPERATING | OPERATING | E214 | SRD0-1E0 | F40605008 |  | SRD0
PMN-H04CDA10GH002-Q20 | Disconnection Type Terminal |  | OPERATING | OPERATING | E214 | SRD0-1E0 | F40605008 |  | SRD0
PMN-H04CDA10GH002-Q21 | Terminal Stoper |  | OPERATING | OPERATING | E214 | SRD0-1E0 | F40605008 |  | SRD0
PMN-H04CDA10GH002-Q22 | Tag Holder |  | OPERATING | OPERATING | E214 | SRD0-1E0 | F40605008 |  | SRD0
PMN-H04CDA10GH002-Q23 | Current Transducer |  | OPERATING | OPERATING | E214 | SRD0-1E0 | F40605008 |  | SRD0
PMN-H04CDA10GH002-Q24 | Voltage Transducer |  | OPERATING | OPERATING | E214 | SRD0-1E0 | F40605008 |  | SRD0
PMN-H04CDA10GH002-Q25 | Active Power Transducer |  | OPERATING | OPERATING | E214 | SRD0-1E0 | F40605008 |  | SRD0
PMN-H04CDA10GH002-Q26 | Reactive Power Transducer |  | OPERATING | OPERATING | E214 | SRD0-1E0 | F40605008 |  | SRD0
PMN-H04CDA10GH002-Q27 | Frequency Transducer |  | OPERATING | OPERATING | E214 | SRD0-1E0 | F40605008 |  | SRD0
PMN-H04CDA10GH002-Q28 | Touch Screen |  | OPERATING | OPERATING | E214 | SRD0-1E0 | F40605008 |  | SRD0
PMN-H04CDA10GH003 | Unit Control Cubicle =4+CU3 |  | OPERATING | OPERATING | E214 | SRD0-1E0 | F40605008 |  | SRD0
PMN-H04CDA10GH003-Q01 | Cabinet fan |  | OPERATING | OPERATING | E214 | SRD0-1E0 | F40605008 |  | SRD0
PMN-H04CDA10GH003-Q02 | Cabinet filter |  | OPERATING | OPERATING | E214 | SRD0-1E0 | F40605008 |  | SRD0
PMN-H04CDA10GH003-Q03 | Cabinet Name plate |  | OPERATING | OPERATING | E214 | SRD0-1E0 | F40605008 |  | SRD0
PMN-H04CDA10GH003-Q04 | Fluorescent Lamp |  | OPERATING | OPERATING | E214 | SRD0-1E0 | F40605008 |  | SRD0
PMN-H04CDA10GH003-Q05 | Branch Terminator |  | OPERATING | OPERATING | E214 | SRD0-1E0 | F40605008 |  | SRD0
PMN-H04CDA10GH003-Q06 | I/O Base |  | OPERATING | OPERATING | E214 | SRD0-1E0 | F40605008 |  | SRD0
PMN-H04CDA10GH003-Q07 | RTD Module |  | OPERATING | OPERATING | E214 | SRD0-1E0 | F40605008 |  | SRD0
PMN-H04CDA10GH003-Q08 | ROP Panel |  | OPERATING | OPERATING | E214 | SRD0-1E0 | F40605008 |  | SRD0
PMN-H04CDA10GH003-Q09 | Digital Input Module 125Vdc Single-End/Differential |  | OPERATING | OPERATING | E214 | SRD0-1E0 | F40605008 |  | SRD0
PMN-H04CDA10GH003-Q10 | Digital Input Module 24Vdc Differential |  | OPERATING | OPERATING | E214 | SRD0-1E0 | F40605008 |  | SRD0
PMN-H04CDA10GH003-Q11 | Digital Input Module 24Vdc Single-End |  | OPERATING | OPERATING | E214 | SRD0-1E0 | F40605008 |  | SRD0
PMN-H04CDA10GH003-Q12 | Relay Output Module |  | OPERATING | OPERATING | E214 | SRD0-1E0 | F40605008 |  | SRD0
PMN-H04CDA10GH003-Q13 | Disconnection Type Terminal |  | OPERATING | OPERATING | E214 | SRD0-1E0 | F40605008 |  | SRD0
PMN-H04CDA10GH003-Q14 | Terminal Stoper |  | OPERATING | OPERATING | E214 | SRD0-1E0 | F40605008 |  | SRD0
PMN-H04CDA10GH003-Q15 | Tag Holder |  | OPERATING | OPERATING | E214 | SRD0-1E0 | F40605008 |  | SRD0
PMN-H04CDA10GH004 | Unit Control Cubicle =4+CU4 |  | OPERATING | OPERATING | E214 | SRD0-1E0 | F40605008 |  | SRD0
PMN-H04CDA10GH004-Q01 | Cabinet fan |  | OPERATING | OPERATING | E214 | SRD0-1E0 | F40605008 |  | SRD0
PMN-H04CDA10GH004-Q02 | Cabinet filter |  | OPERATING | OPERATING | E214 | SRD0-1E0 | F40605008 |  | SRD0
PMN-H04CDA10GH004-Q03 | Cabinet Name plate |  | OPERATING | OPERATING | E214 | SRD0-1E0 | F40605008 |  | SRD0
PMN-H04CDA10GH004-Q04 | Fluorescent Lamp |  | OPERATING | OPERATING | E214 | SRD0-1E0 | F40605008 |  | SRD0
PMN-H04CDA10GH004-Q05 | Branch Terminator |  | OPERATING | OPERATING | E214 | SRD0-1E0 | F40605008 |  | SRD0
PMN-H04CDA10GH004-Q06 | I/O Base |  | OPERATING | OPERATING | E214 | SRD0-1E0 | F40605008 |  | SRD0
PMN-H04CDA10GH004-Q07 | ROP Panel |  | OPERATING | OPERATING | E214 | SRD0-1E0 | F40605008 |  | SRD0
PMN-H04CDA10GH004-Q08 | Digital Input Module 125Vdc Single-End/Differential |  | OPERATING | OPERATING | E214 | SRD0-1E0 | F40605008 |  | SRD0
PMN-H04CDA10GH004-Q09 | Disconnection Type Terminal |  | OPERATING | OPERATING | E214 | SRD0-1E0 | F40605008 |  | SRD0
PMN-H04CDA10GH004-Q10 | Terminal Stoper |  | OPERATING | OPERATING | E214 | SRD0-1E0 | F40605008 |  | SRD0
PMN-H04CDA10GH004-Q11 | Tag Holder |  | OPERATING | OPERATING | E214 | SRD0-1E0 | F40605008 |  | SRD0
PMN-H04CDA10GH004-Q12 | 24Vdc Power Supply |  | OPERATING | OPERATING | E214 | SRD0-1E0 | F40605008 |  | SRD0
PMN-H04CDA10GH004-Q13 | Diode |  | OPERATING | OPERATING | E214 | SRD0-1E0 | F40605008 |  | SRD0
PMN-H04CDA10GH004-Q14 | Circuit Breaker |  | OPERATING | OPERATING | E214 | SRD0-1E0 | F40605008 |  | SRD0
PMN-H04CDA10GH005 | Unit Control Cubicle =4+CU5 |  | OPERATING | OPERATING | E214 | SRD0-1E0 | F40605008 |  | SRD0
PMN-H04CDA10GH005-Q01 | Cabinet fan |  | OPERATING | OPERATING | E214 | SRD0-1E0 | F40605008 |  | SRD0
PMN-H04CDA10GH005-Q02 | Cabinet filter |  | OPERATING | OPERATING | E214 | SRD0-1E0 | F40605008 |  | SRD0
PMN-H04CDA10GH005-Q03 | Cabinet Name plate |  | OPERATING | OPERATING | E214 | SRD0-1E0 | F40605008 |  | SRD0
PMN-H04CDA10GH005-Q04 | Fluorescent Lamp |  | OPERATING | OPERATING | E214 | SRD0-1E0 | F40605008 |  | SRD0
PMN-H04CDA10GH005-Q05 | Branch Terminator |  | OPERATING | OPERATING | E214 | SRD0-1E0 | F40605008 |  | SRD0
PMN-H04CDA10GH005-Q06 | ROP Panel |  | OPERATING | OPERATING | E214 | SRD0-1E0 | F40605008 |  | SRD0
PMN-H04CDA10GH005-Q07 | Relay Output Module |  | OPERATING | OPERATING | E214 | SRD0-1E0 | F40605008 |  | SRD0
PMN-H04CDA10GH005-Q08 | Disconnection Type Terminal |  | OPERATING | OPERATING | E214 | SRD0-1E0 | F40605008 |  | SRD0
PMN-H04CDA10GH005-Q09 | Terminal Stoper |  | OPERATING | OPERATING | E214 | SRD0-1E0 | F40605008 |  | SRD0
PMN-H04CDA10GH005-Q10 | Tag Holder |  | OPERATING | OPERATING | E214 | SRD0-1E0 | F40605008 |  | SRD0
PMN-H04CDA10GH005-Q11 | Emergency Push Botton With Cover |  | OPERATING | OPERATING | E214 | SRD0-1E0 | F40605008 |  | SRD0
PMN-H04CDA20 | Local Control Box |  | OPERATING | OPERATING | E214 | SRD0-1E0 | F40605008 |  | SRD0
PMN-H04CDA20GH001 | Leakage Oil Control Cubicle |  | OPERATING | OPERATING | E214 | SRD0-1E0 | F40605008 |  | SRD0
PMN-H04CDA20GH002 | Governor Oil Supply Control Cubicle |  | OPERATING | OPERATING | E214 | SRD0-1E0 | F40605008 |  | SRD0
PMN-H04CDA20GH003 | Turbine terminal Box |  | OPERATING | OPERATING | E214 | SRD0-1E0 | F40605008 |  | SRD0
PMN-H04CF | Measurement & Recording |  | OPERATING | OPERATING | E214 | SRD0-1E0 | F40605008 |  | SRD0
PMN-H04CFA | Cabinets for Measurement |  | OPERATING | OPERATING | E214 | SRD0-1E0 | F40605008 |  | SRD0
PMN-H04CFA10 | Metering |  | OPERATING | OPERATING | E214 | SRD0-1E0 | F40605008 |  | SRD0
PMN-H04CFA10FE001 | Metering |  | OPERATING | OPERATING | E214 | SRD0-1E0 | F40605008 |  | SRD0
PMN-H04CFA20 | Recorder |  | OPERATING | OPERATING | E214 | SRD0-1E0 | F40605008 |  | SRD0
PMN-H04CFA20FE001 | Recorder |  | OPERATING | OPERATING | E214 | SRD0-1E0 | F40605008 |  | SRD0
PMN-H04CFA30 | Energy Meter |  | OPERATING | OPERATING | E214 | SRD0-1E0 | F40605008 |  | SRD0
PMN-H04CFA30FE001 | Energy Meter |  | OPERATING | OPERATING | E214 | SRD0-1E0 | F40605008 |  | SRD0
PMN-H04CH | Protection |  | OPERATING | OPERATING | E214 | SRD0-1E0 | F40605008 |  | SRD0
PMN-H04CHA | Cab.Generator And Transformer Protection |  | OPERATING | OPERATING | E214 | SRD0-1E0 | F40605008 |  | SRD0
PMN-H04CHA10 | Unit4 Protection (=4+PU1) |  | OPERATING | OPERATING | E214 | SRD0-1E0 | F40605008 |  | SRD0
PMN-H04CHA10EY001 | Unit4 Protection Cubicle (=4+PU1) |  | OPERATING | OPERATING | E214 | SRD0-1E0 | F40605008 |  | SRD0
PMN-H04CHA10EY001-K01 | Relay N20 |  | OPERATING | OPERATING | E214 | SRD0-1E0 | F40605008 |  | SRD0
PMN-H04CHA10EY001-K02 | Relay N21 |  | OPERATING | OPERATING | E214 | SRD0-1E0 | F40605008 |  | SRD0
PMN-H04CHA10EY001-K03 | Relay N22 |  | OPERATING | OPERATING | E214 | SRD0-1E0 | F40605008 |  | SRD0
PMN-H04CHA10EY001-K04 | Relay N23 |  | OPERATING | OPERATING | E214 | SRD0-1E0 | F40605008 |  | SRD0
PMN-H04CHA10EY001-K05 | Relay N24 |  | OPERATING | OPERATING | E214 | SRD0-1E0 | F40605008 |  | SRD0
PMN-H04CHA10EY001-K06 | Relay N25 |  | OPERATING | OPERATING | E214 | SRD0-1E0 | F40605008 |  | SRD0
PMN-H04CHA10EY001-K07 | Relay N26 |  | OPERATING | OPERATING | E214 | SRD0-1E0 | F40605008 |  | SRD0
PMN-H04CHA10EY001-K08 | Relay N27 |  | OPERATING | OPERATING | E214 | SRD0-1E0 | F40605008 |  | SRD0
PMN-H04CHA10EY001-K09 | Relay N28 |  | OPERATING | OPERATING | E214 | SRD0-1E0 | F40605008 |  | SRD0
PMN-H04CHA10EY001-K10 | Relay N29 |  | OPERATING | OPERATING | E214 | SRD0-1E0 | F40605008 |  | SRD0
PMN-H04CHA10EY001-N01 | Unit4 Gen. Protection Controller (GPR-1) |  | OPERATING | OPERATING | E214 | SRD0-1E0 | F40605008 |  | SRD0
PMN-H04CHA10EY001-N02 | Unit4 Gen. Protection Controller (GPR-2) |  | OPERATING | OPERATING | E214 | SRD0-1E0 | F40605008 |  | SRD0
PMN-H04CHA20 | Unit4 Transformer Protection (=4+PU2) |  | OPERATING | OPERATING | E214 | SRD0-1E0 | F40605008 |  | SRD0
PMN-H04CHA20EY001 | Unit4 Transformer Protection Cubicle (=4+PU2) |  | OPERATING | OPERATING | E214 | SRD0-1E0 | F40605008 |  | SRD0
PMN-H04CHA20EY001-F01 | Shaft Current 64S-1 |  | OPERATING | OPERATING | E214 | SRD0-1E0 | F40605008 |  | SRD0
PMN-H04CHA20EY001-F02 | Shaft Current 64S-2 |  | OPERATING | OPERATING | E214 | SRD0-1E0 | F40605008 |  | SRD0
PMN-H04CHA20EY001-K01 | Relay 64R-1 |  | OPERATING | OPERATING | E214 | SRD0-1E0 | F40605008 |  | SRD0
PMN-H04CHA20EY001-K02 | Relay 64R-2 |  | OPERATING | OPERATING | E214 | SRD0-1E0 | F40605008 |  | SRD0
PMN-H04CHA20EY001-N01 | Unit4 Transformer Protection Controller (TPR-2) |  | OPERATING | OPERATING | E214 | SRD0-1E0 | F40605008 |  | SRD0
PMN-H04CHA20EY001-N02 | Unit4 Transformer Protection Controller (TPR-1) |  | OPERATING | OPERATING | E214 | SRD0-1E0 | F40605008 |  | SRD0
PMN-H04CK | Process ComPuter System |  | OPERATING | OPERATING | E214 | SRD0-1E0 | F40605008 |  | SRD0
PMN-H04CKN | Process ComPuter System |  | OPERATING | OPERATING | E214 | SRD0-1E0 | F40605008 |  | SRD0
PMN-H04CKN10 | Ovation Control Systems |  | OPERATING | OPERATING | E214 | SRD0-1E0 | F40605008 |  | SRD0
PMN-H04CKN10EM001 | Drop No.4/54 (Unit#4) |  | OPERATING | OPERATING | E214 | SRD0-1E0 | F40605008 |  | SRD0
PMN-H04L | Water |  | OPERATING | OPERATING | E214 | SRD0-1M0 | F40605008 |  | SRD0
PMN-H04LP | Intake Systems |  | OPERATING | OPERATING | E214 | SRD0-1M0 | F40605008 |  | SRD0
PMN-H04LPA | Trash Rack System |  | OPERATING | OPERATING | E214 | SRD0-1M0 | F40605008 |  | SRD0
PMN-H04LPA10 | Trash Rack Unit 4 System |  | OPERATING | OPERATING | E214 | SRD0-1M0 | F40605008 |  | SRD0
PMN-H04LPA10AT001 | Trash Rask Unit.4 |  | OPERATING | OPERATING | E214 | SRD0-1M0 | F40605008 |  | SRD0
PMN-H04LPA10AT001KW01 | Block Outs Opening G1-4 |  | OPERATING | OPERATING | E214 | SRD0-1M0 | F40605008 |  | SRD0
PMN-H04LPA10AT001KW02 | Panels Opening G1-G4 |  | OPERATING | OPERATING | E214 | SRD0-1M0 | F40605008 |  | SRD0
PMN-H04LPA10AT001KW03 | Girder No.1 |  | OPERATING | OPERATING | E214 | SRD0-1M0 | F40605008 |  | SRD0
PMN-H04LPA10AT001KW04 | Girder No.2 |  | OPERATING | OPERATING | E214 | SRD0-1M0 | F40605008 |  | SRD0
PMN-H04LPA10AT001KW05 | Girder No.3 |  | OPERATING | OPERATING | E214 | SRD0-1M0 | F40605008 |  | SRD0
PMN-H04LPA10AT001KW06 | Girder No.4 |  | OPERATING | OPERATING | E214 | SRD0-1M0 | F40605008 |  | SRD0
PMN-H04LPA10AT001KW07 | Girder No.5 |  | OPERATING | OPERATING | E214 | SRD0-1M0 | F40605008 |  | SRD0
PMN-H04LPA10AT001KW08 | Girder No.6 |  | OPERATING | OPERATING | E214 | SRD0-1M0 | F40605008 |  | SRD0
PMN-H04LPA10AT001KW09 | Girder Connection |  | OPERATING | OPERATING | E214 | SRD0-1M0 | F40605008 |  | SRD0
PMN-H04LPA10AT001KW10 | Boton Bearing |  | OPERATING | OPERATING | E214 | SRD0-1M0 | F40605008 |  | SRD0
PMN-H04LPA10AT001KW11 | Top Bearing |  | OPERATING | OPERATING | E214 | SRD0-1M0 | F40605008 |  | SRD0
PMN-H04LS | Drainage Systems |  | OPERATING | OPERATING | E214 | SRD0-1M0 | F40605008 |  | SRD0
PMN-H04LSL | Drain Unit Systems |  | OPERATING | OPERATING | E214 | SRD0-1M0 | F40605008 |  | SRD0
PMN-H04LSL10 | Drain Unit 4 |  | OPERATING | OPERATING | E214 | SRD0-1M0 | F40605008 |  | SRD0
PMN-H04LSL10AA001 | Drain Valve |  | OPERATING | OPERATING | E214 | SRD0-1M0 | F40605008 |  | SRD0
PMN-H04LSL10AA001KA01 | Up Steam Drain Valve 6731/3 |  | OPERATING | OPERATING | E214 | SRD0-1M0 | F40605008 |  | SRD0
PMN-H04LSL10AA001KA02 | Down Steam Drain Valve 6732/3 |  | OPERATING | OPERATING | E214 | SRD0-1M0 | F40605008 |  | SRD0
PMN-H04LSL10BR001 | Pipe Line |  | OPERATING | OPERATING | E214 | SRD0-1M0 | F40605008 |  | SRD0
PMN-H04M | Main Machine Set |  | OPERATING | OPERATING | E214 | SRD0-1M0 | F40605008 |  | SRD0
PMN-H04ME | Hydraulic Turbine Plant |  | OPERATING | OPERATING | E214 | SRD0-1M0 | F40605008 |  | SRD0
PMN-H04MEA | Hydraulic Turbine |  | OPERATING | OPERATING | E214 | SRD0-1M0 | F40605008 |  | SRD0
PMN-H04MEA10 | Up Stream Draft Tube |  | OPERATING | OPERATING | E214 | SRD0-1M0 | F40605008 |  | SRD0
PMN-H04MEA10HA001 | Up Stream Draft Tube (Bulb Case) |  | OPERATING | OPERATING | E214 | SRD0-1M0 | F40605008 |  | SRD0
PMN-H04MEA10HA001KB01 | Manhole Draft Tube |  | OPERATING | OPERATING | E214 | SRD0-1M0 | F40605008 |  | SRD0
PMN-H04MEA10HA001QP01 | Casing Guage |  | OPERATING | OPERATING | E214 | SRD0-1E0 | F40605008 |  | SRD0
PMN-H04MEA20 | Wicket Gate |  | OPERATING | OPERATING | E214 | SRD0-1M0 | F40605008 |  | SRD0
PMN-H04MEA20CG001 | Limit Sw. - W/G At Closed Posi.(S01) |  | OPERATING | OPERATING | E214 | SRD0-1E0 | F40605008 |  | SRD0
PMN-H04MEA20CG002 | W/G Position FeedBack TransdUCer -B01 |  | OPERATING | OPERATING | E214 | SRD0-1E0 | F40605008 |  | SRD0
PMN-H04MEA20HA001 | Operating Ring |  | OPERATING | OPERATING | E214 | SRD0-1M0 | F40605008 |  | SRD0
PMN-H04MEA20HA002 | Limit Sw. Set (G/V safety link) |  | OPERATING | OPERATING | E214 | SRD0-1E0 | F40605008 |  | SRD0
PMN-H04MEA20HA002-P01 | Limit Sw. S02/1 |  | OPERATING | OPERATING | E214 | SRD0-1E0 | F40605008 |  | SRD0
PMN-H04MEA20HA002-P02 | Limit Sw. S02/2 |  | OPERATING | OPERATING | E214 | SRD0-1E0 | F40605008 |  | SRD0
PMN-H04MEA20HA002-P03 | Limit Sw. S02/3 |  | OPERATING | OPERATING | E214 | SRD0-1E0 | F40605008 |  | SRD0
PMN-H04MEA20HA002-P04 | Limit Sw. S02/4 |  | OPERATING | OPERATING | E214 | SRD0-1E0 | F40605008 |  | SRD0
PMN-H04MEA20HA002-P05 | Limit Sw. S02/5 |  | OPERATING | OPERATING | E214 | SRD0-1E0 | F40605008 |  | SRD0
PMN-H04MEA20HA002-P06 | Limit Sw. S02/6 |  | OPERATING | OPERATING | E214 | SRD0-1E0 | F40605008 |  | SRD0
PMN-H04MEA20HA002-P07 | Limit Sw. S02/7 |  | OPERATING | OPERATING | E214 | SRD0-1E0 | F40605008 |  | SRD0
PMN-H04MEA20HA002-P08 | Limit Sw. S02/8 |  | OPERATING | OPERATING | E214 | SRD0-1E0 | F40605008 |  | SRD0
PMN-H04MEA20HA002-P09 | Limit Sw. S02/9 |  | OPERATING | OPERATING | E214 | SRD0-1E0 | F40605008 |  | SRD0
PMN-H04MEA20HA002-P10 | Limit Sw. S02/10 |  | OPERATING | OPERATING | E214 | SRD0-1E0 | F40605008 |  | SRD0
PMN-H04MEA20HA002-P11 | Limit Sw. S02/11 |  | OPERATING | OPERATING | E214 | SRD0-1E0 | F40605008 |  | SRD0
PMN-H04MEA20HA002-P12 | Limit Sw. S02/12 |  | OPERATING | OPERATING | E214 | SRD0-1E0 | F40605008 |  | SRD0
PMN-H04MEA20HA002-P13 | Limit Sw. S02/13 |  | OPERATING | OPERATING | E214 | SRD0-1E0 | F40605008 |  | SRD0
PMN-H04MEA20HA002-P14 | Limit Sw. S02/14 |  | OPERATING | OPERATING | E214 | SRD0-1E0 | F40605008 |  | SRD0
PMN-H04MEA20HA002-P15 | Limit Sw. S02/15 |  | OPERATING | OPERATING | E214 | SRD0-1E0 | F40605008 |  | SRD0
PMN-H04MEA20HA002-P16 | Limit Sw. S02/16 |  | OPERATING | OPERATING | E214 | SRD0-1E0 | F40605008 |  | SRD0
PMN-H04MEA20HA003 | Wicket Gate Set |  | OPERATING | OPERATING | E214 | SRD0-1M0 | F40605008 |  | SRD0
PMN-H04MEA20HA003KB01 | Wicket Gate No.01 |  | OPERATING | OPERATING | E214 | SRD0-1M0 | F40605008 |  | SRD0
PMN-H04MEA20HA003KB02 | Wicket Gate No.02 |  | OPERATING | OPERATING | E214 | SRD0-1M0 | F40605008 |  | SRD0
PMN-H04MEA20HA003KB03 | Wicket Gate No.03 |  | OPERATING | OPERATING | E214 | SRD0-1M0 | F40605008 |  | SRD0
PMN-H04MEA20HA003KB04 | Wicket Gate No.04 |  | OPERATING | OPERATING | E214 | SRD0-1M0 | F40605008 |  | SRD0
PMN-H04MEA20HA003KB05 | Wicket Gate No.05 |  | OPERATING | OPERATING | E214 | SRD0-1M0 | F40605008 |  | SRD0
PMN-H04MEA20HA003KB06 | Wicket Gate No.06 |  | OPERATING | OPERATING | E214 | SRD0-1M0 | F40605008 |  | SRD0
PMN-H04MEA20HA003KB07 | Wicket Gate No.07 |  | OPERATING | OPERATING | E214 | SRD0-1M0 | F40605008 |  | SRD0
PMN-H04MEA20HA003KB08 | Wicket Gate No.08 |  | OPERATING | OPERATING | E214 | SRD0-1M0 | F40605008 |  | SRD0
PMN-H04MEA20HA003KB09 | Wicket Gate No.09 |  | OPERATING | OPERATING | E214 | SRD0-1M0 | F40605008 |  | SRD0
PMN-H04MEA20HA003KB10 | Wicket Gate No.10 |  | OPERATING | OPERATING | E214 | SRD0-1M0 | F40605008 |  | SRD0
PMN-H04MEA20HA003KB11 | Wicket Gate No.11 |  | OPERATING | OPERATING | E214 | SRD0-1M0 | F40605008 |  | SRD0
PMN-H04MEA20HA003KB12 | Wicket Gate No.12 |  | OPERATING | OPERATING | E214 | SRD0-1M0 | F40605008 |  | SRD0
PMN-H04MEA20HA003KB13 | Wicket Gate No.13 |  | OPERATING | OPERATING | E214 | SRD0-1M0 | F40605008 |  | SRD0
PMN-H04MEA20HA003KB14 | Wicket Gate No.14 |  | OPERATING | OPERATING | E214 | SRD0-1M0 | F40605008 |  | SRD0
PMN-H04MEA20HA003KB15 | Wicket Gate No.15 |  | OPERATING | OPERATING | E214 | SRD0-1M0 | F40605008 |  | SRD0
PMN-H04MEA20HA003KB16 | Wicket Gate No.16 |  | OPERATING | OPERATING | E214 | SRD0-1M0 | F40605008 |  | SRD0
PMN-H04MEA20HA004 | Arm Lever Wicket Gate Set |  | OPERATING | OPERATING | E214 | SRD0-1M0 | F40605008 |  | SRD0
PMN-H04MEA20HA004KE01 | Arm Lever Wicket Gate No.01 |  | OPERATING | OPERATING | E214 | SRD0-1M0 | F40605008 |  | SRD0
PMN-H04MEA20HA004KE02 | Arm Lever Wicket Gate No.02 |  | OPERATING | OPERATING | E214 | SRD0-1M0 | F40605008 |  | SRD0
PMN-H04MEA20HA004KE03 | Arm Lever Wicket Gate No.03 |  | OPERATING | OPERATING | E214 | SRD0-1M0 | F40605008 |  | SRD0
PMN-H04MEA20HA004KE04 | Arm Lever Wicket Gate No.04 |  | OPERATING | OPERATING | E214 | SRD0-1M0 | F40605008 |  | SRD0
PMN-H04MEA20HA004KE05 | Arm Lever Wicket Gate No.05 |  | OPERATING | OPERATING | E214 | SRD0-1M0 | F40605008 |  | SRD0
PMN-H04MEA20HA004KE06 | Arm Lever Wicket Gate No.06 |  | OPERATING | OPERATING | E214 | SRD0-1M0 | F40605008 |  | SRD0
PMN-H04MEA20HA004KE07 | Arm Lever Wicket Gate No.07 |  | OPERATING | OPERATING | E214 | SRD0-1M0 | F40605008 |  | SRD0
PMN-H04MEA20HA004KE08 | Arm Lever Wicket Gate No.08 |  | OPERATING | OPERATING | E214 | SRD0-1M0 | F40605008 |  | SRD0
PMN-H04MEA20HA004KE09 | Arm Lever Wicket Gate No.09 |  | OPERATING | OPERATING | E214 | SRD0-1M0 | F40605008 |  | SRD0
PMN-H04MEA20HA004KE10 | Arm Lever Wicket Gate No.10 |  | OPERATING | OPERATING | E214 | SRD0-1M0 | F40605008 |  | SRD0
PMN-H04MEA20HA004KE11 | Arm Lever Wicket Gate No.11 |  | OPERATING | OPERATING | E214 | SRD0-1M0 | F40605008 |  | SRD0
PMN-H04MEA20HA004KE12 | Arm Lever Wicket Gate No.12 |  | OPERATING | OPERATING | E214 | SRD0-1M0 | F40605008 |  | SRD0
PMN-H04MEA20HA004KE13 | Arm Lever Wicket Gate No.13 |  | OPERATING | OPERATING | E214 | SRD0-1M0 | F40605008 |  | SRD0
PMN-H04MEA20HA004KE14 | Arm Lever Wicket Gate No.14 |  | OPERATING | OPERATING | E214 | SRD0-1M0 | F40605008 |  | SRD0
PMN-H04MEA20HA004KE15 | Arm Lever Wicket Gate No.15 |  | OPERATING | OPERATING | E214 | SRD0-1M0 | F40605008 |  | SRD0
PMN-H04MEA20HA004KE16 | Arm Lever Wicket Gate No.16 |  | OPERATING | OPERATING | E214 | SRD0-1M0 | F40605008 |  | SRD0
PMN-H04MEA20HA005 | Eccentric Pin Set |  | OPERATING | OPERATING | E214 | SRD0-1M0 | F40605008 |  | SRD0
PMN-H04MEA20HA005KE01 | Eccentric Pin No.01 |  | OPERATING | OPERATING | E214 | SRD0-1M0 | F40605008 |  | SRD0
PMN-H04MEA20HA005KE02 | Eccentric Pin No.02 |  | OPERATING | OPERATING | E214 | SRD0-1M0 | F40605008 |  | SRD0
PMN-H04MEA20HA005KE03 | Eccentric Pin No.03 |  | OPERATING | OPERATING | E214 | SRD0-1M0 | F40605008 |  | SRD0
PMN-H04MEA20HA005KE04 | Eccentric Pin No.04 |  | OPERATING | OPERATING | E214 | SRD0-1M0 | F40605008 |  | SRD0
PMN-H04MEA20HA005KE05 | Eccentric Pin No.05 |  | OPERATING | OPERATING | E214 | SRD0-1M0 | F40605008 |  | SRD0
PMN-H04MEA20HA005KE06 | Eccentric Pin No.06 |  | OPERATING | OPERATING | E214 | SRD0-1M0 | F40605008 |  | SRD0
PMN-H04MEA20HA005KE07 | Eccentric Pin No.07 |  | OPERATING | OPERATING | E214 | SRD0-1M0 | F40605008 |  | SRD0
PMN-H04MEA20HA005KE08 | Eccentric Pin No.08 |  | OPERATING | OPERATING | E214 | SRD0-1M0 | F40605008 |  | SRD0
PMN-H04MEA20HA005KE09 | Eccentric Pin No.09 |  | OPERATING | OPERATING | E214 | SRD0-1M0 | F40605008 |  | SRD0
PMN-H04MEA20HA005KE10 | Eccentric Pin No.10 |  | OPERATING | OPERATING | E214 | SRD0-1M0 | F40605008 |  | SRD0
PMN-H04MEA20HA005KE11 | Eccentric Pin No.11 |  | OPERATING | OPERATING | E214 | SRD0-1M0 | F40605008 |  | SRD0
PMN-H04MEA20HA005KE12 | Eccentric Pin No.12 |  | OPERATING | OPERATING | E214 | SRD0-1M0 | F40605008 |  | SRD0
PMN-H04MEA20HA005KE13 | Eccentric Pin No.13 |  | OPERATING | OPERATING | E214 | SRD0-1M0 | F40605008 |  | SRD0
PMN-H04MEA20HA005KE14 | Eccentric Pin No.14 |  | OPERATING | OPERATING | E214 | SRD0-1M0 | F40605008 |  | SRD0
PMN-H04MEA20HA005KE15 | Eccentric Pin No.15 |  | OPERATING | OPERATING | E214 | SRD0-1M0 | F40605008 |  | SRD0
PMN-H04MEA20HA005KE16 | Eccentric Pin No.16 |  | OPERATING | OPERATING | E214 | SRD0-1M0 | F40605008 |  | SRD0
PMN-H04MEA20HA006 | Wicket Gate Link Set |  | OPERATING | OPERATING | E214 | SRD0-1M0 | F40605008 |  | SRD0
PMN-H04MEA20HA006MU01 | Wicket Gate Link No.01 |  | OPERATING | OPERATING | E214 | SRD0-1M0 | F40605008 |  | SRD0
PMN-H04MEA20HA006MU02 | Wicket Gate Link No.02 |  | OPERATING | OPERATING | E214 | SRD0-1M0 | F40605008 |  | SRD0
PMN-H04MEA20HA006MU03 | Wicket Gate Link No.03 |  | OPERATING | OPERATING | E214 | SRD0-1M0 | F40605008 |  | SRD0
PMN-H04MEA20HA006MU04 | Wicket Gate Link No.04 |  | OPERATING | OPERATING | E214 | SRD0-1M0 | F40605008 |  | SRD0
PMN-H04MEA20HA006MU05 | Wicket Gate Link No.05 |  | OPERATING | OPERATING | E214 | SRD0-1M0 | F40605008 |  | SRD0
PMN-H04MEA20HA006MU06 | Wicket Gate Link No.06 |  | OPERATING | OPERATING | E214 | SRD0-1M0 | F40605008 |  | SRD0
PMN-H04MEA20HA006MU07 | Wicket Gate Link No.07 |  | OPERATING | OPERATING | E214 | SRD0-1M0 | F40605008 |  | SRD0
PMN-H04MEA20HA006MU08 | Wicket Gate Link No.08 |  | OPERATING | OPERATING | E214 | SRD0-1M0 | F40605008 |  | SRD0
PMN-H04MEA20HA006MU09 | Wicket Gate Link No.09 |  | OPERATING | OPERATING | E214 | SRD0-1M0 | F40605008 |  | SRD0
PMN-H04MEA20HA006MU10 | Wicket Gate Link No.10 |  | OPERATING | OPERATING | E214 | SRD0-1M0 | F40605008 |  | SRD0
PMN-H04MEA20HA006MU11 | Wicket Gate Link No.11 |  | OPERATING | OPERATING | E214 | SRD0-1M0 | F40605008 |  | SRD0
PMN-H04MEA20HA006MU12 | Wicket Gate Link No.12 |  | OPERATING | OPERATING | E214 | SRD0-1M0 | F40605008 |  | SRD0
PMN-H04MEA20HA006MU13 | Wicket Gate Link No.13 |  | OPERATING | OPERATING | E214 | SRD0-1M0 | F40605008 |  | SRD0
PMN-H04MEA20HA006MU14 | Wicket Gate Link No.14 |  | OPERATING | OPERATING | E214 | SRD0-1M0 | F40605008 |  | SRD0
PMN-H04MEA20HA006MU15 | Wicket Gate Link No.15 |  | OPERATING | OPERATING | E214 | SRD0-1M0 | F40605008 |  | SRD0
PMN-H04MEA20HA006MU16 | Wicket Gate Link No.16 |  | OPERATING | OPERATING | E214 | SRD0-1M0 | F40605008 |  | SRD0
PMN-H04MEA30 | Runner, Main Shaft |  | OPERATING | OPERATING | E214 | SRD0-1M0 | F40605008 |  | SRD0
PMN-H04MEA30AU001 | Coupling Bolts |  | OPERATING | OPERATING | E214 | SRD0-1M0 | F40605008 |  | SRD0
PMN-H04MEA30AU001MK01 | Coupling Bolts No.1 |  | OPERATING | OPERATING | E214 | SRD0-1M0 | F40605008 |  | SRD0
PMN-H04MEA30AU001MK02 | Coupling Bolts No.2 |  | OPERATING | OPERATING | E214 | SRD0-1M0 | F40605008 |  | SRD0
PMN-H04MEA30AU001MK03 | Coupling Bolts No.3 |  | OPERATING | OPERATING | E214 | SRD0-1M0 | F40605008 |  | SRD0
PMN-H04MEA30AU001MK04 | Coupling Bolts No.4 |  | OPERATING | OPERATING | E214 | SRD0-1M0 | F40605008 |  | SRD0
PMN-H04MEA30AU001MK05 | Coupling Bolts No.5 |  | OPERATING | OPERATING | E214 | SRD0-1M0 | F40605008 |  | SRD0
PMN-H04MEA30AU001MK06 | Coupling Bolts No.6 |  | OPERATING | OPERATING | E214 | SRD0-1M0 | F40605008 |  | SRD0
PMN-H04MEA30CS001 | Speed Senser |  | OPERATING | OPERATING | E214 | SRD0-1E0 | F40605008 |  | SRD0
PMN-H04MEA30CY001 | Turbine Vibration |  | OPERATING | OPERATING | E214 | SRD0-1E0 | F40605008 |  | SRD0
PMN-H04MEA30HB001 | Runner Blade Set |  | OPERATING | OPERATING | E214 | SRD0-1M0 | F40605008 |  | SRD0
PMN-H04MEA30HB001KB01 | Runner Blade No.01 |  | OPERATING | OPERATING | E214 | SRD0-1M0 | F40605008 |  | SRD0
PMN-H04MEA30HB001KB02 | Runner Blade No.02 |  | OPERATING | OPERATING | E214 | SRD0-1M0 | F40605008 |  | SRD0
PMN-H04MEA30HB001KB03 | Runner Blade No.03 |  | OPERATING | OPERATING | E214 | SRD0-1M0 | F40605008 |  | SRD0
PMN-H04MEA30HB001KB04 | Runner Blade No.04 |  | OPERATING | OPERATING | E214 | SRD0-1M0 | F40605008 |  | SRD0
PMN-H04MEA30HB005 | Runner Cone |  | OPERATING | OPERATING | E214 | SRD0-1M0 | F40605008 |  | SRD0
PMN-H04MEA30HB006 | Turbine Shaft |  | OPERATING | OPERATING | E214 | SRD0-1M0 | F40605008 |  | SRD0
PMN-H04MEA40 | Cover, Draft Tube, Shaft Seal |  | OPERATING | OPERATING | E214 | SRD0-1M0 | F40605008 |  | SRD0
PMN-H04MEA40HA001 | Inner Cone |  | OPERATING | OPERATING | E214 | SRD0-1M0 | F40605008 |  | SRD0
PMN-H04MEA40HA002 | Outer Cone |  | OPERATING | OPERATING | E214 | SRD0-1M0 | F40605008 |  | SRD0
PMN-H04MEA40HA003 | Hub Cover (Runner Cap) |  | OPERATING | OPERATING | E214 | SRD0-1M0 | F40605008 |  | SRD0
PMN-H04MEA40HA004 | Draft Tube |  | OPERATING | OPERATING | E214 | SRD0-1M0 | F40605008 |  | SRD0
PMN-H04MEA40HA004KB01 | Man Hole Draft Tube |  | OPERATING | OPERATING | E214 | SRD0-1M0 | F40605008 |  | SRD0
PMN-H04MEA40HA004MF01 | Draft Tube |  | OPERATING | OPERATING | E214 | SRD0-1M0 | F40605008 |  | SRD0
PMN-H04MEA40HA005 | Discharge Ring |  | OPERATING | OPERATING | E214 | SRD0-1M0 | F40605008 |  | SRD0
PMN-H04MEA40HA005KA01 | Drain Valve Down Stream |  | OPERATING | OPERATING | E214 | SRD0-1M0 | F40605008 |  | SRD0
PMN-H04MEA40HA005MF01 | Discharge Ring |  | OPERATING | OPERATING | E214 | SRD0-1M0 | F40605008 |  | SRD0
PMN-H04MEA40HA006 | Turbine Shaft Seal |  | OPERATING | OPERATING | E214 | SRD0-1M0 | F40605008 |  | SRD0
PMN-H04MEA40HA006MF01 | Turbine Shaft Seal Cashing |  | OPERATING | OPERATING | E214 | SRD0-1M0 | F40605008 |  | SRD0
PMN-H04MEA40HA006MT01 | V-Seal |  | OPERATING | OPERATING | E214 | SRD0-1M0 | F40605008 |  | SRD0
PMN-H04MEA40HA006MT02 | Seal Element |  | OPERATING | OPERATING | E214 | SRD0-1M0 | F40605008 |  | SRD0
PMN-H04MED | Turbine Guide Bearing |  | OPERATING | OPERATING | E214 | SRD0-1M0 | F40605008 |  | SRD0
PMN-H04MED10 | Turbine Guide Bearing |  | OPERATING | OPERATING | E214 | SRD0-1M0 | F40605008 |  | SRD0
PMN-H04MED10CT001 | Temp. Turbine Brg. Shell |  | OPERATING | OPERATING | E214 | SRD0-1M0 | F40605008 |  | SRD0
PMN-H04MED10CT001-P01 | Temp. Turbine Brg. Shell TB-09 |  | OPERATING | OPERATING | E214 | SRD0-1M0 | F40605008 |  | SRD0
PMN-H04MED10CT001-P02 | Temp. Turbine Brg. Shell TB-10 |  | OPERATING | OPERATING | E214 | SRD0-1M0 | F40605008 |  | SRD0
PMN-H04MED10CT001-P03 | Temp. Turbine Brg. Shell TB-S131 |  | OPERATING | OPERATING | E214 | SRD0-1M0 | F40605008 |  | SRD0
PMN-H04MED10CT001-P04 | Temp. Turbine Brg. Shell TB-S132 |  | OPERATING | OPERATING | E214 | SRD0-1M0 | F40605008 |  | SRD0
PMN-H04MED10HD001 | Turbine Bearing set |  | OPERATING | OPERATING | E214 | SRD0-1M0 | F40605008 |  | SRD0
PMN-H04MED10HD001MK01 | Upper Brg.Cashing |  | OPERATING | OPERATING | E214 | SRD0-1M0 | F40605008 |  | SRD0
PMN-H04MED10HD001MK02 | Lower Brg. Cashing |  | OPERATING | OPERATING | E214 | SRD0-1M0 | F40605008 |  | SRD0
PMN-H04MED10HD002 | Turbine Guide Brg. Shell |  | OPERATING | OPERATING | E214 | SRD0-1M0 | F40605008 |  | SRD0
PMN-H04MED10HD002MK01 | Upper Turbine Brg. Shell |  | OPERATING | OPERATING | E214 | SRD0-1M0 | F40605008 |  | SRD0
PMN-H04MED10HD002MK02 | Lower Turbine Brg. Shell |  | OPERATING | OPERATING | E214 | SRD0-1M0 | F40605008 |  | SRD0
PMN-H04MES | Water Supply for Shaft Seal Unit 4 |  | OPERATING | OPERATING | E214 | SRD0-1M0 | F40605008 |  | SRD0
PMN-H04MES10 | Water Supply for Shaft Seal Unit4 |  | OPERATING | OPERATING | E214 | SRD0-1M0 | F40605008 |  | SRD0
PMN-H04MES10AA001 | Water Supply Valve for Shaft Seal |  | OPERATING | OPERATING | E214 | SRD0-1M0 | F40605008 |  | SRD0
PMN-H04MES10AA001KA01 | Solenoid Valve No.1 (1+TB-Y10) |  | OPERATING | OPERATING | E214 | SRD0-1M0 | F40605008 |  | SRD0
PMN-H04MES10AA001KA02 | Isolating Valve (4392) |  | OPERATING | OPERATING | E214 | SRD0-1M0 | F40605008 |  | SRD0
PMN-H04MES10AA001KA03 | Regulating Valve (4393) |  | OPERATING | OPERATING | E214 | SRD0-1M0 | F40605008 |  | SRD0
PMN-H04MES10AA001KA04 | Isolating Valve ( 4367 ) |  | OPERATING | OPERATING | E214 | SRD0-1M0 | F40605008 |  | SRD0
PMN-H04MES10AA001KA05 | Isolating Valve ( 4390 ) |  | OPERATING | OPERATING | E214 | SRD0-1M0 | F40605008 |  | SRD0
PMN-H04MES10AA001KA06 | Isolating Valve ( 4391 ) |  | OPERATING | OPERATING | E214 | SRD0-1M0 | F40605008 |  | SRD0
PMN-H04MES10AA001KA07 | Valve 2/2 |  | OPERATING | OPERATING | E214 | SRD0-1M0 | F40605008 |  | SRD0
PMN-H04MES10BR001 | Pipe Line |  | OPERATING | OPERATING | E214 | SRD0-1M0 | F40605008 |  | SRD0
PMN-H04MES10CF001 | Flow Indicator (1+TB-S20) |  | OPERATING | OPERATING | E214 | SRD0-1E0 | F40605008 |  | SRD0
PMN-H04MES10CT001 | Flow Meter |  | OPERATING | OPERATING | E214 | SRD0-1E0 | F40605008 |  | SRD0
PMN-H04MEV | Lubrication Oil System |  | OPERATING | OPERATING | E214 | SRD0-1M0 | F40605008 |  | SRD0
PMN-H04MEV10 | Lower Oil Tank |  | OPERATING | OPERATING | E214 | SRD0-1M0 | F40605008 |  | SRD0
PMN-H04MEV10AA001 | Oil Drain Ball Valve ( DN 50 ) |  | OPERATING | OPERATING | E214 | SRD0-1M0 | F40605008 |  | SRD0
PMN-H04MEV10AP001 | Filling Oil Pump No.1( DN 80 ) |  | OPERATING | OPERATING | E214 | SRD0-1M0 | F40605008 |  | SRD0
PMN-H04MEV10AP001-M01 | Motor LT-M01 |  | OPERATING | OPERATING | E214 | SRD0-1E0 | F40605008 |  | SRD0
PMN-H04MEV10AP001KA01 | Safety Valve ( DN 80 ) |  | OPERATING | OPERATING | E214 | SRD0-1M0 | F40605008 |  | SRD0
PMN-H04MEV10AP001KA02 | Check Valve ( DN 80 ) |  | OPERATING | OPERATING | E214 | SRD0-1M0 | F40605008 |  | SRD0
PMN-H04MEV10AP001KP01 | Pump |  | OPERATING | OPERATING | E214 | SRD0-1E0 | F40605008 |  | SRD0
PMN-H04MEV10AP001MK01 | Coupling |  | OPERATING | OPERATING | E214 | SRD0-1M0 | F40605008 |  | SRD0
PMN-H04MEV10AP002 | Filling Oil Pump No.2( DN 80 ) |  | OPERATING | OPERATING | E214 | SRD0-1M0 | F40605008 |  | SRD0
PMN-H04MEV10AP002-M01 | Motor LT-M02 |  | OPERATING | OPERATING | E214 | SRD0-1M0 | F40605008 |  | SRD0
PMN-H04MEV10AP002KA01 | Safety Valve ( DN 80 ) |  | OPERATING | OPERATING | E214 | SRD0-1M0 | F40605008 |  | SRD0
PMN-H04MEV10AP002KA02 | Check Valve ( DN 80 ) |  | OPERATING | OPERATING | E214 | SRD0-1M0 | F40605008 |  | SRD0
PMN-H04MEV10AP002KP01 | Pump |  | OPERATING | OPERATING | E214 | SRD0-1M0 | F40605008 |  | SRD0
PMN-H04MEV10AP002MK01 | Coupling |  | OPERATING | OPERATING | E214 | SRD0-1M0 | F40605008 |  | SRD0
PMN-H04MEV10AT001 | Tank |  | OPERATING | OPERATING | E214 | SRD0-1M0 | F40605008 |  | SRD0
PMN-H04MEV10CE001 | Instrument (Oil Level) for Lower Oil Tank |  | OPERATING | OPERATING | E214 | SRD0-1E0 | F40605008 |  | SRD0
PMN-H04MEV10CE001-F01 | Heating Lower Oil Tank LT-E1 |  | OPERATING | OPERATING | E214 | SRD0-1E0 | F40605008 |  | SRD0
PMN-H04MEV10CE001-F02 | Heating Lower Oil Tank LT-E2 |  | OPERATING | OPERATING | E214 | SRD0-1E0 | F40605008 |  | SRD0
PMN-H04MEV10CE001-F03 | Oil Level Lower Tank LT-S011 |  | OPERATING | OPERATING | E214 | SRD0-1E0 | F40605008 |  | SRD0
PMN-H04MEV10CE001-F04 | Oil Level Lower Tank LT-S012 |  | OPERATING | OPERATING | E214 | SRD0-1E0 | F40605008 |  | SRD0
PMN-H04MEV10CE001-F05 | Oil Level Lower Tank LT-S021 |  | OPERATING | OPERATING | E214 | SRD0-1E0 | F40605008 |  | SRD0
PMN-H04MEV10CE001-F06 | Oil Level Lower Tank LT-S022 |  | OPERATING | OPERATING | E214 | SRD0-1E0 | F40605008 |  | SRD0
PMN-H04MEV10CE001-F07 | Level Sight Glass |  | OPERATING | OPERATING | E214 | SRD0-1E0 | F40605008 |  | SRD0
PMN-H04MEV10CP001 | Instrument (Temp.) for Lower Oil Tank |  | OPERATING | OPERATING | E214 | SRD0-1E0 | F40605008 |  | SRD0
PMN-H04MEV10CP001-F01 | Oil Pressure After Pump. LT-S03 |  | OPERATING | OPERATING | E214 | SRD0-1E0 | F40605008 |  | SRD0
PMN-H04MEV10CP001-F02 | Oil Temp. Lower Tank LT-S111 |  | OPERATING | OPERATING | E214 | SRD0-1E0 | F40605008 |  | SRD0
PMN-H04MEV10CP001-F03 | Oil Temp. Lower Tank LT-S112 |  | OPERATING | OPERATING | E214 | SRD0-1E0 | F40605008 |  | SRD0
PMN-H04MEV10CP001-F04 | Thermostat Lower Oil Tank LT-S10 |  | OPERATING | OPERATING | E214 | SRD0-1E0 | F40605008 |  | SRD0
PMN-H04MEV10CP001-F05 | Thermostat Lower Oil Tank LT-S11 |  | OPERATING | OPERATING | E214 | SRD0-1E0 | F40605008 |  | SRD0
PMN-H04MEV10CP001-F06 | Oil Temp.Lower Tank LT-B01 |  | OPERATING | OPERATING | E214 | SRD0-1E0 | F40605008 |  | SRD0
PMN-H04MEV20 | Oil Vapour Exhaust Fan |  | OPERATING | OPERATING | E214 | SRD0-1E0 | F40605008 |  | SRD0
PMN-H04MEV20AN001 | Exhaust Fan |  | OPERATING | OPERATING | E214 | SRD0-1E0 | F40605008 |  | SRD0
PMN-H04MEV20AN001KN01 | Fan |  | OPERATING | OPERATING | E214 | SRD0-1E0 | F40605008 |  | SRD0
PMN-H04MEV20AN001KT01 | Filter |  | OPERATING | OPERATING | E214 | SRD0-1M0 | F40605008 |  | SRD0
PMN-H04MEV20AN001MR01 | Piping |  | OPERATING | OPERATING | E214 | SRD0-1M0 | F40605008 |  | SRD0
PMN-H04MEV30 | Oil Cooler |  | OPERATING | OPERATING | E214 | SRD0-1M0 | F40605008 |  | SRD0
PMN-H04MEV30AC001 | Oil Cooler No.1 |  | OPERATING | OPERATING | E214 | SRD0-1M0 | F40605008 |  | SRD0
PMN-H04MEV30AC001KA01 | Inlet Shut off Valve Cooler No.1 (DN80) |  | OPERATING | OPERATING | E214 | SRD0-1M0 | F40605008 |  | SRD0
PMN-H04MEV30AC001KA02 | Outlet Shut off Valve Cooler No.1(DN 80) |  | OPERATING | OPERATING | E214 | SRD0-1M0 | F40605008 |  | SRD0
PMN-H04MEV30AC001KC01 | Oil Cooler No.1 ( DN 80 ) |  | OPERATING | OPERATING | E214 | SRD0-1M0 | F40605008 |  | SRD0
PMN-H04MEV30AC002 | Oil Cooler No.2 |  | OPERATING | OPERATING | E214 | SRD0-1M0 | F40605008 |  | SRD0
PMN-H04MEV30AC002KA01 | Inlet Shut off Valve Cooler No.2(DN 80) |  | OPERATING | OPERATING | E214 | SRD0-1M0 | F40605008 |  | SRD0
PMN-H04MEV30AC002KA02 | Outlet Shut off Valve Cooler No.2(DN 80) |  | OPERATING | OPERATING | E214 | SRD0-1M0 | F40605008 |  | SRD0
PMN-H04MEV30AC002KC01 | Oil Cooler No.2 ( DN 80 ) |  | OPERATING | OPERATING | E214 | SRD0-1M0 | F40605008 |  | SRD0
PMN-H04MEV30AC003 | Inlet Scrw.Thermometer (DN 15)(R1/2) |  | OPERATING | OPERATING | E214 | SRD0-1M0 | F40605008 |  | SRD0
PMN-H04MEV30AC004 | Outlet Scrw.Thermometer (DN 15)(R1/2 ) |  | OPERATING | OPERATING | E214 | SRD0-1M0 | F40605008 |  | SRD0
PMN-H04MEV40 | Double Oil Filter (DN80 ) |  | OPERATING | OPERATING | E214 | SRD0-1M0 | F40605008 |  | SRD0
PMN-H04MEV40AA001 | Oil Filter Valve |  | OPERATING | OPERATING | E214 | SRD0-1M0 | F40605008 |  | SRD0
PMN-H04MEV40AA001KA01 | 3-Way Inlet Valve |  | OPERATING | OPERATING | E214 | SRD0-1M0 | F40605008 |  | SRD0
PMN-H04MEV40AA001KA02 | 3-Way Outet Valve |  | OPERATING | OPERATING | E214 | SRD0-1M0 | F40605008 |  | SRD0
PMN-H04MEV40AT001 | Oil Filter No.1 |  | OPERATING | OPERATING | E214 | SRD0-1M0 | F40605008 |  | SRD0
PMN-H04MEV40AT002 | Oil Filter No.2 |  | OPERATING | OPERATING | E214 | SRD0-1M0 | F40605008 |  | SRD0
PMN-H04MEV40CP001 | Diff. Pressure Switch (Oil Filter) |  | OPERATING | OPERATING | E214 | SRD0-1E0 | F40605008 |  | SRD0
PMN-H04MEV40CP001-P01 | Diff. Pressure Oil Filter LT-S091 |  | OPERATING | OPERATING | E214 | SRD0-1E0 | F40605008 |  | SRD0
PMN-H04MEV40CP001-P02 | Diff. Pressure Oil Filter LT-S092 |  | OPERATING | OPERATING | E214 | SRD0-1E0 | F40605008 |  | SRD0
PMN-H04MEV50 | High Oil Tank |  | OPERATING | OPERATING | E214 | SRD0-1M0 | F40605008 |  | SRD0
PMN-H04MEV50AA001 | Drain Valve |  | OPERATING | OPERATING | E214 | SRD0-1M0 | F40605008 |  | SRD0
PMN-H04MEV50AT001 | Tank |  | OPERATING | OPERATING | E214 | SRD0-1M0 | F40605008 |  | SRD0
PMN-H04MEV50CE001 | Instrument ( Oil Level ) for High Oil Tank |  | OPERATING | OPERATING | E214 | SRD0-1E0 | F40605008 |  | SRD0
PMN-H04MEV50CE001-F01 | Oil Level High Tank ht-S011 |  | OPERATING | OPERATING | E214 | SRD0-1E0 | F40605008 |  | SRD0
PMN-H04MEV50CE001-F02 | Oil Level High Tank ht-S012 |  | OPERATING | OPERATING | E214 | SRD0-1E0 | F40605008 |  | SRD0
PMN-H04MEV50CE001-F03 | Oil Level High Tank ht-S021 |  | OPERATING | OPERATING | E214 | SRD0-1E0 | F40605008 |  | SRD0
PMN-H04MEV50CE001-F04 | Oil Level High Tank ht-S022 |  | OPERATING | OPERATING | E214 | SRD0-1E0 | F40605008 |  | SRD0
PMN-H04MEV50CT001 | Instrument ( Temp. ) for High Oil Tank |  | OPERATING | OPERATING | E214 | SRD0-1E0 | F40605008 |  | SRD0
PMN-H04MEV50CT001-F01 | Oil Temp. High Tank ht-S031 |  | OPERATING | OPERATING | E214 | SRD0-1E0 | F40605008 |  | SRD0
PMN-H04MEV50CT001-F02 | Oil Temp. High Tank ht-S032 |  | OPERATING | OPERATING | E214 | SRD0-1E0 | F40605008 |  | SRD0
PMN-H04MEV50CT001-F03 | Heating High Oil Tank ht-E1 |  | OPERATING | OPERATING | E214 | SRD0-1E0 | F40605008 |  | SRD0
PMN-H04MEV50CT001-F04 | Thermostat High Oil Tank ht-S04 |  | OPERATING | OPERATING | E214 | SRD0-1E0 | F40605008 |  | SRD0
PMN-H04MEV50CT001-F05 | Oil Temp. High Oil Tank ht-B01 |  | OPERATING | OPERATING | E214 | SRD0-1E0 | F40605008 |  | SRD0
PMN-H04MEV60 | Bearing Oil Valve |  | OPERATING | OPERATING | E214 | SRD0-1M0 | F40605008 |  | SRD0
PMN-H04MEV60AA001 | Main Bearing Oil Valve |  | OPERATING | OPERATING | E214 | SRD0-1M0 | F40605008 |  | SRD0
PMN-H04MEV60AA001-M01 | Motor TB-M01 |  | OPERATING | OPERATING | E214 | SRD0-1E0 | F40605008 |  | SRD0
PMN-H04MEV60AA001-P01 | Limit Close Clockwise TB-S051 |  | OPERATING | OPERATING | E214 | SRD0-1E0 | F40605008 |  | SRD0
PMN-H04MEV60AA001-P02 | Limit Open Counter Clockwise TB-S052 |  | OPERATING | OPERATING | E214 | SRD0-1E0 | F40605008 |  | SRD0
PMN-H04MEV60AA001KA01 | Valve |  | OPERATING | OPERATING | E214 | SRD0-1M0 | F40605008 |  | SRD0
PMN-H04MEV60AA001KE01 | Hand Valve |  | OPERATING | OPERATING | E214 | SRD0-1M0 | F40605008 |  | SRD0
PMN-H04MEV60AS001 | Main Thrust Brg. Flow Control Valve |  | OPERATING | OPERATING | E214 | SRD0-1M0 | F40605008 |  | SRD0
PMN-H04MEV60AS001-B01 | Oil Flow Main Thrust Brg.TB-S011 |  | OPERATING | OPERATING | E214 | SRD0-1M0 | F40605008 |  | SRD0
PMN-H04MEV60AS001-B02 | Oil Flow Main Thrust Brg.TB-S012 |  | OPERATING | OPERATING | E214 | SRD0-1M0 | F40605008 |  | SRD0
PMN-H04MEV60AS001KA01 | Adjustable Diaphragm |  | OPERATING | OPERATING | E214 | SRD0-1M0 | F40605008 |  | SRD0
PMN-H04MEV60AS002 | Counter Thrust Brg. Flow Control Valve |  | OPERATING | OPERATING | E214 | SRD0-1M0 | F40605008 |  | SRD0
PMN-H04MEV60AS002-B01 | Oil Flow Counter Thrust Brg.TB-S021 |  | OPERATING | OPERATING | E214 | SRD0-1M0 | F40605008 |  | SRD0
PMN-H04MEV60AS002-B02 | Oil Flow Counter Thrust Brg.TB-S022 |  | OPERATING | OPERATING | E214 | SRD0-1M0 | F40605008 |  | SRD0
PMN-H04MEV60AS002KA01 | Adjustable Diaphragm |  | OPERATING | OPERATING | E214 | SRD0-1M0 | F40605008 |  | SRD0
PMN-H04MEV60AS003 | Gen. Guide Brg. Flow Control Valve |  | OPERATING | OPERATING | E214 | SRD0-1M0 | F40605008 |  | SRD0
PMN-H04MEV60AS003-B01 | Oil Flow Gen. Brg. Shell TB-S031 |  | OPERATING | OPERATING | E214 | SRD0-1M0 | F40605008 |  | SRD0
PMN-H04MEV60AS003-B02 | Oil Flow Gen. Brg. Shell TB-S032 |  | OPERATING | OPERATING | E214 | SRD0-1M0 | F40605008 |  | SRD0
PMN-H04MEV60AS003KA01 | Adjustable Diaphragm |  | OPERATING | OPERATING | E214 | SRD0-1M0 | F40605008 |  | SRD0
PMN-H04MEV60AS004 | Turbine Guide Brg. Flow Control Valve |  | OPERATING | OPERATING | E214 | SRD0-1M0 | F40605008 |  | SRD0
PMN-H04MEV60AS004-B01 | Oil Flow Turbine Shell TB-S041 |  | OPERATING | OPERATING | E214 | SRD0-1M0 | F40605008 |  | SRD0
PMN-H04MEV60AS004-B02 | Oil Flow Turbine Shell TB-S042 |  | OPERATING | OPERATING | E214 | SRD0-1M0 | F40605008 |  | SRD0
PMN-H04MEV60AS004KA01 | Adjustable Diaphragm |  | OPERATING | OPERATING | E214 | SRD0-1M0 | F40605008 |  | SRD0
PMN-H04MEV60BR001 | Piping |  | OPERATING | OPERATING | E214 | SRD0-1M0 | F40605008 |  | SRD0
PMN-H04MEV60CF001 | Bearing Sight Glass |  | OPERATING | OPERATING | E214 | SRD0-1M0 | F40605008 |  | SRD0
PMN-H04MEV60CF001QP01 | Thrush Brg. Sight Glass |  | OPERATING | OPERATING | E214 | SRD0-1M0 | F40605008 |  | SRD0
PMN-H04MEV60CF001QP02 | Gen. Guide Brg. Sight Glass |  | OPERATING | OPERATING | E214 | SRD0-1M0 | F40605008 |  | SRD0
PMN-H04MEV60CF001QP03 | Turbine Guide Brg. Sight Glass |  | OPERATING | OPERATING | E214 | SRD0-1M0 | F40605008 |  | SRD0
PMN-H04MEV70 | High Pressure Oil Pump ( DC ) & ( AC ) |  | OPERATING | OPERATING | E214 | SRD0-1E0 | F40605008 |  | SRD0
PMN-H04MEV70AA001 | Inlet Valve |  | OPERATING | OPERATING | E214 | SRD0-1M0 | F40605008 |  | SRD0
PMN-H04MEV70BN001 | High Pressure Oil Pump ( DC ) & ( AC ) |  | OPERATING | OPERATING | E214 | SRD0-1E0 | F40605008 |  | SRD0
PMN-H04MEV70BN001-M01 | DC Motor LT- M042 |  | OPERATING | OPERATING | E214 | SRD0-1E0 | F40605008 |  | SRD0
PMN-H04MEV70BN001-M02 | AC Motor LT-M041 |  | OPERATING | OPERATING | E214 | SRD0-1E0 | F40605008 |  | SRD0
PMN-H04MEV70BN001KP01 | Pump |  | OPERATING | OPERATING | E214 | SRD0-1E0 | F40605008 |  | SRD0
PMN-H04MEV70BN001MK01 | Coupling |  | OPERATING | OPERATING | E214 | SRD0-1M0 | F40605008 |  | SRD0
PMN-H04MEV70BN002 | High Pressure Oil Pipe For Thrust Bearing |  | OPERATING | OPERATING | E214 | SRD0-1M0 | F40605008 |  | SRD0
PMN-H04MEV70BN002-P01 | Pressure Guage Line Main Thrust Brg. |  | OPERATING | OPERATING | E214 | SRD0-1M0 | F40605008 |  | SRD0
PMN-H04MEV70BN002-P02 | Diff. Press. High Pressure Filter LT-S06 |  | OPERATING | OPERATING | E214 | SRD0-1M0 | F40605008 |  | SRD0
PMN-H04MEV70BN002KA01 | Safety Valve for Main Thrust Brg |  | OPERATING | OPERATING | E214 | SRD0-1M0 | F40605008 |  | SRD0
PMN-H04MEV70BN002KA02 | Shut off Valve Line Main Thrust Brg. |  | OPERATING | OPERATING | E214 | SRD0-1M0 | F40605008 |  | SRD0
PMN-H04MEV70BN002KA03 | Check Valve Line Main Thrust Brg. |  | OPERATING | OPERATING | E214 | SRD0-1M0 | F40605008 |  | SRD0
PMN-H04MEV70BN002KT01 | High Pressure Filter Main Thrust Brg. |  | OPERATING | OPERATING | E214 | SRD0-1M0 | F40605008 |  | SRD0
PMN-H04MEV70BN002MR01 | Piping Line Main Thrust Brg. |  | OPERATING | OPERATING | E214 | SRD0-1M0 | F40605008 |  | SRD0
PMN-H04MEV70BN003 | High Pressure Oil Pipe for Gen. Guide Brg. |  | OPERATING | OPERATING | E214 | SRD0-1M0 | F40605008 |  | SRD0
PMN-H04MEV70BN003-P01 | Pressure Guage Line Gen. Guide Brg. |  | OPERATING | OPERATING | E214 | SRD0-1M0 | F40605008 |  | SRD0
PMN-H04MEV70BN003-P02 | Diff. Press. High Pressure Filter LT-S07 |  | OPERATING | OPERATING | E214 | SRD0-1M0 | F40605008 |  | SRD0
PMN-H04MEV70BN003-P03 | Oil Pressure Gen. Brg. Shell LT-S04 |  | OPERATING | OPERATING | E214 | SRD0-1M0 | F40605008 |  | SRD0
PMN-H04MEV70BN003KA01 | Safety Valve for Gen. Guide Brg |  | OPERATING | OPERATING | E214 | SRD0-1M0 | F40605008 |  | SRD0
PMN-H04MEV70BN003KA02 | Shut off Valve.Line Gen. Guide Brg.No.1 |  | OPERATING | OPERATING | E214 | SRD0-1M0 | F40605008 |  | SRD0
PMN-H04MEV70BN003KA03 | Shut off Valve. Line Gen. Guide Brg. No.2 |  | OPERATING | OPERATING | E214 | SRD0-1M0 | F40605008 |  | SRD0
PMN-H04MEV70BN003KA04 | Check Valve Line Gen. Guide Brg. |  | OPERATING | OPERATING | E214 | SRD0-1M0 | F40605008 |  | SRD0
PMN-H04MEV70BN003KT01 | High Pressure Filter for Gen. Guide Brg. |  | OPERATING | OPERATING | E214 | SRD0-1M0 | F40605008 |  | SRD0
PMN-H04MEV70BN003MR01 | Piping Line Gen. Guide Brg. |  | OPERATING | OPERATING | E214 | SRD0-1M0 | F40605008 |  | SRD0
PMN-H04MEV70BN004 | High Pressure Oil Pipe for Turbine Guide Brg. |  | OPERATING | OPERATING | E214 | SRD0-1M0 | F40605008 |  | SRD0
PMN-H04MEV70BN004-P01 | Pressure Guage Line Turbine Guide Brg. |  | OPERATING | OPERATING | E214 | SRD0-1M0 | F40605008 |  | SRD0
PMN-H04MEV70BN004-P02 | Diff. Press. High Pressure Filter LT-S08 |  | OPERATING | OPERATING | E214 | SRD0-1M0 | F40605008 |  | SRD0
PMN-H04MEV70BN004-P03 | Oil Pressure Turbine Brg. Shell LT-S04 |  | OPERATING | OPERATING | E214 | SRD0-1M0 | F40605008 |  | SRD0
PMN-H04MEV70BN004KA01 | Safety Valve for Turbine Guide Brg |  | OPERATING | OPERATING | E214 | SRD0-1M0 | F40605008 |  | SRD0
PMN-H04MEV70BN004KA02 | Shut off Valve. Lineturbine Guide Brg.No.1 |  | OPERATING | OPERATING | E214 | SRD0-1M0 | F40605008 |  | SRD0
PMN-H04MEV70BN004KA03 | Shut off Valve Line Turbine Guide Brg.No.2 |  | OPERATING | OPERATING | E214 | SRD0-1M0 | F40605008 |  | SRD0
PMN-H04MEV70BN004KA04 | Check Valve Line Turbine Guide Brg. |  | OPERATING | OPERATING | E214 | SRD0-1M0 | F40605008 |  | SRD0
PMN-H04MEV70BN004KT01 | High Press. Filter Turbine Guide Brg. |  | OPERATING | OPERATING | E214 | SRD0-1M0 | F40605008 |  | SRD0
PMN-H04MEV70BN004MR01 | Piping Line Turbine Guide Brg. |  | OPERATING | OPERATING | E214 | SRD0-1M0 | F40605008 |  | SRD0
PMN-H04MEX | Hydraulic Turbine |  | OPERATING | OPERATING | E214 | SRD0-1M0 | F40605008 |  | SRD0
PMN-H04MEX10 | Governor Oil Sump. Tank |  | OPERATING | OPERATING | E214 | SRD0-1M0 | F40605008 |  | SRD0
PMN-H04MEX10AA001 | Drain Valve for Sump Tank |  | OPERATING | OPERATING | E214 | SRD0-1M0 | F40605008 |  | SRD0
PMN-H04MEX10AA001KA01 | Valve Drain for Sump Tank 1004/1 |  | OPERATING | OPERATING | E214 | SRD0-1M0 | F40605008 |  | SRD0
PMN-H04MEX10AA001KA02 | Valve Drain for Sump Tank 1004/2 |  | OPERATING | OPERATING | E214 | SRD0-1M0 | F40605008 |  | SRD0
PMN-H04MEX10AA002 | Gov. Oil Filter 1009 (20 Micron) |  | OPERATING | OPERATING | E214 | SRD0-1M0 | F40605008 |  | SRD0
PMN-H04MEX10AA002-P01 | Gov. Oil Pressure Switch -S32/1 |  | OPERATING | OPERATING | E214 | SRD0-1E0 | F40605008 |  | SRD0
PMN-H04MEX10AA002-P02 | Gov. Oil Pressure Switch -S32/2 |  | OPERATING | OPERATING | E214 | SRD0-1E0 | F40605008 |  | SRD0
PMN-H04MEX10AA002KA01 | Hand Valve |  | OPERATING | OPERATING | E214 | SRD0-1M0 | F40605008 |  | SRD0
PMN-H04MEX10AA002KA02 | Check Valve |  | OPERATING | OPERATING | E214 | SRD0-1M0 | F40605008 |  | SRD0
PMN-H04MEX10AA002KT01 | Filter Element |  | OPERATING | OPERATING | E214 | SRD0-1M0 | F40605008 |  | SRD0
PMN-H04MEX10AA002MR01 | Piping |  | OPERATING | OPERATING | E214 | SRD0-1M0 | F40605008 |  | SRD0
PMN-H04MEX10AC001 | Gov. Oil Cooler (2902) |  | OPERATING | OPERATING | E214 | SRD0-1M0 | F40605008 |  | SRD0
PMN-H04MEX10AP001 | Governor Oil Pump No.1 (210/1) |  | OPERATING | OPERATING | E214 | SRD0-1E0 | F40605008 |  | SRD0
PMN-H04MEX10AP001-M01 | Motor -M31 |  | OPERATING | OPERATING | E214 | SRD0-1E0 | F40605008 |  | SRD0
PMN-H04MEX10AP001-Y31 | Solenoid Valve -Y31 |  | OPERATING | OPERATING | E214 | SRD0-1E0 | F40605008 |  | SRD0
PMN-H04MEX10AP001KA01 | Loading /Unloading Valve (2101/1) |  | OPERATING | OPERATING | E214 | SRD0-1M0 | F40605008 |  | SRD0
PMN-H04MEX10AP001KA02 | Hydraulic Operated Check Valve (2102/1) |  | OPERATING | OPERATING | E214 | SRD0-1M0 | F40605008 |  | SRD0
PMN-H04MEX10AP001KA03 | Pump Relief Valve (2103/1) |  | OPERATING | OPERATING | E214 | SRD0-1E0 | F40605008 |  | SRD0
PMN-H04MEX10AP001KA04 | erifice (2105/1) |  | OPERATING | OPERATING | E214 | SRD0-1M0 | F40605008 |  | SRD0
PMN-H04MEX10AP001KA05 | Isolating Valve (2106/1) |  | OPERATING | OPERATING | E214 | SRD0-1M0 | F40605008 |  | SRD0
PMN-H04MEX10AP001KA06 | Isolating Valve (2107/1) |  | OPERATING | OPERATING | E214 | SRD0-1M0 | F40605008 |  | SRD0
PMN-H04MEX10AP001KA07 | Isolat.Valve. Pump Supp. Line No.1(2108/1) |  | OPERATING | OPERATING | E214 | SRD0-1M0 | F40605008 |  | SRD0
PMN-H04MEX10AP001KP01 | Pump 210/1 |  | OPERATING | OPERATING | E214 | SRD0-1E0 | F40605008 |  | SRD0
PMN-H04MEX10AP001KT01 | Filter 20 Micro (2104/1) |  | OPERATING | OPERATING | E214 | SRD0-1M0 | F40605008 |  | SRD0
PMN-H04MEX10AP001MK01 | Coupling |  | OPERATING | OPERATING | E214 | SRD0-1M0 | F40605008 |  | SRD0
PMN-H04MEX10AP002 | Governor Oil Pump No.1 (210/2) |  | OPERATING | OPERATING | E214 | SRD0-1E0 | F40605008 |  | SRD0
PMN-H04MEX10AP002-M02 | Motor -M32 |  | OPERATING | OPERATING | E214 | SRD0-1E0 | F40605008 |  | SRD0
PMN-H04MEX10AP002-Y32 | Solenoid Valve -Y32 |  | OPERATING | OPERATING | E214 | SRD0-1E0 | F40605008 |  | SRD0
PMN-H04MEX10AP002KA01 | Loading /Unloading Valve (2101/2) |  | OPERATING | OPERATING | E214 | SRD0-1M0 | F40605008 |  | SRD0
PMN-H04MEX10AP002KA02 | Hydraulic Operated Check Valve (2102/2) |  | OPERATING | OPERATING | E214 | SRD0-1M0 | F40605008 |  | SRD0
PMN-H04MEX10AP002KA03 | Pump Relief Valve (2103/2) |  | OPERATING | OPERATING | E214 | SRD0-1M0 | F40605008 |  | SRD0
PMN-H04MEX10AP002KA04 | erifice (2105/2) |  | OPERATING | OPERATING | E214 | SRD0-1M0 | F40605008 |  | SRD0
PMN-H04MEX10AP002KA05 | Isolating Valve (2106/2) |  | OPERATING | OPERATING | E214 | SRD0-1M0 | F40605008 |  | SRD0
PMN-H04MEX10AP002KA06 | Isolating Valve (2107/2) |  | OPERATING | OPERATING | E214 | SRD0-1M0 | F40605008 |  | SRD0
PMN-H04MEX10AP002KA07 | Isolat. Valve. Pump Supp.Line No.2(2108/2) |  | OPERATING | OPERATING | E214 | SRD0-1M0 | F40605008 |  | SRD0
PMN-H04MEX10AP002KP01 | Pump 210/2 |  | OPERATING | OPERATING | E214 | SRD0-1E0 | F40605008 |  | SRD0
PMN-H04MEX10AP002KT01 | Filter 20 Micro (2104/2) |  | OPERATING | OPERATING | E214 | SRD0-1M0 | F40605008 |  | SRD0
PMN-H04MEX10AP002MK01 | Coupling |  | OPERATING | OPERATING | E214 | SRD0-1M0 | F40605008 |  | SRD0
PMN-H04MEX10AP003 | Governor Oil Curculation Pump (2901) |  | OPERATING | OPERATING | E214 | SRD0-1E0 | F40605008 |  | SRD0
PMN-H04MEX10AP003-M01 | Motor -M33 |  | OPERATING | OPERATING | E214 | SRD0-1E0 | F40605008 |  | SRD0
PMN-H04MEX10AP003KP01 | Pump 2901 |  | OPERATING | OPERATING | E214 | SRD0-1E0 | F40605008 |  | SRD0
PMN-H04MEX10AP003MK01 | Coupling |  | OPERATING | OPERATING | E214 | SRD0-1M0 | F40605008 |  | SRD0
PMN-H04MEX10BB001 | Sump Tank |  | OPERATING | OPERATING | E214 | SRD0-1M0 | F40605008 |  | SRD0
PMN-H04MEX10CL001 | Oil Level Gauge |  | OPERATING | OPERATING | E214 | SRD0-1E0 | F40605008 |  | SRD0
PMN-H04MEX10CT001 | Thermometer for Oil Outlet Temp.(2905) |  | OPERATING | OPERATING | E214 | SRD0-1E0 | F40605008 |  | SRD0
PMN-H04MEX10CT002 | Flow Meter |  | OPERATING | OPERATING | E214 | SRD0-1E0 | F40605008 |  | SRD0
PMN-H04MEX11 | Governor Actuater (Runner Blade) |  | OPERATING | OPERATING | E214 | SRD0-1M0 | F40605008 |  | SRD0
PMN-H04MEX11AA001 | Throttle Chk.Valve.Adjust.R/B |  | OPERATING | OPERATING | E214 | SRD0-1M0 | F40605008 |  | SRD0
PMN-H04MEX11AA001KA01 | Throttle Chk.Valve.Adjust.R/B Open. 1012 |  | OPERATING | OPERATING | E214 | SRD0-1M0 | F40605008 |  | SRD0
PMN-H04MEX11AA001KA02 | Throttle Chk.Valve.Adjust.R/B Close. 1013 |  | OPERATING | OPERATING | E214 | SRD0-1M0 | F40605008 |  | SRD0
PMN-H04MEX20 | Governor Oil Pressure Tank (240) |  | OPERATING | OPERATING | E214 | SRD0-1M0 | F40605008 |  | SRD0
PMN-H04MEX20AA001 | Valve for Governor Oil Pressure Tank |  | OPERATING | OPERATING | E214 | SRD0-1M0 | F40605008 |  | SRD0
PMN-H04MEX20AA001KA01 | Safety Relief Valve (2401) |  | OPERATING | OPERATING | E214 | SRD0-1M0 | F40605008 |  | SRD0
PMN-H04MEX20AA001KA02 | Float Check Valve (2411) |  | OPERATING | OPERATING | E214 | SRD0-1M0 | F40605008 |  | SRD0
PMN-H04MEX20AA001KA03 | Shut off Valve.for Oil Level Ind. (2413) |  | OPERATING | OPERATING | E214 | SRD0-1M0 | F40605008 |  | SRD0
PMN-H04MEX20AA001KA04 | Shut off Valve for Oil Level Ind. (2414) |  | OPERATING | OPERATING | E214 | SRD0-1M0 | F40605008 |  | SRD0
PMN-H04MEX20AA001KA05 | Oil Drainage Valve (2416) |  | OPERATING | OPERATING | E214 | SRD0-1M0 | F40605008 |  | SRD0
PMN-H04MEX20AA001KA06 | Shut off Valve-Pilot Press.Sw. (2417) |  | OPERATING | OPERATING | E214 | SRD0-1M0 | F40605008 |  | SRD0
PMN-H04MEX20AA001KA07 | Shut off Valve (2418) |  | OPERATING | OPERATING | E214 | SRD0-1M0 | F40605008 |  | SRD0
PMN-H04MEX20AA001KA08 | Shut off Valve-Pilot Press.Ctr. Valve.(2419) |  | OPERATING | OPERATING | E214 | SRD0-1M0 | F40605008 |  | SRD0
PMN-H04MEX20AA001KA09 | By-Pass Valve Opening Float Chk. Valve(2420) |  | OPERATING | OPERATING | E214 | SRD0-1M0 | F40605008 |  | SRD0
PMN-H04MEX20BB001 | Pressure Tank (240) |  | OPERATING | OPERATING | E214 | SRD0-1M0 | F40605008 |  | SRD0
PMN-H04MEX20CL001 | Instrument ( Oil Level ) for Governor Oil Pressure Tank |  | OPERATING | OPERATING | E214 | SRD0-1E0 | F40605008 |  | SRD0
PMN-H04MEX20CL001-F01 | Oil Level Indicator (2412) |  | OPERATING | OPERATING | E214 | SRD0-1E0 | F40605008 |  | SRD0
PMN-H04MEX20CL001-F02 | S11 Level Switch - Oil Level High |  | OPERATING | OPERATING | E214 | SRD0-1E0 | F40605008 |  | SRD0
PMN-H04MEX20CL001-F03 | S12 Level Sw.- Automatic Air Supply |  | OPERATING | OPERATING | E214 | SRD0-1E0 | F40605008 |  | SRD0
PMN-H04MEX20CL001-F04 | S13 Level Switch - Oil Level Low |  | OPERATING | OPERATING | E214 | SRD0-1E0 | F40605008 |  | SRD0
PMN-H04MEX20CL001-F05 | S14 Level Switch - Oil Level Too Low |  | OPERATING | OPERATING | E214 | SRD0-1E0 | F40605008 |  | SRD0
PMN-H04MEX20CP001 | Pressure Guage for Pressure Tank (2407) |  | OPERATING | OPERATING | E214 | SRD0-1E0 | F40605008 |  | SRD0
PMN-H04MEX30 | Leakage Oil Sump Tank |  | OPERATING | OPERATING | E214 | SRD0-1M0 | F40605008 |  | SRD0
PMN-H04MEX30AA001 | Leakage Oil Sump Tank Valve |  | OPERATING | OPERATING | E214 | SRD0-1M0 | F40605008 |  | SRD0
PMN-H04MEX30AA001KA01 | Drain Valve (7705) |  | OPERATING | OPERATING | E214 | SRD0-1M0 | F40605008 |  | SRD0
PMN-H04MEX30AA001KA02 | 3-Way Valve (7711) |  | OPERATING | OPERATING | E214 | SRD0-1M0 | F40605008 |  | SRD0
PMN-H04MEX30AA001KA03 | Check Valve (7703) |  | OPERATING | OPERATING | E214 | SRD0-1M0 | F40605008 |  | SRD0
PMN-H04MEX30AA001KA04 | Check Valve (7704) |  | OPERATING | OPERATING | E214 | SRD0-1M0 | F40605008 |  | SRD0
PMN-H04MEX30AP001 | Leakage Oil Pump No.1 (7701) |  | OPERATING | OPERATING | E214 | SRD0-1E0 | F40605008 |  | SRD0
PMN-H04MEX30AP001-M01 | 3-Phase Motor for Pump No.1 (M01) |  | OPERATING | OPERATING | E214 | SRD0-1E0 | F40605008 |  | SRD0
PMN-H04MEX30AP001KP01 | Pump |  | OPERATING | OPERATING | E214 | SRD0-1E0 | F40605008 |  | SRD0
PMN-H04MEX30AP001MK01 | Coupling |  | OPERATING | OPERATING | E214 | SRD0-1M0 | F40605008 |  | SRD0
PMN-H04MEX30AP002 | Leakage Oil Pump No.2 (7702) |  | OPERATING | OPERATING | E214 | SRD0-1E0 | F40605008 |  | SRD0
PMN-H04MEX30AP002-M02 | 3-Phase Motor for Pump No.2 (M02) |  | OPERATING | OPERATING | E214 | SRD0-1E0 | F40605008 |  | SRD0
PMN-H04MEX30AP002KP01 | Pump |  | OPERATING | OPERATING | E214 | SRD0-1E0 | F40605008 |  | SRD0
PMN-H04MEX30AP002MK01 | Coupling |  | OPERATING | OPERATING | E214 | SRD0-1M0 | F40605008 |  | SRD0
PMN-H04MEX30AT001 | Leakage Oil Pump Filter (7710) |  | OPERATING | OPERATING | E214 | SRD0-1M0 | F40605008 |  | SRD0
PMN-H04MEX30AX001 | Inspection Hole (7707) |  | OPERATING | OPERATING | E214 | SRD0-1M0 | F40605008 |  | SRD0
PMN-H04MEX30BB001 | Leakage Oil Tank (7700) |  | OPERATING | OPERATING | E214 | SRD0-1M0 | F40605008 |  | SRD0
PMN-H04MEX30BB001KT01 | Breather (7708) |  | OPERATING | OPERATING | E214 | SRD0-1M0 | F40605008 |  | SRD0
PMN-H04MEX30BR001 | Connection Valve for Oil Treatment Unit (7709) |  | OPERATING | OPERATING | E214 | SRD0-1M0 | F40605008 |  | SRD0
PMN-H04MEX30BR002 | Pipe Line |  | OPERATING | OPERATING | E214 | SRD0-1M0 | F40605008 |  | SRD0
PMN-H04MEX30CL001 | Instrument ( Oil Level ) for Leaked Oil Sump Tank |  | OPERATING | OPERATING | E214 | SRD0-1E0 | F40605008 |  | SRD0
PMN-H04MEX30CL001-F01 | Oil Level Sight Gauge (7706) |  | OPERATING | OPERATING | E214 | SRD0-1E0 | F40605008 |  | SRD0
PMN-H04MEX30CL001-F02 | Level Sw.-Start Standby-Pump (S01/1) |  | OPERATING | OPERATING | E214 | SRD0-1E0 | F40605008 |  | SRD0
PMN-H04MEX30CL001-F03 | Level Switch-Start Main Pump (S01/2) |  | OPERATING | OPERATING | E214 | SRD0-1E0 | F40605008 |  | SRD0
PMN-H04MEX30CL001-F04 | Level Switch-Stop Pump1 + Pump 2 (S01/3) |  | OPERATING | OPERATING | E214 | SRD0-1E0 | F40605008 |  | SRD0
PMN-H04MEX30CL001-F05 | Level Sw.-Start Interlock + Alarm(S01/4) |  | OPERATING | OPERATING | E214 | SRD0-1E0 | F40605008 |  | SRD0
PMN-H04MEX30CP001 | Differential Pressure Switch (S02) |  | OPERATING | OPERATING | E214 | SRD0-1E0 | F40605008 |  | SRD0
PMN-H04MEX40 | Runner Hub Oil Tank |  | OPERATING | OPERATING | E214 | SRD0-1M0 | F40605008 |  | SRD0
PMN-H04MEX40AA001 | Valve Runner Hub Oil Tank |  | OPERATING | OPERATING | E214 | SRD0-1M0 | F40605008 |  | SRD0
PMN-H04MEX40AA001KA01 | Throttle Valve 1018 |  | OPERATING | OPERATING | E214 | SRD0-1M0 | F40605008 |  | SRD0
PMN-H04MEX40AA001KA02 | Drain Valve (7752) |  | OPERATING | OPERATING | E214 | SRD0-1M0 | F40605008 |  | SRD0
PMN-H04MEX40BB001 | Runner Hub Oil Tank (7750) |  | OPERATING | OPERATING | E214 | SRD0-1M0 | F40605008 |  | SRD0
PMN-H04MEX40BB001KT01 | Breather (7753) |  | OPERATING | OPERATING | E214 | SRD0-1M0 | F40605008 |  | SRD0
PMN-H04MEX40BR001 | Piping |  | OPERATING | OPERATING | E214 | SRD0-1M0 | F40605008 |  | SRD0
PMN-H04MEX40CL001 | Instrument ( Oil Level ) for Runner Hub Oil Tank |  | OPERATING | OPERATING | E214 | SRD0-1E0 | F40605008 |  | SRD0
PMN-H04MEX40CL001-F01 | Oil Level Sight Gauge (7751) |  | OPERATING | OPERATING | E214 | SRD0-1E0 | F40605008 |  | SRD0
PMN-H04MEX40CL001-F02 | Level Sw.Oil Level High(RT-S01/1) |  | OPERATING | OPERATING | E214 | SRD0-1E0 | F40605008 |  | SRD0
PMN-H04MEX40CL001-F03 | Level Sw. Oil Level Low (RT-S01/2) |  | OPERATING | OPERATING | E214 | SRD0-1E0 | F40605008 |  | SRD0
PMN-H04MEX50 | Oil Head & Runner Servo Motor |  | OPERATING | OPERATING | E214 | SRD0-1M0 | F40605008 |  | SRD0
PMN-H04MEX50AA001 | Valve Oil Head & Runner Servo Motor |  | OPERATING | OPERATING | E214 | SRD0-1M0 | F40605008 |  | SRD0
PMN-H04MEX50AA001KA01 | Drain Valve (8501) |  | OPERATING | OPERATING | E214 | SRD0-1M0 | F40605008 |  | SRD0
PMN-H04MEX50AA001KA02 | Drain Valve (8502) |  | OPERATING | OPERATING | E214 | SRD0-1M0 | F40605008 |  | SRD0
PMN-H04MEX50AA001KA03 | Drain Valve (8503) |  | OPERATING | OPERATING | E214 | SRD0-1M0 | F40605008 |  | SRD0
PMN-H04MEX50AA001KA04 | Throttle Valve (8504) |  | OPERATING | OPERATING | E214 | SRD0-1M0 | F40605008 |  | SRD0
PMN-H04MEX50AA001KA05 | Isolating Valve (8505) |  | OPERATING | OPERATING | E214 | SRD0-1M0 | F40605008 |  | SRD0
PMN-H04MEX50AU001 | Runner Servo Motor |  | OPERATING | OPERATING | E214 | SRD0-1M0 | F40605008 |  | SRD0
PMN-H04MEX50BR001 | Oil Head (8500) |  | OPERATING | OPERATING | E214 | SRD0-1M0 | F40605008 |  | SRD0
PMN-H04MEX50BR002 | Inner Pipe |  | OPERATING | OPERATING | E214 | SRD0-1M0 | F40605008 |  | SRD0
PMN-H04MEX50BR003 | Outer Pipe |  | OPERATING | OPERATING | E214 | SRD0-1M0 | F40605008 |  | SRD0
PMN-H04MEX50BR004 | Pipe Line |  | OPERATING | OPERATING | E214 | SRD0-1M0 | F40605008 |  | SRD0
PMN-H04MEX50CP001 | Indicator Position |  | OPERATING | OPERATING | E214 | SRD0-1M0 | F40605008 |  | SRD0
PMN-H04MEX60 | Overspeed Pendulum (1200) |  | OPERATING | OPERATING | E214 | SRD0-1M0 | F40605008 |  | SRD0
PMN-H04MEX60AA001 | Overspeed Pendulum Valve 1200 |  | OPERATING | OPERATING | E214 | SRD0-1M0 | F40605008 |  | SRD0
PMN-H04MEX60AU001 | Pendulum |  | OPERATING | OPERATING | E214 | SRD0-1M0 | F40605008 |  | SRD0
PMN-H04MEX60CS001 | Limit Sw. Overspeed Device |  | OPERATING | OPERATING | E214 | SRD0-1E0 | F40605008 |  | SRD0
PMN-H04MEX60CS001-F01 | Limit Sw. Overspeed Device TB-S03 |  | OPERATING | OPERATING | E214 | SRD0-1E0 | F40605008 |  | SRD0
PMN-H04MEX60CS001-F02 | Limit Sw. Overspeed Device TB-S04 |  | OPERATING | OPERATING | E214 | SRD0-1E0 | F40605008 |  | SRD0
PMN-H04MEX70 | Turbine Control |  | OPERATING | OPERATING | E214 | SRD0-1M0 | F40605008 |  | SRD0
PMN-H04MEX70AA001 | Turbine Control ( Valve ) |  | OPERATING | OPERATING | E214 | SRD0-1M0 | F40605008 |  | SRD0
PMN-H04MEX70AA001KA01 | Main Supply Valve ( 2415 ) |  | OPERATING | OPERATING | E214 | SRD0-1M0 | F40605008 |  | SRD0
PMN-H04MEX70AA001KA02 | Balance for Main Supply Valve ( 2421 ) |  | OPERATING | OPERATING | E214 | SRD0-1M0 | F40605008 |  | SRD0
PMN-H04MEX70AA001KA03 | Shut off Valve.Control Oil Prop.Valve.(1015) |  | OPERATING | OPERATING | E214 | SRD0-1M0 | F40605008 |  | SRD0
PMN-H04MEX70AA001KA04 | Shut off Valve -Safety Circuit (1016) |  | OPERATING | OPERATING | E214 | SRD0-1M0 | F40605008 |  | SRD0
PMN-H04MEX70AA001KA05 | Throttle Valve.-Oil Quantity Adjust.(1018) |  | OPERATING | OPERATING | E214 | SRD0-1M0 | F40605008 |  | SRD0
PMN-H04MEX70AA001KA06 | GT-B01 Prop. Valve for Wicket Gate |  | OPERATING | OPERATING | E214 | SRD0-1M0 | F40605008 |  | SRD0
PMN-H04MEX70AA001KA07 | GT-B02 Prop. Valve for Runner Blade |  | OPERATING | OPERATING | E214 | SRD0-1M0 | F40605008 |  | SRD0
PMN-H04MEX70AA001KA08 | Valve2/2 (1020) |  | OPERATING | OPERATING | E214 | SRD0-1M0 | F40605008 |  | SRD0
PMN-H04MEX70AA001KA09 | GT-Y01 Lock/Quick S/D Solenoil Valve. |  | OPERATING | OPERATING | E214 | SRD0-1M0 | F40605008 |  | SRD0
PMN-H04MEX70AA001KA10 | GT-Y02 Solenoid Valve. for By Pass Valve. |  | OPERATING | OPERATING | E214 | SRD0-1M0 | F40605008 |  | SRD0
PMN-H04MEX70AA002 | Wicket Gate Control Device |  | OPERATING | OPERATING | E214 | SRD0-1M0 | F40605008 |  | SRD0
PMN-H04MEX70AA002KA01 | Throttle Chk.Valve.Adjust.W/G Open. 1010 |  | OPERATING | OPERATING | E214 | SRD0-1M0 | F40605008 |  | SRD0
PMN-H04MEX70AA002KA02 | Throttle Chk.Valve.Adjust.W/G Close. 1011 |  | OPERATING | OPERATING | E214 | SRD0-1M0 | F40605008 |  | SRD0
PMN-H04MEX70AA002KA03 | Quick Closing W/G & Quick S/D (1019) |  | OPERATING | OPERATING | E214 | SRD0-1M0 | F40605008 |  | SRD0
PMN-H04MEX70AA002KA04 | By - Pass Valve Control Block (1024) |  | OPERATING | OPERATING | E214 | SRD0-1M0 | F40605008 |  | SRD0
PMN-H04MEX70AA002KA05 | Check Valve (1025) |  | OPERATING | OPERATING | E214 | SRD0-1M0 | F40605008 |  | SRD0
PMN-H04MEX70AA003 | Runner Blade Control Device |  | OPERATING | OPERATING | E214 | SRD0-1M0 | F40605008 |  | SRD0
PMN-H04MEX70AA003KA01 | Throttle Chk.Valve.Adjust.R/B Open. 1012 |  | OPERATING | OPERATING | E214 | SRD0-1M0 | F40605008 |  | SRD0
PMN-H04MEX70AA003KA02 | Throttle Chk.Valve.Adjust.R/B Close. 1013 |  | OPERATING | OPERATING | E214 | SRD0-1M0 | F40605008 |  | SRD0
PMN-H04MEX70AT001 | Double Filter 20 Micron(1014) |  | OPERATING | OPERATING | E214 | SRD0-1M0 | F40605008 |  | SRD0
PMN-H04MEX70AT001-P01 | Filter Diff. Pressure Switch -S06 |  | OPERATING | OPERATING | E214 | SRD0-1E0 | F40605008 |  | SRD0
PMN-H04MEX70AT001KA01 | Hand Valve |  | OPERATING | OPERATING | E214 | SRD0-1M0 | F40605008 |  | SRD0
PMN-H04MEX70AT001KT01 | Filter Element |  | OPERATING | OPERATING | E214 | SRD0-1M0 | F40605008 |  | SRD0
PMN-H04MEX70AT001MR01 | Piping |  | OPERATING | OPERATING | E214 | SRD0-1M0 | F40605008 |  | SRD0
PMN-H04MEX70CP001 | Turbine Control ( Pressure Sw. ) |  | OPERATING | OPERATING | E214 | SRD0-1E0 | F40605008 |  | SRD0
PMN-H04MEX70CP001-F01 | Pressure Sw. for Main Pump -S01 |  | OPERATING | OPERATING | E214 | SRD0-1E0 | F40605008 |  | SRD0
PMN-H04MEX70CP001-F02 | Pressure Sw. for Stand By Pump -S02 |  | OPERATING | OPERATING | E214 | SRD0-1E0 | F40605008 |  | SRD0
PMN-H04MEX70CP001-F03 | Pressure Sw. for Stand By Pump -S03 |  | OPERATING | OPERATING | E214 | SRD0-1E0 | F40605008 |  | SRD0
PMN-H04MEX70CP001-F04 | Pressure Sw. for Oil Press. te Low -S04 |  | OPERATING | OPERATING | E214 | SRD0-1E0 | F40605008 |  | SRD0
PMN-H04MEX70CP001-F05 | Pressure Sw. for Auto. Air Supply -S05 |  | OPERATING | OPERATING | E214 | SRD0-1E0 | F40605008 |  | SRD0
PMN-H04MEX80 | Governor Actuater (Wick Gate) |  | OPERATING | OPERATING | E214 | SRD0-1M0 | F40605008 |  | SRD0
PMN-H04MEX80AA001 | Valve for Governor Actuater (Wick Gate) |  | OPERATING | OPERATING | E214 | SRD0-1M0 | F40605008 |  | SRD0
PMN-H04MEX80AA001KA01 | Throttle Chk.Valve.Adjust.W/G Open. 1010 |  | OPERATING | OPERATING | E214 | SRD0-1M0 | F40605008 |  | SRD0
PMN-H04MEX80AA001KA02 | Throttle Chk.Valve.Adjust.W/G Close. 1011 |  | OPERATING | OPERATING | E214 | SRD0-1M0 | F40605008 |  | SRD0
PMN-H04MEX80AA001KA03 | Quick Closing W/G & Quick S/D (1019) |  | OPERATING | OPERATING | E214 | SRD0-1M0 | F40605008 |  | SRD0
PMN-H04MEX80AA001KA04 | By - Pass Valve Control Block (1024) |  | OPERATING | OPERATING | E214 | SRD0-1M0 | F40605008 |  | SRD0
PMN-H04MEX80AA001KA05 | Check Valve (1025) |  | OPERATING | OPERATING | E214 | SRD0-1M0 | F40605008 |  | SRD0
PMN-H04MEX90 | Servo Motor |  | OPERATING | OPERATING | E214 | SRD0-1M0 | F40605008 |  | SRD0
PMN-H04MEX90AA001 | Valve for Servo Motor |  | OPERATING | OPERATING | E214 | SRD0-1M0 | F40605008 |  | SRD0
PMN-H04MEX90AA001KA01 | Drainage Valve (79002/1) |  | OPERATING | OPERATING | E214 | SRD0-1M0 | F40605008 |  | SRD0
PMN-H04MEX90AA001KA02 | Drainage Valve (79003/1) |  | OPERATING | OPERATING | E214 | SRD0-1M0 | F40605008 |  | SRD0
PMN-H04MEX90AA001KA03 | Drainage Valve (79002/2) |  | OPERATING | OPERATING | E214 | SRD0-1M0 | F40605008 |  | SRD0
PMN-H04MEX90AA001KA04 | Drainage Valve (79003/2) |  | OPERATING | OPERATING | E214 | SRD0-1M0 | F40605008 |  | SRD0
PMN-H04MEX90AA001KA05 | Throttle Chk.Valve. Cushion. Adj.(79011) |  | OPERATING | OPERATING | E214 | SRD0-1M0 | F40605008 |  | SRD0
PMN-H04MEX90AU001 | Servo Motor (79000/1) |  | OPERATING | OPERATING | E214 | SRD0-1M0 | F40605008 |  | SRD0
PMN-H04MEX90AU002 | Servo Motor (79000/2) |  | OPERATING | OPERATING | E214 | SRD0-1M0 | F40605008 |  | SRD0
PMN-H04MEX90BR001 | Pipe Line |  | OPERATING | OPERATING | E214 | SRD0-1M0 | F40605008 |  | SRD0
PMN-H04MEX90CW001 | Closing Weight (79010) |  | OPERATING | OPERATING | E214 | SRD0-1M0 | F40605008 |  | SRD0
PMN-H04MK | Generator Plant |  | OPERATING | OPERATING | E214 | SRD0-1E0 | F40605008 |  | SRD0
PMN-H04MKA | Generator |  | OPERATING | OPERATING | E214 | SRD0-1E0 | F40605008 |  | SRD0
PMN-H04MKA10 | Gen.Coupling Shaft |  | OPERATING | OPERATING | E214 | SRD0-1M0 | F40605008 |  | SRD0
PMN-H04MKA10AU001 | Coupling Bolts Gen.& Turbine Shaft Set |  | OPERATING | OPERATING | E214 | SRD0-1M0 | F40605008 |  | SRD0
PMN-H04MKA10AU001MK01 | Coupling Bolts Gen.& Turbine Shaft No.1 |  | OPERATING | OPERATING | E214 | SRD0-1M0 | F40605008 |  | SRD0
PMN-H04MKA10AU001MK02 | Coupling Bolts Gen.& Turbine Shaft No.2 |  | OPERATING | OPERATING | E214 | SRD0-1M0 | F40605008 |  | SRD0
PMN-H04MKA10AU001MK03 | Coupling Bolts Gen.& Turbine Shaft No.3 |  | OPERATING | OPERATING | E214 | SRD0-1M0 | F40605008 |  | SRD0
PMN-H04MKA10AU001MK04 | Coupling Bolts Gen.& Turbine Shaft No.4 |  | OPERATING | OPERATING | E214 | SRD0-1M0 | F40605008 |  | SRD0
PMN-H04MKA10AU001MK05 | Coupling Bolts Gen.& Turbine Shaft No.5 |  | OPERATING | OPERATING | E214 | SRD0-1M0 | F40605008 |  | SRD0
PMN-H04MKA10AU001MK06 | Coupling Bolts Gen.& Turbine Shaft No.6 |  | OPERATING | OPERATING | E214 | SRD0-1M0 | F40605008 |  | SRD0
PMN-H04MKA10AU001MK07 | Coupling Bolts Gen.& Turbine Shaft No.7 |  | OPERATING | OPERATING | E214 | SRD0-1M0 | F40605008 |  | SRD0
PMN-H04MKA10AU001MK08 | Coupling Bolts Gen.& Turbine Shaft No.8 |  | OPERATING | OPERATING | E214 | SRD0-1M0 | F40605008 |  | SRD0
PMN-H04MKA10AU001MK09 | Coupling Bolts Gen.& Turbine Shaft No.9 |  | OPERATING | OPERATING | E214 | SRD0-1M0 | F40605008 |  | SRD0
PMN-H04MKA10AU001MK10 | Coupling Bolts Gen.& Turbine Shaft No.10 |  | OPERATING | OPERATING | E214 | SRD0-1M0 | F40605008 |  | SRD0
PMN-H04MKA20 | Generator Rotor |  | OPERATING | OPERATING | E214 | SRD0-1E0 | F40605008 |  | SRD0
PMN-H04MKA20AE001 | Motor for Coal Exaust GB-M07 |  | OPERATING | OPERATING | E214 | SRD0-1E0 | F40605008 |  | SRD0
PMN-H04MKA20CG001 | Position Rotor Locking Bolt GB-S10 |  | OPERATING | OPERATING | E214 | SRD0-1M0 | F40605008 |  | SRD0
PMN-H04MKA20CT001 | Thermostat Air Slip Ring Room GB-S21 |  | OPERATING | OPERATING | E214 | SRD0-1E0 | F40605008 |  | SRD0
PMN-H04MKA20HB001 | Rotor Spider |  | OPERATING | OPERATING | E214 | SRD0-1E0 | F40605008 |  | SRD0
PMN-H04MKA20HB002 | Laminate Rim |  | OPERATING | OPERATING | E214 | SRD0-1E0 | F40605008 |  | SRD0
PMN-H04MKA20HB003 | Rotor Pole Set |  | OPERATING | OPERATING | E214 | SRD0-1E0 | F40605008 |  | SRD0
PMN-H04MKA20HB003-G01 | Rotor Pole No.1 |  | OPERATING | OPERATING | E214 | SRD0-1E0 | F40605008 |  | SRD0
PMN-H04MKA20HB003-G02 | Rotor Pole No.2 |  | OPERATING | OPERATING | E214 | SRD0-1E0 | F40605008 |  | SRD0
PMN-H04MKA20HB003-G03 | Rotor Pole No.3 |  | OPERATING | OPERATING | E214 | SRD0-1E0 | F40605008 |  | SRD0
PMN-H04MKA20HB003-G04 | Rotor Pole No.4 |  | OPERATING | OPERATING | E214 | SRD0-1E0 | F40605008 |  | SRD0
PMN-H04MKA20HB003-G05 | Rotor Pole No.5 |  | OPERATING | OPERATING | E214 | SRD0-1E0 | F40605008 |  | SRD0
PMN-H04MKA20HB003-G06 | Rotor Pole No.6 |  | OPERATING | OPERATING | E214 | SRD0-1E0 | F40605008 |  | SRD0
PMN-H04MKA20HB003-G07 | Rotor Pole No.7 |  | OPERATING | OPERATING | E214 | SRD0-1E0 | F40605008 |  | SRD0
PMN-H04MKA20HB003-G08 | Rotor Pole No.8 |  | OPERATING | OPERATING | E214 | SRD0-1E0 | F40605008 |  | SRD0
PMN-H04MKA20HB003-G09 | Rotor Pole No.9 |  | OPERATING | OPERATING | E214 | SRD0-1E0 | F40605008 |  | SRD0
PMN-H04MKA20HB003-G10 | Rotor Pole No.10 |  | OPERATING | OPERATING | E214 | SRD0-1E0 | F40605008 |  | SRD0
PMN-H04MKA20HB003-G11 | Rotor Pole No.11 |  | OPERATING | OPERATING | E214 | SRD0-1E0 | F40605008 |  | SRD0
PMN-H04MKA20HB003-G12 | Rotor Pole No.12 |  | OPERATING | OPERATING | E214 | SRD0-1E0 | F40605008 |  | SRD0
PMN-H04MKA20HB003-G13 | Rotor Pole No.13 |  | OPERATING | OPERATING | E214 | SRD0-1E0 | F40605008 |  | SRD0
PMN-H04MKA20HB003-G14 | Rotor Pole No.14 |  | OPERATING | OPERATING | E214 | SRD0-1E0 | F40605008 |  | SRD0
PMN-H04MKA20HB003-G15 | Rotor Pole No.15 |  | OPERATING | OPERATING | E214 | SRD0-1E0 | F40605008 |  | SRD0
PMN-H04MKA20HB003-G16 | Rotor Pole No.16 |  | OPERATING | OPERATING | E214 | SRD0-1E0 | F40605008 |  | SRD0
PMN-H04MKA20HB003-G17 | Rotor Pole No.17 |  | OPERATING | OPERATING | E214 | SRD0-1E0 | F40605008 |  | SRD0
PMN-H04MKA20HB003-G18 | Rotor Pole No.18 |  | OPERATING | OPERATING | E214 | SRD0-1E0 | F40605008 |  | SRD0
PMN-H04MKA20HB003-G19 | Rotor Pole No.19 |  | OPERATING | OPERATING | E214 | SRD0-1E0 | F40605008 |  | SRD0
PMN-H04MKA20HB003-G20 | Rotor Pole No.20 |  | OPERATING | OPERATING | E214 | SRD0-1E0 | F40605008 |  | SRD0
PMN-H04MKA20HB003-G21 | Rotor Pole No.21 |  | OPERATING | OPERATING | E214 | SRD0-1E0 | F40605008 |  | SRD0
PMN-H04MKA20HB003-G22 | Rotor Pole No.22 |  | OPERATING | OPERATING | E214 | SRD0-1E0 | F40605008 |  | SRD0
PMN-H04MKA20HB003-G23 | Rotor Pole No.23 |  | OPERATING | OPERATING | E214 | SRD0-1E0 | F40605008 |  | SRD0
PMN-H04MKA20HB003-G24 | Rotor Pole No.24 |  | OPERATING | OPERATING | E214 | SRD0-1E0 | F40605008 |  | SRD0
PMN-H04MKA20HB003-G25 | Rotor Pole No.25 |  | OPERATING | OPERATING | E214 | SRD0-1E0 | F40605008 |  | SRD0
PMN-H04MKA20HB003-G26 | Rotor Pole No.26 |  | OPERATING | OPERATING | E214 | SRD0-1E0 | F40605008 |  | SRD0
PMN-H04MKA20HB003-G27 | Rotor Pole No.27 |  | OPERATING | OPERATING | E214 | SRD0-1E0 | F40605008 |  | SRD0
PMN-H04MKA20HB003-G28 | Rotor Pole No.28 |  | OPERATING | OPERATING | E214 | SRD0-1E0 | F40605008 |  | SRD0
PMN-H04MKA20HB003-G29 | Rotor Pole No.29 |  | OPERATING | OPERATING | E214 | SRD0-1E0 | F40605008 |  | SRD0
PMN-H04MKA20HB003-G30 | Rotor Pole No.30 |  | OPERATING | OPERATING | E214 | SRD0-1E0 | F40605008 |  | SRD0
PMN-H04MKA20HB003-G31 | Rotor Pole No.31 |  | OPERATING | OPERATING | E214 | SRD0-1E0 | F40605008 |  | SRD0
PMN-H04MKA20HB003-G32 | Rotor Pole No.32 |  | OPERATING | OPERATING | E214 | SRD0-1E0 | F40605008 |  | SRD0
PMN-H04MKA20HB003-G33 | Rotor Pole No.33 |  | OPERATING | OPERATING | E214 | SRD0-1E0 | F40605008 |  | SRD0
PMN-H04MKA20HB003-G34 | Rotor Pole No.34 |  | OPERATING | OPERATING | E214 | SRD0-1E0 | F40605008 |  | SRD0
PMN-H04MKA20HB003-G35 | Rotor Pole No.35 |  | OPERATING | OPERATING | E214 | SRD0-1E0 | F40605008 |  | SRD0
PMN-H04MKA20HB003-G36 | Rotor Pole No.36 |  | OPERATING | OPERATING | E214 | SRD0-1E0 | F40605008 |  | SRD0
PMN-H04MKA20HB003-G37 | Rotor Pole No.37 |  | OPERATING | OPERATING | E214 | SRD0-1E0 | F40605008 |  | SRD0
PMN-H04MKA20HB003-G38 | Rotor Pole No.38 |  | OPERATING | OPERATING | E214 | SRD0-1E0 | F40605008 |  | SRD0
PMN-H04MKA20HB003-G39 | Rotor Pole No.39 |  | OPERATING | OPERATING | E214 | SRD0-1E0 | F40605008 |  | SRD0
PMN-H04MKA20HB003-G40 | Rotor Pole No.40 |  | OPERATING | OPERATING | E214 | SRD0-1E0 | F40605008 |  | SRD0
PMN-H04MKA20HB003-G41 | Rotor Pole No.41 |  | OPERATING | OPERATING | E214 | SRD0-1E0 | F40605008 |  | SRD0
PMN-H04MKA20HB003-G42 | Rotor Pole No.42 |  | OPERATING | OPERATING | E214 | SRD0-1E0 | F40605008 |  | SRD0
PMN-H04MKA20HB003-G43 | Rotor Pole No.43 |  | OPERATING | OPERATING | E214 | SRD0-1E0 | F40605008 |  | SRD0
PMN-H04MKA20HB003-G44 | Rotor Pole No.44 |  | OPERATING | OPERATING | E214 | SRD0-1E0 | F40605008 |  | SRD0
PMN-H04MKA20HB003-G45 | Rotor Pole No.45 |  | OPERATING | OPERATING | E214 | SRD0-1E0 | F40605008 |  | SRD0
PMN-H04MKA20HB003-G46 | Rotor Pole No.46 |  | OPERATING | OPERATING | E214 | SRD0-1E0 | F40605008 |  | SRD0
PMN-H04MKA20HB003-G47 | Rotor Pole No.47 |  | OPERATING | OPERATING | E214 | SRD0-1E0 | F40605008 |  | SRD0
PMN-H04MKA20HB003-G48 | Rotor Pole No.48 |  | OPERATING | OPERATING | E214 | SRD0-1E0 | F40605008 |  | SRD0
PMN-H04MKA20HB003-G49 | Rotor Pole No.49 |  | OPERATING | OPERATING | E214 | SRD0-1E0 | F40605008 |  | SRD0
PMN-H04MKA20HB003-G50 | Rotor Pole No.50 |  | OPERATING | OPERATING | E214 | SRD0-1E0 | F40605008 |  | SRD0
PMN-H04MKA20HB003-G51 | Rotor Pole No.51 |  | OPERATING | OPERATING | E214 | SRD0-1E0 | F40605008 |  | SRD0
PMN-H04MKA20HB003-G52 | Rotor Pole No.52 |  | OPERATING | OPERATING | E214 | SRD0-1E0 | F40605008 |  | SRD0
PMN-H04MKA20HB003-G53 | Rotor Pole No.53 |  | OPERATING | OPERATING | E214 | SRD0-1E0 | F40605008 |  | SRD0
PMN-H04MKA20HB003-G54 | Rotor Pole No.54 |  | OPERATING | OPERATING | E214 | SRD0-1E0 | F40605008 |  | SRD0
PMN-H04MKA20HB003-G55 | Rotor Pole No.55 |  | OPERATING | OPERATING | E214 | SRD0-1E0 | F40605008 |  | SRD0
PMN-H04MKA20HB003-G56 | Rotor Pole No.56 |  | OPERATING | OPERATING | E214 | SRD0-1E0 | F40605008 |  | SRD0
PMN-H04MKA20HB003-G57 | Rotor Pole No.57 |  | OPERATING | OPERATING | E214 | SRD0-1E0 | F40605008 |  | SRD0
PMN-H04MKA20HB003-G58 | Rotor Pole No.58 |  | OPERATING | OPERATING | E214 | SRD0-1E0 | F40605008 |  | SRD0
PMN-H04MKA20HB003-G59 | Rotor Pole No.59 |  | OPERATING | OPERATING | E214 | SRD0-1E0 | F40605008 |  | SRD0
PMN-H04MKA20HB003-G60 | Rotor Pole No.60 |  | OPERATING | OPERATING | E214 | SRD0-1E0 | F40605008 |  | SRD0
PMN-H04MKA30 | Support Structure & Foundation |  | OPERATING | OPERATING | E214 | SRD0-1M0 | F40605008 |  | SRD0
PMN-H04MKA30CL001 | Water Level Drainage Line GB-S09 |  | OPERATING | OPERATING | E214 | SRD0-1M0 | F40605008 |  | SRD0
PMN-H04MKA30HA001 | Bulb Noss |  | OPERATING | OPERATING | E214 | SRD0-1M0 | F40605008 |  | SRD0
PMN-H04MKA30HA002 | Vertical Bulb Support |  | OPERATING | OPERATING | E214 | SRD0-1M0 | F40605008 |  | SRD0
PMN-H04MKA30HA003 | Lateral Support |  | OPERATING | OPERATING | E214 | SRD0-1M0 | F40605008 |  | SRD0
PMN-H04MKA40 | Stator |  | OPERATING | OPERATING | E214 | SRD0-1E0 | F40605008 |  | SRD0
PMN-H04MKA40CT001 | Temp. Stator Winding |  | OPERATING | OPERATING | E214 | SRD0-1E0 | F40605008 |  | SRD0
PMN-H04MKA40CT001-P01 | Temp. Stator Winding GB-B01 |  | OPERATING | OPERATING | E214 | SRD0-1E0 | F40605008 |  | SRD0
PMN-H04MKA40CT001-P02 | Temp. Stator Winding GB-B02 |  | OPERATING | OPERATING | E214 | SRD0-1E0 | F40605008 |  | SRD0
PMN-H04MKA40CT001-P03 | Temp. Stator Winding GB-B03 |  | OPERATING | OPERATING | E214 | SRD0-1E0 | F40605008 |  | SRD0
PMN-H04MKA40CT001-P04 | Temp. Stator Winding GB-B04 |  | OPERATING | OPERATING | E214 | SRD0-1E0 | F40605008 |  | SRD0
PMN-H04MKA40CT001-P05 | Temp. Stator Winding GB-B05 |  | OPERATING | OPERATING | E214 | SRD0-1E0 | F40605008 |  | SRD0
PMN-H04MKA40CT001-P06 | Temp. Stator Winding GB-B06 |  | OPERATING | OPERATING | E214 | SRD0-1E0 | F40605008 |  | SRD0
PMN-H04MKA40CT002 | Temp. Stator Core |  | OPERATING | OPERATING | E214 | SRD0-1E0 | F40605008 |  | SRD0
PMN-H04MKA40CT002-P01 | Temp. Stator Core GB-B07 |  | OPERATING | OPERATING | E214 | SRD0-1E0 | F40605008 |  | SRD0
PMN-H04MKA40CT002-P02 | Temp. Stator Core GB-B08 |  | OPERATING | OPERATING | E214 | SRD0-1E0 | F40605008 |  | SRD0
PMN-H04MKA40CT002-P03 | Temp. Stator Core GB-B09 |  | OPERATING | OPERATING | E214 | SRD0-1E0 | F40605008 |  | SRD0
PMN-H04MKA40CT003 | Thermostat Stand Still Heating |  | OPERATING | OPERATING | E214 | SRD0-1E0 | F40605008 |  | SRD0
PMN-H04MKA40CT003-P01 | Thermostat Stand Still Heating GB-S07 |  | OPERATING | OPERATING | E214 | SRD0-1E0 | F40605008 |  | SRD0
PMN-H04MKA40CT003-P02 | Thermostat Stand Still Heating GB-S08 |  | OPERATING | OPERATING | E214 | SRD0-1E0 | F40605008 |  | SRD0
PMN-H04MKA40HA001 | Gen. Stator Frame |  | OPERATING | OPERATING | E214 | SRD0-1E0 | F40605008 |  | SRD0
PMN-H04MKA40HA002 | Gen. Stator Core |  | OPERATING | OPERATING | E214 | SRD0-1E0 | F40605008 |  | SRD0
PMN-H04MKA40HA003 | Gen. Stator Winding |  | OPERATING | OPERATING | E214 | SRD0-1E0 | F40605008 |  | SRD0
PMN-H04MKA50 | Gen. Air Fan |  | OPERATING | OPERATING | E214 | SRD0-1E0 | F40605008 |  | SRD0
PMN-H04MKA50AC001 | Gen. Cooling Air Fan No.01 |  | OPERATING | OPERATING | E214 | SRD0-1E0 | F40605008 |  | SRD0
PMN-H04MKA50AC001-M01 | Motor GB-M01 |  | OPERATING | OPERATING | E214 | SRD0-1E0 | F40605008 |  | SRD0
PMN-H04MKA50AC001KN01 | Fan |  | OPERATING | OPERATING | E214 | SRD0-1E0 | F40605008 |  | SRD0
PMN-H04MKA50AC001MK01 | Coupling |  | OPERATING | OPERATING | E214 | SRD0-1M0 | F40605008 |  | SRD0
PMN-H04MKA50AC001MR01 | Air Duct |  | OPERATING | OPERATING | E214 | SRD0-1M0 | F40605008 |  | SRD0
PMN-H04MKA50AC002 | Gen. Cooling Air Fan No.02 |  | OPERATING | OPERATING | E214 | SRD0-1E0 | F40605008 |  | SRD0
PMN-H04MKA50AC002-M01 | Motor GB-M02 |  | OPERATING | OPERATING | E214 | SRD0-1E0 | F40605008 |  | SRD0
PMN-H04MKA50AC002KN01 | Fan |  | OPERATING | OPERATING | E214 | SRD0-1E0 | F40605008 |  | SRD0
PMN-H04MKA50AC002MK01 | Coupling |  | OPERATING | OPERATING | E214 | SRD0-1M0 | F40605008 |  | SRD0
PMN-H04MKA50AC002MR01 | Air Duct |  | OPERATING | OPERATING | E214 | SRD0-1M0 | F40605008 |  | SRD0
PMN-H04MKA50AC003 | Gen. Cooling Air Fan No.03 |  | OPERATING | OPERATING | E214 | SRD0-1E0 | F40605008 |  | SRD0
PMN-H04MKA50AC003-M01 | Motor GB-M03 |  | OPERATING | OPERATING | E214 | SRD0-1E0 | F40605008 |  | SRD0
PMN-H04MKA50AC003KN01 | Fan |  | OPERATING | OPERATING | E214 | SRD0-1E0 | F40605008 |  | SRD0
PMN-H04MKA50AC003MK01 | Coupling |  | OPERATING | OPERATING | E214 | SRD0-1M0 | F40605008 |  | SRD0
PMN-H04MKA50AC003MR01 | Air Duct |  | OPERATING | OPERATING | E214 | SRD0-1M0 | F40605008 |  | SRD0
PMN-H04MKA50AC004 | Gen. Cooling Air Fan No.04 |  | OPERATING | OPERATING | E214 | SRD0-1E0 | F40605008 |  | SRD0
PMN-H04MKA50AC004-M01 | Motor GB-M04 |  | OPERATING | OPERATING | E214 | SRD0-1E0 | F40605008 |  | SRD0
PMN-H04MKA50AC004KN01 | Fan |  | OPERATING | OPERATING | E214 | SRD0-1E0 | F40605008 |  | SRD0
PMN-H04MKA50AC004MK01 | Coupling |  | OPERATING | OPERATING | E214 | SRD0-1M0 | F40605008 |  | SRD0
PMN-H04MKA50AC004MR01 | Air Duct |  | OPERATING | OPERATING | E214 | SRD0-1E0 | F40605008 |  | SRD0
PMN-H04MKA50AC005 | Air Dehumidditier |  | OPERATING | OPERATING | E214 | SRD0-1E0 | F40605008 |  | SRD0
PMN-H04MKA50AC005KT01 | Air Dehumidditier GB-M05 |  | OPERATING | OPERATING | E214 | SRD0-1E0 | F40605008 |  | SRD0
PMN-H04MKA50AC005KT02 | Air Dehumidditier GB-M06 |  | OPERATING | OPERATING | E214 | SRD0-1E0 | F40605008 |  | SRD0
PMN-H04MKA50CP001 | Cooling Air Circulat.Pressure Sw. |  | OPERATING | OPERATING | E214 | SRD0-1E0 | F40605008 |  | SRD0
PMN-H04MKA50CP001-F01 | Cooling Air Circulat.Pressure Sw.GB-S03 |  | OPERATING | OPERATING | E214 | SRD0-1E0 | F40605008 |  | SRD0
PMN-H04MKA50CP001-F02 | Cooling Air Circulat.Pressure Sw.GB-S04 |  | OPERATING | OPERATING | E214 | SRD0-1E0 | F40605008 |  | SRD0
PMN-H04MKA50CP001-F03 | Cooling Air Circulat.Pressure Sw.GB-S05 |  | OPERATING | OPERATING | E214 | SRD0-1E0 | F40605008 |  | SRD0
PMN-H04MKA50CP001-F04 | Cooling Air Circulat.Pressure Sw.GB-S06 |  | OPERATING | OPERATING | E214 | SRD0-1E0 | F40605008 |  | SRD0
PMN-H04MKA50CT001 | Temp. Gen. Air Fan |  | OPERATING | OPERATING | E214 | SRD0-1E0 | F40605008 |  | SRD0
PMN-H04MKA50CT001-P01 | Temp. Hot Air GB-B10 |  | OPERATING | OPERATING | E214 | SRD0-1E0 | F40605008 |  | SRD0
PMN-H04MKA50CT001-P02 | Temp. Hot Air GB-B11 |  | OPERATING | OPERATING | E214 | SRD0-1E0 | F40605008 |  | SRD0
PMN-H04MKA50CT001-P03 | Temp. Cold Air GB-B12 |  | OPERATING | OPERATING | E214 | SRD0-1E0 | F40605008 |  | SRD0
PMN-H04MKA50CT001-P04 | Temp. Cold Air GB-B13 |  | OPERATING | OPERATING | E214 | SRD0-1E0 | F40605008 |  | SRD0
PMN-H04MKA50CT001-P05 | Thermostat Hot GB-S01 |  | OPERATING | OPERATING | E214 | SRD0-1E0 | F40605008 |  | SRD0
PMN-H04MKA50CT001-P06 | Thermostat Hot GB-S02 |  | OPERATING | OPERATING | E214 | SRD0-1E0 | F40605008 |  | SRD0
PMN-H04MKA60 | Generator Friction Brake |  | OPERATING | OPERATING | E214 | SRD0-1M0 | F40605008 |  | SRD0
PMN-H04MKA60AA001 | Drain Valve R1/2 |  | OPERATING | OPERATING | E214 | SRD0-1M0 | F40605008 |  | SRD0
PMN-H04MKA60AU001 | Brake Jack |  | OPERATING | OPERATING | E214 | SRD0-1M0 | F40605008 |  | SRD0
PMN-H04MKA60AU002 | Brake Set |  | OPERATING | OPERATING | E214 | SRD0-1M0 | F40605008 |  | SRD0
PMN-H04MKA60AU002KA01 | Brake No.1 |  | OPERATING | OPERATING | E214 | SRD0-1M0 | F40605008 |  | SRD0
PMN-H04MKA60AU002KA02 | Brake No.2 |  | OPERATING | OPERATING | E214 | SRD0-1M0 | F40605008 |  | SRD0
PMN-H04MKA60AU002KA03 | Brake No.3 |  | OPERATING | OPERATING | E214 | SRD0-1M0 | F40605008 |  | SRD0
PMN-H04MKA60AU002KA04 | Brake No.4 |  | OPERATING | OPERATING | E214 | SRD0-1M0 | F40605008 |  | SRD0
PMN-H04MKA60AU002KA05 | Brake No.5 |  | OPERATING | OPERATING | E214 | SRD0-1M0 | F40605008 |  | SRD0
PMN-H04MKA60AU002KA06 | Brake No.6 |  | OPERATING | OPERATING | E214 | SRD0-1M0 | F40605008 |  | SRD0
PMN-H04MKA60AU002KA07 | Brake No.7 |  | OPERATING | OPERATING | E214 | SRD0-1M0 | F40605008 |  | SRD0
PMN-H04MKA60BR001 | Pipe Line |  | OPERATING | OPERATING | E214 | SRD0-1M0 | F40605008 |  | SRD0
PMN-H04MKA60CG001 | Position of Braking Jack |  | OPERATING | OPERATING | E214 | SRD0-1M0 | F40605008 |  | SRD0
PMN-H04MKA60CG001KA01 | Position of Braking Jack GB-S11 |  | OPERATING | OPERATING | E214 | SRD0-1M0 | F40605008 |  | SRD0
PMN-H04MKA60CG001KA02 | Position of Braking Jack GB-S12 |  | OPERATING | OPERATING | E214 | SRD0-1M0 | F40605008 |  | SRD0
PMN-H04MKA60CG001KA03 | Position of Braking Jack GB-S13 |  | OPERATING | OPERATING | E214 | SRD0-1M0 | F40605008 |  | SRD0
PMN-H04MKA60CG001KA04 | Position of Braking Jack GB-S14 |  | OPERATING | OPERATING | E214 | SRD0-1M0 | F40605008 |  | SRD0
PMN-H04MKA60CG001KA05 | Position of Braking Jack GB-S15 |  | OPERATING | OPERATING | E214 | SRD0-1M0 | F40605008 |  | SRD0
PMN-H04MKA60CG001KA06 | Position of Braking Jack GB-S16 |  | OPERATING | OPERATING | E214 | SRD0-1M0 | F40605008 |  | SRD0
PMN-H04MKA60CG001KA07 | Position of Braking Jack GB-S17 |  | OPERATING | OPERATING | E214 | SRD0-1M0 | F40605008 |  | SRD0
PMN-H04MKA60CP001 | Low Pressure Air |  | OPERATING | OPERATING | E214 | SRD0-1M0 | F40605008 |  | SRD0
PMN-H04MKA60CP001-P01 | Low Pressure Air BR-S01 |  | OPERATING | OPERATING | E214 | SRD0-1M0 | F40605008 |  | SRD0
PMN-H04MKA60CP001-P02 | Low Pressure Air BR-S02 |  | OPERATING | OPERATING | E214 | SRD0-1M0 | F40605008 |  | SRD0
PMN-H04MKC | Exciter Set |  | OPERATING | OPERATING | E214 | SRD0-1E0 | F40605008 |  | SRD0
PMN-H04MKC10 | Exciter Set |  | OPERATING | OPERATING | E214 | SRD0-1E0 | F40605008 |  | SRD0
PMN-H04MKC10GW001 | Automatic Voltage Regulator Cabinet (+EC1) |  | OPERATING | OPERATING | E214 | SRD0-1E0 | F40605008 |  | SRD0
PMN-H04MKC10GW001-Q01 | Generator Measurement |  | OPERATING | OPERATING | E214 | SRD0-1E0 | F40605008 |  | SRD0
PMN-H04MKC10GW001-Q02 | Auxiliary Power Supply |  | OPERATING | OPERATING | E214 | SRD0-1E0 | F40605008 |  | SRD0
PMN-H04MKC10GW001-Q03 | Control Voltage Distribution |  | OPERATING | OPERATING | E214 | SRD0-1E0 | F40605008 |  | SRD0
PMN-H04MKC10GW001-Q04 | Equipotential Busbar |  | OPERATING | OPERATING | E214 | SRD0-1E0 | F40605008 |  | SRD0
PMN-H04MKC10GW001-Q05 | Supply Distribution |  | OPERATING | OPERATING | E214 | SRD0-1E0 | F40605008 |  | SRD0
PMN-H04MKC10GW001-Q06 | AVR & Local Controller Supply |  | OPERATING | OPERATING | E214 | SRD0-1E0 | F40605008 |  | SRD0
PMN-H04MKC10GW001-Q07 | Block diagram P100C-SX. Channel 1A1 |  | OPERATING | OPERATING | E214 | SRD0-1E0 | F40605008 |  | SRD0
PMN-H04MKC10GW001-Q08 | Block diagram P100C-SX. Channel 1A2 |  | OPERATING | OPERATING | E214 | SRD0-1E0 | F40605008 |  | SRD0
PMN-H04MKC10GW001-Q09 | AVR - Binary Input X6 |  | OPERATING | OPERATING | E214 | SRD0-1E0 | F40605008 |  | SRD0
PMN-H04MKC10GW001-Q10 | AVR - Binary Input X10 |  | OPERATING | OPERATING | E214 | SRD0-1E0 | F40605008 |  | SRD0
PMN-H04MKC10GW001-Q11 | AVR - Binary Input X11 |  | OPERATING | OPERATING | E214 | SRD0-1E0 | F40605008 |  | SRD0
PMN-H04MKC10GW001-Q12 | AVR - Binary Input X12 |  | OPERATING | OPERATING | E214 | SRD0-1E0 | F40605008 |  | SRD0
PMN-H04MKC10GW001-Q13 | AVR - Binary Output X3 |  | OPERATING | OPERATING | E214 | SRD0-1E0 | F40605008 |  | SRD0
PMN-H04MKC10GW001-Q14 | AVR - Binary Output X13 |  | OPERATING | OPERATING | E214 | SRD0-1E0 | F40605008 |  | SRD0
PMN-H04MKC10GW001-Q15 | AVR - Binary Output X14 |  | OPERATING | OPERATING | E214 | SRD0-1E0 | F40605008 |  | SRD0
PMN-H04MKC10GW001-Q16 | AVR - Binary Output X15 |  | OPERATING | OPERATING | E214 | SRD0-1E0 | F40605008 |  | SRD0
PMN-H04MKC10GW001-Q17 | Local / Remote Control |  | OPERATING | OPERATING | E214 | SRD0-1E0 | F40605008 |  | SRD0
PMN-H04MKC10GW001-Q18 | Trip from Excitation System |  | OPERATING | OPERATING | E214 | SRD0-1E0 | F40605008 |  | SRD0
PMN-H04MKC10GW001-Q19 | Trip to Excitation System |  | OPERATING | OPERATING | E214 | SRD0-1E0 | F40605008 |  | SRD0
PMN-H04MKC10GW001-Q20 | Rotor Graund Foult |  | OPERATING | OPERATING | E214 | SRD0-1E0 | F40605008 |  | SRD0
PMN-H04MKC10GW001-Q21 | Ethemet Connection |  | OPERATING | OPERATING | E214 | SRD0-1E0 | F40605008 |  | SRD0
PMN-H04MKC10GW001-Q22 | Cabinet Lighting |  | OPERATING | OPERATING | E214 | SRD0-1E0 | F40605008 |  | SRD0
PMN-H04MKC10GW001-Q23 | Fiber Optic Link |  | OPERATING | OPERATING | E214 | SRD0-1E0 | F40605008 |  | SRD0
PMN-H04MKC10GW002 | Rectifier Cabinet (+EC2) |  | OPERATING | OPERATING | E214 | SRD0-1E0 | F40605008 |  | SRD0
PMN-H04MKC10GW002-Q01 | Block Diagram SL-11 Local Controller 2A01 |  | OPERATING | OPERATING | E214 | SRD0-1E0 | F40605008 |  | SRD0
PMN-H04MKC10GW002-Q02 | Block Diagram SL-11 Local Controller 2A02 |  | OPERATING | OPERATING | E214 | SRD0-1E0 | F40605008 |  | SRD0
PMN-H04MKC10GW002-Q03 | Rectifier A - Power Curcuits |  | OPERATING | OPERATING | E214 | SRD0-1E0 | F40605008 |  | SRD0
PMN-H04MKC10GW002-Q04 | Rectifier A - Thyrister Gate Control |  | OPERATING | OPERATING | E214 | SRD0-1E0 | F40605008 |  | SRD0
PMN-H04MKC10GW002-Q05 | Rectifier A - Synchronization |  | OPERATING | OPERATING | E214 | SRD0-1E0 | F40605008 |  | SRD0
PMN-H04MKC10GW002-Q06 | Rectifier A - Fan Supply |  | OPERATING | OPERATING | E214 | SRD0-1E0 | F40605008 |  | SRD0
PMN-H04MKC10GW002-Q07 | Rectifier A - Binary Input |  | OPERATING | OPERATING | E214 | SRD0-1E0 | F40605008 |  | SRD0
PMN-H04MKC10GW002-Q08 | Rectifier A - Binary Output |  | OPERATING | OPERATING | E214 | SRD0-1E0 | F40605008 |  | SRD0
PMN-H04MKC10GW002-Q09 | Rectifier B - Power Curcuits |  | OPERATING | OPERATING | E214 | SRD0-1E0 | F40605008 |  | SRD0
PMN-H04MKC10GW002-Q10 | Rectifier B - Thyrister Gate Control |  | OPERATING | OPERATING | E214 | SRD0-1E0 | F40605008 |  | SRD0
PMN-H04MKC10GW002-Q11 | Rectifier B - Synchronization |  | OPERATING | OPERATING | E214 | SRD0-1E0 | F40605008 |  | SRD0
PMN-H04MKC10GW002-Q12 | Rectifier B - Fan Supply |  | OPERATING | OPERATING | E214 | SRD0-1E0 | F40605008 |  | SRD0
PMN-H04MKC10GW002-Q13 | Rectifier B - Binary Input |  | OPERATING | OPERATING | E214 | SRD0-1E0 | F40605008 |  | SRD0
PMN-H04MKC10GW002-Q14 | Rectifier B - Binary Output |  | OPERATING | OPERATING | E214 | SRD0-1E0 | F40605008 |  | SRD0
PMN-H04MKC10GW002-Q15 | Rectifier A, B - Supply from PPT Outlet |  | OPERATING | OPERATING | E214 | SRD0-1E0 | F40605008 |  | SRD0
PMN-H04MKC10GW002-Q16 | 1WIRE Connections |  | OPERATING | OPERATING | E214 | SRD0-1E0 | F40605008 |  | SRD0
PMN-H04MKC10GW002-Q17 | Cabinet Lighting |  | OPERATING | OPERATING | E214 | SRD0-1E0 | F40605008 |  | SRD0
PMN-H04MKC10GW002-Q18 | Fiber Optic Link |  | OPERATING | OPERATING | E214 | SRD0-1E0 | F40605008 |  | SRD0
PMN-H04MKC10GW003 | Field Breaker Cabinet (+EC3) |  | OPERATING | OPERATING | E214 | SRD0-1E0 | F40605008 |  | SRD0
PMN-H04MKC10GW003-Q01 | Collecter Ring |  | OPERATING | OPERATING | E214 | SRD0-1E0 | F40605008 |  | SRD0
PMN-H04MKC10GW003-Q02 | Carbon Brush Set |  | OPERATING | OPERATING | E214 | SRD0-1E0 | F40605008 |  | SRD0
PMN-H04MKC10GW003-Q03 | DC Power Curcuits |  | OPERATING | OPERATING | E214 | SRD0-1E0 | F40605008 |  | SRD0
PMN-H04MKC10GW003-Q04 | Field Breaker Control |  | OPERATING | OPERATING | E214 | SRD0-1E0 | F40605008 |  | SRD0
PMN-H04MKC10GW003-Q05 | Field Breaker Contracts |  | OPERATING | OPERATING | E214 | SRD0-1E0 | F40605008 |  | SRD0
PMN-H04MKC10GW003-Q06 | Field Flashing |  | OPERATING | OPERATING | E214 | SRD0-1E0 | F40605008 |  | SRD0
PMN-H04MKC10GW003-Q07 | Crowbar |  | OPERATING | OPERATING | E214 | SRD0-1E0 | F40605008 |  | SRD0
PMN-H04MKC10GW003-Q08 | Transducer Measurement |  | OPERATING | OPERATING | E214 | SRD0-1E0 | F40605008 |  | SRD0
PMN-H04MKC10GW003-Q09 | Cabinet Lighting |  | OPERATING | OPERATING | E214 | SRD0-1E0 | F40605008 |  | SRD0
PMN-H04MKC20 | DS Excitation Transf. Cubicle (=4+MV3) |  | OPERATING | OPERATING | E214 | SRD0-1E0 | F40605008 |  | SRD0
PMN-H04MKC20GS001 | DS Excitation Transf. Cubicle (=4+MV3) |  | OPERATING | OPERATING | E214 | SRD0-1E0 | F40605008 |  | SRD0
PMN-H04MKC20GS001-F01 | DS. Excite Transformer -Q1 (630A) |  | OPERATING | OPERATING | E214 | SRD0-1E0 | F40605008 |  | SRD0
PMN-H04MKC20GS001-F02 | Ground DS. Excitation -Q15 |  | OPERATING | OPERATING | E214 | SRD0-1E0 | F40605008 |  | SRD0
PMN-H04MKC20GS001-F03 | Fuse Excite Transformer |  | OPERATING | OPERATING | E214 | SRD0-1E0 | F40605008 |  | SRD0
PMN-H04MKC30 | Excitation Transformer Cubicle (=4+ET) |  | OPERATING | OPERATING | E214 | SRD0-1E0 | F40605008 |  | SRD0
PMN-H04MKC30GT001 | Excitation Transformer Cubicle (=4+ET) |  | OPERATING | OPERATING | E214 | SRD0-1E0 | F40605008 |  | SRD0
PMN-H04MKC30GT001-F01 | Excitation Transformer |  | OPERATING | OPERATING | E214 | SRD0-1E0 | F40605008 |  | SRD0
PMN-H04MKD | Generator Bearing |  | OPERATING | OPERATING | E214 | SRD0-1M0 | F40605008 |  | SRD0
PMN-H04MKD10 | Gen Main Thrust Bearing Set |  | OPERATING | OPERATING | E214 | SRD0-1E0 | F40605008 |  | SRD0
PMN-H04MKD10CT001 | Temp. Main Thrust Brg. Pad Set |  | OPERATING | OPERATING | E214 | SRD0-1E0 | F40605008 |  | SRD0
PMN-H04MKD10CT001-P01 | Temp. Main Thrust Brg. Pad TB-B01 |  | OPERATING | OPERATING | E214 | SRD0-1E0 | F40605008 |  | SRD0
PMN-H04MKD10CT001-P02 | Temp. Main Thrust Brg. Pad TB-B02 |  | OPERATING | OPERATING | E214 | SRD0-1E0 | F40605008 |  | SRD0
PMN-H04MKD10CT001-P03 | Temp. Main Thrust Brg. Pad TB-B03 |  | OPERATING | OPERATING | E214 | SRD0-1E0 | F40605008 |  | SRD0
PMN-H04MKD10CT001-P04 | Temp. Main Thrust Brg. Pad TB-S101 |  | OPERATING | OPERATING | E214 | SRD0-1E0 | F40605008 |  | SRD0
PMN-H04MKD10CT001-P05 | Temp. Main Thrust Brg. Pad TB-S102 |  | OPERATING | OPERATING | E214 | SRD0-1E0 | F40605008 |  | SRD0
PMN-H04MKD10HD001 | Main Thrust Bearng Pad Set |  | OPERATING | OPERATING | E214 | SRD0-1E0 | F40605008 |  | SRD0
PMN-H04MKD10HD001MK01 | Main Thrust Bearng Pad No.01 (Upper) |  | OPERATING | OPERATING | E214 | SRD0-1E0 | F40605008 |  | SRD0
PMN-H04MKD10HD001MK02 | Main Thrust Bearng Pad No.02 (Lower) |  | OPERATING | OPERATING | E214 | SRD0-1E0 | F40605008 |  | SRD0
PMN-H04MKD10HD002 | Thrust Bearing Set |  | OPERATING | OPERATING | E214 | SRD0-1M0 | F40605008 |  | SRD0
PMN-H04MKD10HD002MK01 | Thrust Bearing No.01 |  | OPERATING | OPERATING | E214 | SRD0-1M0 | F40605008 |  | SRD0
PMN-H04MKD10HD002MK02 | Thrust Bearing No.02 |  | OPERATING | OPERATING | E214 | SRD0-1M0 | F40605008 |  | SRD0
PMN-H04MKD10HD002MK03 | Thrust Bearing No.03 |  | OPERATING | OPERATING | E214 | SRD0-1M0 | F40605008 |  | SRD0
PMN-H04MKD10HD002MK04 | Thrust Bearing No.04 |  | OPERATING | OPERATING | E214 | SRD0-1M0 | F40605008 |  | SRD0
PMN-H04MKD10HD002MK05 | Thrust Bearing No.05 |  | OPERATING | OPERATING | E214 | SRD0-1M0 | F40605008 |  | SRD0
PMN-H04MKD10HD002MK06 | Thrust Bearing No.06 |  | OPERATING | OPERATING | E214 | SRD0-1M0 | F40605008 |  | SRD0
PMN-H04MKD10HD002MK07 | Thrust Bearing No.07 |  | OPERATING | OPERATING | E214 | SRD0-1M0 | F40605008 |  | SRD0
PMN-H04MKD10HD002MK08 | Thrust Bearing No.08 |  | OPERATING | OPERATING | E214 | SRD0-1M0 | F40605008 |  | SRD0
PMN-H04MKD10HD002MK09 | Thrust Bearing No.09 |  | OPERATING | OPERATING | E214 | SRD0-1M0 | F40605008 |  | SRD0
PMN-H04MKD10HD002MK10 | Thrust Bearing No.10 |  | OPERATING | OPERATING | E214 | SRD0-1M0 | F40605008 |  | SRD0
PMN-H04MKD10HD002MK11 | Thrust Bearing No.11 |  | OPERATING | OPERATING | E214 | SRD0-1M0 | F40605008 |  | SRD0
PMN-H04MKD10HD002MK12 | Thrust Bearing No.12 |  | OPERATING | OPERATING | E214 | SRD0-1M0 | F40605008 |  | SRD0
PMN-H04MKD10HD002MK13 | Thrust Bearing No.13 |  | OPERATING | OPERATING | E214 | SRD0-1M0 | F40605008 |  | SRD0
PMN-H04MKD10HD002MK14 | Thrust Bearing No.14 |  | OPERATING | OPERATING | E214 | SRD0-1M0 | F40605008 |  | SRD0
PMN-H04MKD10HD002MK15 | Thrust Bearing No.15 |  | OPERATING | OPERATING | E214 | SRD0-1M0 | F40605008 |  | SRD0
PMN-H04MKD10HD002MK16 | Thrust Bearing No.16 |  | OPERATING | OPERATING | E214 | SRD0-1M0 | F40605008 |  | SRD0
PMN-H04MKD20 | Counter Thrust Bearing Shell Set |  | OPERATING | OPERATING | E214 | SRD0-1E0 | F40605008 |  | SRD0
PMN-H04MKD20CT001 | Temp. Counter Thrust Brg. Pad Set |  | OPERATING | OPERATING | E214 | SRD0-1E0 | F40605008 |  | SRD0
PMN-H04MKD20CT001-P01 | Temp. Counter Thrust Brg. Pad TB-04 |  | OPERATING | OPERATING | E214 | SRD0-1E0 | F40605008 |  | SRD0
PMN-H04MKD20CT001-P02 | Temp. Counter Thrust Brg. Pad TB-05 |  | OPERATING | OPERATING | E214 | SRD0-1E0 | F40605008 |  | SRD0
PMN-H04MKD20CT001-P03 | Temp. Counter Thrust Brg. Pad TB-06 |  | OPERATING | OPERATING | E214 | SRD0-1E0 | F40605008 |  | SRD0
PMN-H04MKD20CT001-P04 | Temp. Counter Thrust Brg. Pad TB-S111 |  | OPERATING | OPERATING | E214 | SRD0-1E0 | F40605008 |  | SRD0
PMN-H04MKD20CT001-P05 | Temp. Counter Thrust Brg. Pad TB-S112 |  | OPERATING | OPERATING | E214 | SRD0-1E0 | F40605008 |  | SRD0
PMN-H04MKD20HD001 | Counter Thrust Bearing Set |  | OPERATING | OPERATING | E214 | SRD0-1M0 | F40605008 |  | SRD0
PMN-H04MKD20HD001MK01 | Counter Thrust Bearing No.01 (Upper) |  | OPERATING | OPERATING | E214 | SRD0-1M0 | F40605008 |  | SRD0
PMN-H04MKD20HD001MK02 | Counter Thrust Bearing No.02 (Lower) |  | OPERATING | OPERATING | E214 | SRD0-1M0 | F40605008 |  | SRD0
PMN-H04MKD30 | Cover for Counter Thrust Brg. Ring Set |  | OPERATING | OPERATING | E214 | SRD0-1M0 | F40605008 |  | SRD0
PMN-H04MKD30AB001 | Counter Thrust Bearing Ring Set |  | OPERATING | OPERATING | E214 | SRD0-1M0 | F40605008 |  | SRD0
PMN-H04MKD30AB001MK01 | Counter Thrust Bearing Ring No.1(Upper) |  | OPERATING | OPERATING | E214 | SRD0-1M0 | F40605008 |  | SRD0
PMN-H04MKD30AB001MK02 | Counter Thrust Bearing Ring No.2(Lower) |  | OPERATING | OPERATING | E214 | SRD0-1M0 | F40605008 |  | SRD0
PMN-H04MKD40 | Gen Guide Bearing Shell Set |  | OPERATING | OPERATING | E214 | SRD0-1E0 | F40605008 |  | SRD0
PMN-H04MKD40CT001 | Temp. Gen. Brg. Shell Set |  | OPERATING | OPERATING | E214 | SRD0-1E0 | F40605008 |  | SRD0
PMN-H04MKD40CT001-P01 | Temp. Gen. Brg. Shell TB-07 |  | OPERATING | OPERATING | E214 | SRD0-1E0 | F40605008 |  | SRD0
PMN-H04MKD40CT001-P02 | Temp. Gen. Brg. Shell TB-08 |  | OPERATING | OPERATING | E214 | SRD0-1E0 | F40605008 |  | SRD0
PMN-H04MKD40CT001-P03 | Temp. Gen. Brg. Shell TB-S121 |  | OPERATING | OPERATING | E214 | SRD0-1E0 | F40605008 |  | SRD0
PMN-H04MKD40CT001-P04 | Temp. Gen. Brg. Shell TB-S122 |  | OPERATING | OPERATING | E214 | SRD0-1E0 | F40605008 |  | SRD0
PMN-H04MKD40HD001 | Guide Bearing Set |  | OPERATING | OPERATING | E214 | SRD0-1M0 | F40605008 |  | SRD0
PMN-H04MKD40HD001MK01 | Guide Bearing No.01 (Upper) |  | OPERATING | OPERATING | E214 | SRD0-1M0 | F40605008 |  | SRD0
PMN-H04MKD40HD001MK02 | Guide Bearing No.02 (Lower) |  | OPERATING | OPERATING | E214 | SRD0-1M0 | F40605008 |  | SRD0
PMN-H04MKD50 | Bearing Body Set |  | OPERATING | OPERATING | E214 | SRD0-1M0 | F40605008 |  | SRD0
PMN-H04MKD50HD001 | Guide Bearing Set |  | OPERATING | OPERATING | E214 | SRD0-1M0 | F40605008 |  | SRD0
PMN-H04MKD50HD001MK01 | Bearing Body No.01(Upper) |  | OPERATING | OPERATING | E214 | SRD0-1M0 | F40605008 |  | SRD0
PMN-H04MKD50HD001MK02 | Bearing Body No.02 (Lower) |  | OPERATING | OPERATING | E214 | SRD0-1M0 | F40605008 |  | SRD0
PMN-H04MKD60 | Bearing Cover Upstream Set |  | OPERATING | OPERATING | E214 | SRD0-1M0 | F40605008 |  | SRD0
PMN-H04MKD60AB001 | Bearing Cover Upstream Set |  | OPERATING | OPERATING | E214 | SRD0-1M0 | F40605008 |  | SRD0
PMN-H04MKD60AB001MK01 | Bearing Cover Upstream No.1 (Upper) |  | OPERATING | OPERATING | E214 | SRD0-1M0 | F40605008 |  | SRD0
PMN-H04MKD60AB001MK02 | Bearing Cover Upstream No.2 (Lower) |  | OPERATING | OPERATING | E214 | SRD0-1M0 | F40605008 |  | SRD0
PMN-H04MKD70 | Bearing Cover Downstream Set |  | OPERATING | OPERATING | E214 | SRD0-1M0 | F40605008 |  | SRD0
PMN-H04MKD70AB001 | Bearing Cover Downstream Set |  | OPERATING | OPERATING | E214 | SRD0-1M0 | F40605008 |  | SRD0
PMN-H04MKD70AB001MK01 | Bearing Cover Downstream No.1 (Upper) |  | OPERATING | OPERATING | E214 | SRD0-1M0 | F40605008 |  | SRD0
PMN-H04MKD70AB001MK02 | Bearing Cover Downstream No.2 (Lower) |  | OPERATING | OPERATING | E214 | SRD0-1M0 | F40605008 |  | SRD0
PMN-H04MKD70BR001 | High Pressure Oil Piping Inside Bearing |  | OPERATING | OPERATING | E214 | SRD0-1M0 | F40605008 |  | SRD0
PMN-H04MKD70BR001MR01 | Oil Nozzle Ring |  | OPERATING | OPERATING | E214 | SRD0-1M0 | F40605008 |  | SRD0
PMN-H04MKD70BR002 | Bearing Oil Piping Outside |  | OPERATING | OPERATING | E214 | SRD0-1M0 | F40605008 |  | SRD0
PMN-H04MKD70HA001 | Bearing Supporting Shield |  | OPERATING | OPERATING | E214 | SRD0-1M0 | F40605008 |  | SRD0
PMN-H04P | Cooling Water Systems |  | OPERATING | OPERATING | E214 | SRD0-1M0 | F40605008 |  | SRD0
PMN-H04PC | Service Water Cooling System |  | OPERATING | OPERATING | E214 | SRD0-1M0 | F40605008 |  | SRD0
PMN-H04PCD | Open Loop Cooling System |  | OPERATING | OPERATING | E214 | SRD0-1M0 | F40605008 |  | SRD0
PMN-H04PCD10 | Water Supply - Governor Oil Cooling U4 |  | OPERATING | OPERATING | E214 | SRD0-1M0 | F40605008 |  | SRD0
PMN-H04PCD10AA001 | Valve for Water Supply - Governor Oil Cooling U4 |  | OPERATING | OPERATING | E214 | SRD0-1M0 | F40605008 |  | SRD0
PMN-H04PCD10AA001KA01 | Solenoid Valve 3/3 -Y33 |  | OPERATING | OPERATING | E214 | SRD0-1M0 | F40605008 |  | SRD0
PMN-H04PCD10AA002KA02 | Isolating Valve 2903 |  | OPERATING | OPERATING | E214 | SRD0-1M0 | F40605008 |  | SRD0
PMN-H04PCD10AA003KA03 | Isolating Valve 2904 |  | OPERATING | OPERATING | E214 | SRD0-1M0 | F40605008 |  | SRD0
PMN-H04PCD10AA004KA04 | Solenoid Valve -S34 |  | OPERATING | OPERATING | E214 | SRD0-1M0 | F40605008 |  | SRD0
PMN-H04PCD10BR001 | Pipe Line |  | OPERATING | OPERATING | E214 | SRD0-1M0 | F40605008 |  | SRD0
PMN-H04PCD10CT001 | Temp. Indicator |  | OPERATING | OPERATING | E214 | SRD0-1E0 | F40605008 |  | SRD0
PMN-H04PCD10CT001-P01 | Temp. Indicator 2906 |  | OPERATING | OPERATING | E214 | SRD0-1E0 | F40605008 |  | SRD0
PMN-H04PCD10CT001-P02 | Temp. Indicator 2907 |  | OPERATING | OPERATING | E214 | SRD0-1E0 | F40605008 |  | SRD0
PMN-H04PCD20 | Water Supply to Main Transformer KG4A |  | OPERATING | OPERATING | E214 | SRD0-1M0 | F40605008 |  | SRD0
PMN-H04PCD20AA001 | Isolating Valve ( 4385) |  | OPERATING | OPERATING | E214 | SRD0-1M0 | F40605008 |  | SRD0
PMN-H04PCD20AA002 | Motor Operated Valve (4381) |  | OPERATING | OPERATING | E214 | SRD0-1M0 | F40605008 |  | SRD0
PMN-H04PCD20AA002-S01 | Position Sw.- Valve. In Open (WS-S11.1) |  | OPERATING | OPERATING | E214 | SRD0-1M0 | F40605008 |  | SRD0
PMN-H04PCD20AA002-S02 | Position Sw.- Valve In Closed (WS-S11.2) |  | OPERATING | OPERATING | E214 | SRD0-1M0 | F40605008 |  | SRD0
PMN-H04PCD20BR001 | Pipe Line |  | OPERATING | OPERATING | E214 | SRD0-1M0 | F40605008 |  | SRD0
PMN-H04PCD20CL001 | Internal Water Cooler |  | OPERATING | OPERATING | E214 | SRD0-1M0 | F40605008 |  | SRD0
PMN-H04PCD20CT001 | Flow Relay |  | OPERATING | OPERATING | E214 | SRD0-1E0 | F40605008 |  | SRD0
PMN-H04PG | Close Cooling Water Systems |  | OPERATING | OPERATING | E214 | SRD0-1M0 | F40605008 |  | SRD0
PMN-H04PGA | Close Cooling Water System |  | OPERATING | OPERATING | E214 | SRD0-1M0 | F40605008 |  | SRD0
PMN-H04PGA10 | Close Cooling Water System |  | OPERATING | OPERATING | E214 | SRD0-1M0 | F40605008 |  | SRD0
PMN-H04PGA10AA001 | Valve for Close Cooling Water System |  | OPERATING | OPERATING | E214 | SRD0-1M0 | F40605008 |  | SRD0
PMN-H04PGA10AA001KA01 | Cooler Shut off Ball Valve ( DN 65 ) |  | OPERATING | OPERATING | E214 | SRD0-1M0 | F40605008 |  | SRD0
PMN-H04PGA10AA001KA02 | Vent & Drainage Valve (DN 15 )( R1/2 ) |  | OPERATING | OPERATING | E214 | SRD0-1M0 | F40605008 |  | SRD0
PMN-H04PGA10AA001KA03 | Shut off Ball Valve ( DN 50 ) |  | OPERATING | OPERATING | E214 | SRD0-1M0 | F40605008 |  | SRD0
PMN-H04PGA10AA001KA04 | Automatic Vent Valve (DN10) ( R3/8 ) |  | OPERATING | OPERATING | E214 | SRD0-1M0 | F40605008 |  | SRD0
PMN-H04PGA10AA001KA05 | Cooling Water Regulating Valve (DN50) |  | OPERATING | OPERATING | E214 | SRD0-1M0 | F40605008 |  | SRD0
PMN-H04PGA10AA001KA06 | Filling Valve ( DN 50 ) ( R2 ) |  | OPERATING | OPERATING | E214 | SRD0-1M0 | F40605008 |  | SRD0
PMN-H04PGA10AA001KA07 | Shut off Batterfly Valve ( DN 125 ) |  | OPERATING | OPERATING | E214 | SRD0-1M0 | F40605008 |  | SRD0
PMN-H04PGA10AA001KA08 | Check Valve ( DN 125 ) |  | OPERATING | OPERATING | E214 | SRD0-1M0 | F40605008 |  | SRD0
PMN-H04PGA10AA001KA09 | Safety Valve ( DN 15 ) ( R1/2 ) |  | OPERATING | OPERATING | E214 | SRD0-1M0 | F40605008 |  | SRD0
PMN-H04PGA10AA001KA10 | Shut off Ball Valve ( DN 20 ) ( R3/4 ) |  | OPERATING | OPERATING | E214 | SRD0-1M0 | F40605008 |  | SRD0
PMN-H04PGA10AA001KA11 | Check Valve ( DN 20 ) ( R3/4 ) |  | OPERATING | OPERATING | E214 | SRD0-1M0 | F40605008 |  | SRD0
PMN-H04PGA10AA001KA12 | Service Unit Valve ( DN 20 ) ( R3/4 ) |  | OPERATING | OPERATING | E214 | SRD0-1M0 | F40605008 |  | SRD0
PMN-H04PGA10AA001KA13 | Nitrogen Valve ( Vg8) |  | OPERATING | OPERATING | E214 | SRD0-1M0 | F40605008 |  | SRD0
PMN-H04PGA10AA001KA14 | Shut off Ball Valve ( DN 15 ) ( R1/2 ) |  | OPERATING | OPERATING | E214 | SRD0-1M0 | F40605008 |  | SRD0
PMN-H04PGA10AC001 | Water-Water Cooler |  | OPERATING | OPERATING | E214 | SRD0-1M0 | F40605008 |  | SRD0
PMN-H04PGA10AC001KC01 | Water-Water Cooler Generator ( DN 150 ) |  | OPERATING | OPERATING | E214 | SRD0-1M0 | F40605008 |  | SRD0
PMN-H04PGA10AC001KC02 | Water - Water Cooler Bearing ( DN 150 ) |  | OPERATING | OPERATING | E214 | SRD0-1M0 | F40605008 |  | SRD0
PMN-H04PGA10AC002 | Air - Water Cooler ( DN 65 ) |  | OPERATING | OPERATING | E214 | SRD0-1M0 | F40605008 |  | SRD0
PMN-H04PGA10AC003 | Oil Cooler ( DN 80 ) |  | OPERATING | OPERATING | E214 | SRD0-1M0 | F40605008 |  | SRD0
PMN-H04PGA10AP001 | Cooling Water Pump Generator No.1 |  | OPERATING | OPERATING | E214 | SRD0-1E0 | F40605008 |  | SRD0
PMN-H04PGA10AP001-M01 | Motor CW-M011 |  | OPERATING | OPERATING | E214 | SRD0-1E0 | F40605008 |  | SRD0
PMN-H04PGA10AP001KP01 | Pump |  | OPERATING | OPERATING | E214 | SRD0-1E0 | F40605008 |  | SRD0
PMN-H04PGA10AP001MK01 | Coupling |  | OPERATING | OPERATING | E214 | SRD0-1M0 | F40605008 |  | SRD0
PMN-H04PGA10AP002 | Cooling Water Pump Generator No.2 |  | OPERATING | OPERATING | E214 | SRD0-1E0 | F40605008 |  | SRD0
PMN-H04PGA10AP002-M01 | Motor CW-M012 |  | OPERATING | OPERATING | E214 | SRD0-1E0 | F40605008 |  | SRD0
PMN-H04PGA10AP002KP01 | Pump |  | OPERATING | OPERATING | E214 | SRD0-1E0 | F40605008 |  | SRD0
PMN-H04PGA10AP002MK01 | Coupling |  | OPERATING | OPERATING | E214 | SRD0-1M0 | F40605008 |  | SRD0
PMN-H04PGA10AP003 | Cooling Water Pump Bearing No.1 |  | OPERATING | OPERATING | E214 | SRD0-1E0 | F40605008 |  | SRD0
PMN-H04PGA10AP003-M01 | Motor CW-M021 |  | OPERATING | OPERATING | E214 | SRD0-1E0 | F40605008 |  | SRD0
PMN-H04PGA10AP003KP01 | Pump |  | OPERATING | OPERATING | E214 | SRD0-1E0 | F40605008 |  | SRD0
PMN-H04PGA10AP003MK01 | Coupling |  | OPERATING | OPERATING | E214 | SRD0-1M0 | F40605008 |  | SRD0
PMN-H04PGA10AP004 | Cooling Water Pump Bearing No.2 |  | OPERATING | OPERATING | E214 | SRD0-1E0 | F40605008 |  | SRD0
PMN-H04PGA10AP004-M01 | Motor CW-M022 |  | OPERATING | OPERATING | E214 | SRD0-1E0 | F40605008 |  | SRD0
PMN-H04PGA10AP004KP01 | Pump |  | OPERATING | OPERATING | E214 | SRD0-1E0 | F40605008 |  | SRD0
PMN-H04PGA10AP004MK01 | Coupling |  | OPERATING | OPERATING | E214 | SRD0-1M0 | F40605008 |  | SRD0
PMN-H04PGA10BB001 | Expansion Tank ( DN 20 ) ( R3/4 ) |  | OPERATING | OPERATING | E214 | SRD0-1M0 | F40605008 |  | SRD0
PMN-H04PGA10BR001 | Piping |  | OPERATING | OPERATING | E214 | SRD0-1M0 | F40605008 |  | SRD0
PMN-H04PGA10CP001 | Pressure Measurment for Close Cooling Water |  | OPERATING | OPERATING | E214 | SRD0-1E0 | F40605008 |  | SRD0
PMN-H04PGA10CP001-P01 | Press. Gauge Shut off ( DN 15 ) ( G1/2 ) |  | OPERATING | OPERATING | E214 | SRD0-1E0 | F40605008 |  | SRD0
PMN-H04PGA10CP001-P02 | Pressure Gauge ( DN 15 ) ( R1/2 ) |  | OPERATING | OPERATING | E214 | SRD0-1E0 | F40605008 |  | SRD0
PMN-H04PGA10CP001-P03 | Pressure Switch CW-S01 |  | OPERATING | OPERATING | E214 | SRD0-1E0 | F40605008 |  | SRD0
PMN-H04PGA10CP001-P04 | Pressure Switch CW-S02 |  | OPERATING | OPERATING | E214 | SRD0-1E0 | F40605008 |  | SRD0
PMN-H04Q | Auxiliary Systems |  | OPERATING | OPERATING | E214 | SRD0-1M0 | F40605008 |  | SRD0
PMN-H04QE | Compressed Air System |  | OPERATING | OPERATING | E214 | SRD0-1M0 | F40605008 |  | SRD0
PMN-H04QEB | Compressed Air Distribution System |  | OPERATING | OPERATING | E214 | SRD0-1M0 | F40605008 |  | SRD0
PMN-H04QEB10 | Air Pressure Tank ( =4 +BR) |  | OPERATING | OPERATING | E214 | SRD0-1M0 | F40605008 |  | SRD0
PMN-H04QEB10AA001 | Valve for Air Pressure Tank |  | OPERATING | OPERATING | E214 | SRD0-1M0 | F40605008 |  | SRD0
PMN-H04QEB10AA001KA01 | Safety Relief Valve (3651) |  | OPERATING | OPERATING | E214 | SRD0-1M0 | F40605008 |  | SRD0
PMN-H04QEB10AA001KA02 | Isolating Valve (3553) |  | OPERATING | OPERATING | E214 | SRD0-1M0 | F40605008 |  | SRD0
PMN-H04QEB10AA001KA03 | Isolating Valve (3554) |  | OPERATING | OPERATING | E214 | SRD0-1M0 | F40605008 |  | SRD0
PMN-H04QEB10AA001KA04 | Drain Valve (3556) |  | OPERATING | OPERATING | E214 | SRD0-1M0 | F40605008 |  | SRD0
PMN-H04QEB10AA001KA05 | Check Valve (3557) |  | OPERATING | OPERATING | E214 | SRD0-1M0 | F40605008 |  | SRD0
PMN-H04QEB10AA001KA06 | Isolating Valve-Low Air Brake (3555) |  | OPERATING | OPERATING | E214 | SRD0-1M0 | F40605008 |  | SRD0
PMN-H04QEB10BB001 | Air Pressure Tank (365) |  | OPERATING | OPERATING | E214 | SRD0-1M0 | F40605008 |  | SRD0
PMN-H04QEB10BR001 | Pipe Line |  | OPERATING | OPERATING | E214 | SRD0-1M0 | F40605008 |  | SRD0
PMN-H04QEB10CT001 | Manometer (3552) |  | OPERATING | OPERATING | E214 | SRD0-1E0 | F40605008 |  | SRD0
PMN-H04QEB20 | Maintanance Seal Unit 4 |  | OPERATING | OPERATING | E214 | SRD0-1M0 | F40605008 |  | SRD0
PMN-H04QEB20AA001 | Valve for Maintanance Seal |  | OPERATING | OPERATING | E214 | SRD0-1M0 | F40605008 |  | SRD0
PMN-H04QEB20AA001KA01 | Reducing Valve |  | OPERATING | OPERATING | E214 | SRD0-1M0 | F40605008 |  | SRD0
PMN-H04QEB20AA001KA02 | Isolating Valve |  | OPERATING | OPERATING | E214 | SRD0-1M0 | F40605008 |  | SRD0
PMN-H04QEB20AA001KA03 | Isolating Valve |  | OPERATING | OPERATING | E214 | SRD0-1M0 | F40605008 |  | SRD0
PMN-H04QEB20BR001 | Pipe Line |  | OPERATING | OPERATING | E214 | SRD0-1M0 | F40605008 |  | SRD0
PMN-H04QEB20CP001 | Pressure Guage |  | OPERATING | OPERATING | E214 | SRD0-1E0 | F40605008 |  | SRD0
PMN-H04QEB30 | Air Supply te Brake Jack (Low) |  | OPERATING | OPERATING | E214 | SRD0-1M0 | F40605008 |  | SRD0
PMN-H04QEB30AA001 | Valve for Air Supply te Brake Jack (Low) |  | OPERATING | OPERATING | E214 | SRD0-1M0 | F40605008 |  | SRD0
PMN-H04QEB30AA001KA01 | Safety Valve |  | OPERATING | OPERATING | E214 | SRD0-1M0 | F40605008 |  | SRD0
PMN-H04QEB30AA001KA02 | Check Valve |  | OPERATING | OPERATING | E214 | SRD0-1M0 | F40605008 |  | SRD0
PMN-H04QEB30AA001KA03 | Solenoid Valve 3/2 (BRY-01) |  | OPERATING | OPERATING | E214 | SRD0-1M0 | F40605008 |  | SRD0
PMN-H04QEB30AA001KA04 | Isolating Valve |  | OPERATING | OPERATING | E214 | SRD0-1M0 | F40605008 |  | SRD0
PMN-H04QEB30AT001 | Fillter |  | OPERATING | OPERATING | E214 | SRD0-1M0 | F40605008 |  | SRD0
PMN-H04QEB30BR001 | Pipe Line |  | OPERATING | OPERATING | E214 | SRD0-1M0 | F40605008 |  | SRD0
PMN-H04QEB30CP001 | Pressure Measurment for Air Supply te Brake Jack |  | OPERATING | OPERATING | E214 | SRD0-1M0 | F40605008 |  | SRD0
PMN-H04QEB30CP001-P01 | Pressure Switch (BR-S01) |  | OPERATING | OPERATING | E214 | SRD0-1E0 | F40605008 |  | SRD0
PMN-H04QEB30CP001-P02 | Pressure Guage |  | OPERATING | OPERATING | E214 | SRD0-1E0 | F40605008 |  | SRD0
PMN-H04QEB40 | Air Supply te Brake Jack (High) |  | OPERATING | OPERATING | E214 | SRD0-1M0 | F40605008 |  | SRD0
PMN-H04QEB40AA001 | Valve for Air Supply te Brake Jack (High) |  | OPERATING | OPERATING | E214 | SRD0-1M0 | F40605008 |  | SRD0
PMN-H04QEB40AA001KA01 | Isolating Valve |  | OPERATING | OPERATING | E214 | SRD0-1M0 | F40605008 |  | SRD0
PMN-H04QEB40AA001KA02 | Reducing Valve |  | OPERATING | OPERATING | E214 | SRD0-1M0 | F40605008 |  | SRD0
PMN-H04QEB40AA001KA03 | Solenoid Valve 3/2 (BRY-02) |  | OPERATING | OPERATING | E214 | SRD0-1M0 | F40605008 |  | SRD0
PMN-H04QEB40BR001 | Pipe Line |  | OPERATING | OPERATING | E214 | SRD0-1M0 | F40605008 |  | SRD0
PMN-H04QEB40CP001 | Pressure Switch (BR-S02) |  | OPERATING | OPERATING | E214 | SRD0-1E0 | F40605008 |  | SRD0
PMN-H04QEB50 | Automatic Air Supply System Unit 4 |  | OPERATING | OPERATING | E214 | SRD0-1E0 | F40605008 |  | SRD0
PMN-H04QEB50AA001 | Valve for Automatic Air Supply System Unit4 |  | OPERATING | OPERATING | E214 | SRD0-1M0 | F40605008 |  | SRD0
PMN-H04QEB50AA001KA01 | Shut off Valve (2402) |  | OPERATING | OPERATING | E214 | SRD0-1M0 | F40605008 |  | SRD0
PMN-H04QEB50AA001KA02 | Shut off Valve (2403) |  | OPERATING | OPERATING | E214 | SRD0-1M0 | F40605008 |  | SRD0
PMN-H04QEB50AA001KA03 | Check Valve (2404) |  | OPERATING | OPERATING | E214 | SRD0-1M0 | F40605008 |  | SRD0
PMN-H04QEB50AA001KA04 | Solenoid Valve Auto. Air Supply 2/2 -Y11 |  | OPERATING | OPERATING | E214 | SRD0-1M0 | F40605008 |  | SRD0
PMN-H04QEB50AA001KA05 | Shut off Valve for Manual Air Supply(2405) |  | OPERATING | OPERATING | E214 | SRD0-1M0 | F40605008 |  | SRD0
PMN-H04QEB50AA001KA06 | Shut off Valve Manual Air Drainage(2406) |  | OPERATING | OPERATING | E214 | SRD0-1M0 | F40605008 |  | SRD0
PMN-H04S | Ancillary Systems |  | OPERATING | OPERATING | E214 | SRD0-1M0 | F40605008 |  | SRD0
PMN-H04SG | Stationary Fire Protection System |  | OPERATING | OPERATING | E214 | SRD0-1M0 | F40605008 |  | SRD0
PMN-H04SGC | Spray deluge System |  | OPERATING | OPERATING | E214 | SRD0-1M0 | F40605008 |  | SRD0
PMN-H04SGC10 | Deluge Valve Station for KG4A |  | OPERATING | OPERATING | E214 | SRD0-1M0 | F40605008 |  | SRD0
PMN-H04SGC10AA001 | Valve for Deluge Valve Station for KG4A |  | OPERATING | OPERATING | E214 | SRD0-1M0 | F40605008 |  | SRD0
PMN-H04SGC10AA001KA01 | Main Stop Valve |  | OPERATING | OPERATING | E214 | SRD0-1M0 | F40605008 |  | SRD0
PMN-H04SGC10AA001KA02 | Stop Valve |  | OPERATING | OPERATING | E214 | SRD0-1M0 | F40605008 |  | SRD0
PMN-H04SGC10AA001KA03 | Hydraulic Remote Control Valve |  | OPERATING | OPERATING | E214 | SRD0-1M0 | F40605008 |  | SRD0
PMN-H04SGC10AA001KA04 | Drain Valve |  | OPERATING | OPERATING | E214 | SRD0-1M0 | F40605008 |  | SRD0
PMN-H04SGC10AA001KA05 | Solenoid Valve |  | OPERATING | OPERATING | E214 | SRD0-1M0 | F40605008 |  | SRD0
PMN-H04SGC10AT001 | Double Filter |  | OPERATING | OPERATING | E214 | SRD0-1M0 | F40605008 |  | SRD0
PMN-H04SGC10BP001 | Thottle Nozzle |  | OPERATING | OPERATING | E214 | SRD0-1E0 | F40605008 |  | SRD0
PMN-H04SGC10BP002 | Extingguishing Nozzle |  | OPERATING | OPERATING | E214 | SRD0-1E0 | F40605008 |  | SRD0
PMN-H04SGC10BR001 | Piping te Ring Nozzle KG4A |  | OPERATING | OPERATING | E214 | SRD0-1M0 | F40605008 |  | SRD0
PMN-H04SGC10CP001 | Pressure Measurment for Deluge Valve Station for KG4A |  | OPERATING | OPERATING | E214 | SRD0-1M0 | F40605008 |  | SRD0
PMN-H04SGC10CP001-P01 | Pressure Switch |  | OPERATING | OPERATING | E214 | SRD0-1E0 | F40605008 |  | SRD0
PMN-H04SGC10CP001-P02 | Pressure Gauge |  | OPERATING | OPERATING | E214 | SRD0-1E0 | F40605008 |  | SRD0
PMN-H04SGC20 | Spray Nozzle for Transformer KG4A |  | OPERATING | OPERATING | E214 | SRD0-1E0 | F40605008 |  | SRD0
PMN-H04SGC20BP001 | Spray Nozzle for Transformer KG4A |  | OPERATING | OPERATING | E214 | SRD0-1E0 | F40605008 |  | SRD0
PMN-H04SGC20BP001-T01 | Upper Ring Nozzle |  | OPERATING | OPERATING | E214 | SRD0-1E0 | F40605008 |  | SRD0
PMN-H04SGC20BP001-T02 | Lower Ring Nozzle |  | OPERATING | OPERATING | E214 | SRD0-1E0 | F40605008 |  | SRD0
PMN-H04SGC20BR001 | Piping |  | OPERATING | OPERATING | E214 | SRD0-1M0 | F40605008 |  | SRD0
PMN-H04SGJ | Co2 Fire - Fighting System |  | OPERATING | OPERATING | E214 | SRD0-1E0 | F40605008 |  | SRD0
PMN-H04SGJ10 | Co2 Fire - Fighting System |  | OPERATING | OPERATING | E214 | SRD0-1E0 | F40605008 |  | SRD0
PMN-H04SGJ10BB001 | Co2 Fire - Fighting |  | OPERATING | OPERATING | E214 | SRD0-1E0 | F40605008 |  | SRD0
PMN-H04SGY | Control & Protection |  | OPERATING | OPERATING | E214 | SRD0-1E0 | F40605008 |  | SRD0
PMN-H04SGY10 | Fire Alarm Control |  | OPERATING | OPERATING | E214 | SRD0-1E0 | F40605008 |  | SRD0
PMN-H04SGY10CH001 | Alarm Pressure Sensor |  | OPERATING | OPERATING | E214 | SRD0-1E0 | F40605008 |  | SRD0
PMN-H04SGY10CP001 | Alarm Pressure Sw. |  | OPERATING | OPERATING | E214 | SRD0-1E0 | F40605008 |  | SRD0
PMN-H04SGY10DR001 | Heat Detecters |  | OPERATING | OPERATING | E214 | SRD0-1E0 | F40605008 |  | SRD0
PMN-H04SGY10DR001-B01 | Heat Detecters MM5-1 3.1 |  | OPERATING | OPERATING | E214 | SRD0-1E0 | F40605008 |  | SRD0
PMN-H04SGY10DR001-B02 | Heat Detecters MM5-1 3.2 |  | OPERATING | OPERATING | E214 | SRD0-1E0 | F40605008 |  | SRD0
PMN-H04SGY10DR001-B03 | Heat Detecters MM5-1 3.3 |  | OPERATING | OPERATING | E214 | SRD0-1E0 | F40605008 |  | SRD0
PMN-H04SGY10DR001-B04 | Heat Detecters MM5-1 3.4 |  | OPERATING | OPERATING | E214 | SRD0-1E0 | F40605008 |  | SRD0
PMN-H04SGY10DR001-B05 | Heat Detecters MM5-1 3.5 |  | OPERATING | OPERATING | E214 | SRD0-1E0 | F40605008 |  | SRD0
PMN-H04SGY10DR001-B06 | Heat Detecters MM5-1 3.6 |  | OPERATING | OPERATING | E214 | SRD0-1E0 | F40605008 |  | SRD0
PMN-H04SGY10DR001-B07 | Heat Detecters MM5-1 3.7 |  | OPERATING | OPERATING | E214 | SRD0-1E0 | F40605008 |  | SRD0
PMN-H04SGY10DR001-B08 | Heat Detecters MM5-1 3.8 |  | OPERATING | OPERATING | E214 | SRD0-1E0 | F40605008 |  | SRD0
PMN-H04SGY10DR001-B09 | Heat Detecters MM5-1 3.9 |  | OPERATING | OPERATING | E214 | SRD0-1E0 | F40605008 |  | SRD0
PMN-H04SGY10DR001-B10 | Heat Detecters MM5-1 3.10 |  | OPERATING | OPERATING | E214 | SRD0-1E0 | F40605008 |  | SRD0
PMN-H04SGY10DR001-B11 | Heat Detecters MM5-1 3.11 |  | OPERATING | OPERATING | E214 | SRD0-1E0 | F40605008 |  | SRD0
PMN-H04SGY10DR001-B12 | Heat Detecters MM5-1 3.12 |  | OPERATING | OPERATING | E214 | SRD0-1E0 | F40605008 |  | SRD0
PMN-H04SGY10DR001-B13 | Heat Detecters MM5-1 3.13 |  | OPERATING | OPERATING | E214 | SRD0-1E0 | F40605008 |  | SRD0
PMN-H12 | ปากมูล-พลังน้ำ หน่วยที่ 12 |  | OPERATING | OPERATING | E210 | SRD0-1G0 | F40605004 |  | SRD0
PMN-H12S | Ancillary Systems |  | OPERATING | OPERATING | E210 | SRD0-1M0 | F40605004 |  | SRD0
PMN-H12SG | Stationary Fire Protection System |  | OPERATING | OPERATING | E210 | SRD0-1M0 | F40605004 |  | SRD0
PMN-H12SGC | Spray deluge System |  | OPERATING | OPERATING | E210 | SRD0-1M0 | F40605004 |  | SRD0
PMN-H12SGC10 | Water Supply Fire Fighting Pump No.1 |  | OPERATING | OPERATING | E210 | SRD0-1E0 | F40605004 |  | SRD0
PMN-H12SGC10AA001 | Valve for Water Supply Fire Fighting Pump No.1 |  | OPERATING | OPERATING | E210 | SRD0-1M0 | F40605004 |  | SRD0
PMN-H12SGC10AA001KA01 | Inlet Valve |  | OPERATING | OPERATING | E210 | SRD0-1M0 | F40605004 |  | SRD0
PMN-H12SGC10AA001KA02 | Check Valve |  | OPERATING | OPERATING | E210 | SRD0-1M0 | F40605004 |  | SRD0
PMN-H12SGC10AA001KA03 | Outlet Valve |  | OPERATING | OPERATING | E210 | SRD0-1M0 | F40605004 |  | SRD0
PMN-H12SGC10AA001KA04 | By Pass Valve |  | OPERATING | OPERATING | E210 | SRD0-1M0 | F40605004 |  | SRD0
PMN-H12SGC10AA001KA05 | Drain Valve |  | OPERATING | OPERATING | E210 | SRD0-1M0 | F40605004 |  | SRD0
PMN-H12SGC10AP001 | Filling Water Pump No.1 |  | OPERATING | OPERATING | E210 | SRD0-1E0 | F40605004 |  | SRD0
PMN-H12SGC10AP001-M01 | Motor |  | OPERATING | OPERATING | E210 | SRD0-1M0 | F40605004 |  | SRD0
PMN-H12SGC10AP001KP01 | Pump |  | OPERATING | OPERATING | E210 | SRD0-1M0 | F40605004 |  | SRD0
PMN-H12SGC10AP001MK01 | Coupling |  | OPERATING | OPERATING | E210 | SRD0-1M0 | F40605004 |  | SRD0
PMN-H12SGC10BR001 | Piping |  | OPERATING | OPERATING | E210 | SRD0-1M0 | F40605004 |  | SRD0
PMN-H12SGC20 | Air Supply Fire Fighting No.1 |  | OPERATING | OPERATING | E210 | SRD0-1M0 | F40605004 |  | SRD0
PMN-H12SGC20AA001 | Valve for Air Supply Fire Fighting No.1 |  | OPERATING | OPERATING | E210 | SRD0-1M0 | F40605004 |  | SRD0
PMN-H12SGC20AA001KA01 | Solenoid Valve |  | OPERATING | OPERATING | E210 | SRD0-1M0 | F40605004 |  | SRD0
PMN-H12SGC20AA001KA02 | Relief Valve |  | OPERATING | OPERATING | E210 | SRD0-1M0 | F40605004 |  | SRD0
PMN-H12SGC20AA001KA03 | Check Valve |  | OPERATING | OPERATING | E210 | SRD0-1M0 | F40605004 |  | SRD0
PMN-H12SGC20AA001KA04 | Inlet Valve |  | OPERATING | OPERATING | E210 | SRD0-1M0 | F40605004 |  | SRD0
PMN-H12SGC20AN001 | Air Compresser |  | OPERATING | OPERATING | E210 | SRD0-1M0 | F40605004 |  | SRD0
PMN-H12SGC20AN001-M01 | Motor |  | OPERATING | OPERATING | E210 | SRD0-1E0 | F40605004 |  | SRD0
PMN-H12SGC20AN001KN01 | Compresser |  | OPERATING | OPERATING | E210 | SRD0-1M0 | F40605004 |  | SRD0
PMN-H12SGC20BR001 | Piping |  | OPERATING | OPERATING | E210 | SRD0-1M0 | F40605004 |  | SRD0
PMN-H12SGC20CP001 | Pressure Guage |  | OPERATING | OPERATING | E210 | SRD0-1E0 | F40605004 |  | SRD0
PMN-H12SGC30 | Fire Fighting Pressure Tank No.1 |  | OPERATING | OPERATING | E210 | SRD0-1M0 | F40605004 |  | SRD0
PMN-H12SGC30AA001 | Valve for Fire Fighting Pressure Tank No.1 |  | OPERATING | OPERATING | E210 | SRD0-1M0 | F40605004 |  | SRD0
PMN-H12SGC30AA001KA01 | Check Valve |  | OPERATING | OPERATING | E210 | SRD0-1M0 | F40605004 |  | SRD0
PMN-H12SGC30AA001KA02 | Inlet Valve |  | OPERATING | OPERATING | E210 | SRD0-1M0 | F40605004 |  | SRD0
PMN-H12SGC30AA001KA03 | Inlet Drain Valve |  | OPERATING | OPERATING | E210 | SRD0-1M0 | F40605004 |  | SRD0
PMN-H12SGC30AA001KA04 | Outlet Valve |  | OPERATING | OPERATING | E210 | SRD0-1M0 | F40605004 |  | SRD0
PMN-H12SGC30AA001KA05 | Drain Valve Tank |  | OPERATING | OPERATING | E210 | SRD0-1M0 | F40605004 |  | SRD0
PMN-H12SGC30AA001KA06 | Pressure Relief Valve |  | OPERATING | OPERATING | E210 | SRD0-1M0 | F40605004 |  | SRD0
PMN-H12SGC30BB001 | Pressure Tank No.1 |  | OPERATING | OPERATING | E210 | SRD0-1M0 | F40605004 |  | SRD0
PMN-H12SGC30CP001 | Pressure Switch |  | OPERATING | OPERATING | E210 | SRD0-1E0 | F40605004 |  | SRD0
PMN-H12SGC30CP002 | Inlet/Outlet Valve for Pressureswitch |  | OPERATING | OPERATING | E210 | SRD0-1M0 | F40605004 |  | SRD0
PMN-H12SGC30CP003 | Instrument for Fire Fighting Pressure Tank No.1 |  | OPERATING | OPERATING | E210 | SRD0-1E0 | F40605004 |  | SRD0
PMN-H12SGC30CP003-P01 | Pressure Switch Drain Valve |  | OPERATING | OPERATING | E210 | SRD0-1E0 | F40605004 |  | SRD0
PMN-H12SGC30CP003-P02 | Pressure Guage |  | OPERATING | OPERATING | E210 | SRD0-1E0 | F40605004 |  | SRD0
PMN-H12SGY | Fire System Control & Protection Eq. |  | OPERATING | OPERATING | E210 | SRD0-1E0 | F40605004 |  | SRD0
PMN-H12SGY10 | Control And Protection Equipment |  | OPERATING | OPERATING | E210 | SRD0-1E0 | F40605004 |  | SRD0
PMN-H12SGY10GH001 | Pnl. Unit 1 - 2 Control Panel |  | OPERATING | OPERATING | E210 | SRD0-1E0 | F40605004 |  | SRD0
PMN-H12SGY20 | Fire Fighting Control |  | OPERATING | OPERATING | E210 | SRD0-1E0 | F40605004 |  | SRD0
PMN-H12SGY20GH001 | Fire Fighting Control Unit 1-2 |  | OPERATING | OPERATING | E210 | SRD0-1E0 | F40605004 |  | SRD0
PMN-H14 | ปากมูล-พลังน้ำ หน่วยที่ 14 |  | OPERATING | OPERATING | E210 | SRD0-1G0 | F40605004 |  | SRD0
PMN-H14L | Water |  | OPERATING | OPERATING | E210 | SRD0-1M0 | F40605004 |  | SRD0
PMN-H14LP | Intake Systems |  | OPERATING | OPERATING | E210 | SRD0-1M0 | F40605004 |  | SRD0
PMN-H14LPB | Isolating Equipment |  | OPERATING | OPERATING | E210 | SRD0-1M0 | F40605004 |  | SRD0
PMN-H14LPB10 | Up Stream Stoplog |  | OPERATING | OPERATING | E210 | SRD0-1M0 | F40605004 |  | SRD0
PMN-H14LPB10AA001 | Flusing Valve for Bottom Seal |  | OPERATING | OPERATING | E210 | SRD0-1M0 | F40605004 |  | SRD0
PMN-H14LPB10AB001 | Stop Log Set |  | OPERATING | OPERATING | E210 | SRD0-1M0 | F40605004 |  | SRD0
PMN-H14LPB10AB001KB01 | Stop Log No.1 |  | OPERATING | OPERATING | E210 | SRD0-1M0 | F40605004 |  | SRD0
PMN-H14LPB10AB001KB02 | Stop Log No.2 |  | OPERATING | OPERATING | E210 | SRD0-1M0 | F40605004 |  | SRD0
PMN-H14LPB10AB001KB03 | Stop Log No.3 |  | OPERATING | OPERATING | E210 | SRD0-1M0 | F40605004 |  | SRD0
PMN-H14LPB10AB001KB04 | Stop Log No.4 |  | OPERATING | OPERATING | E210 | SRD0-1M0 | F40605004 |  | SRD0
PMN-H14LPB10AB001KB05 | Stop Log No.5 |  | OPERATING | OPERATING | E210 | SRD0-1M0 | F40605004 |  | SRD0
PMN-H14LPB10AB001KB06 | Stop Log No.6 |  | OPERATING | OPERATING | E210 | SRD0-1M0 | F40605004 |  | SRD0
PMN-H14LPB10AB001KB07 | Stop Log No.7 |  | OPERATING | OPERATING | E210 | SRD0-1M0 | F40605004 |  | SRD0
PMN-H14LPB10AB001KB08 | Stop Log No.8 |  | OPERATING | OPERATING | E210 | SRD0-1M0 | F40605004 |  | SRD0
PMN-H14LQ | Tail-Race Systems |  | OPERATING | OPERATING | E210 | SRD0-1M0 | F40605004 |  | SRD0
PMN-H14LQB | Isolating Equipment |  | OPERATING | OPERATING | E210 | SRD0-1M0 | F40605004 |  | SRD0
PMN-H14LQB10 | Down Stream Stoplog |  | OPERATING | OPERATING | E210 | SRD0-1M0 | F40605004 |  | SRD0
PMN-H14LQB10AA001 | Flusing Valve for Bottom Seal |  | OPERATING | OPERATING | E210 | SRD0-1M0 | F40605004 |  | SRD0
PMN-H14LQB10AB001 | Stop Log Set |  | OPERATING | OPERATING | E210 | SRD0-1M0 | F40605004 |  | SRD0
PMN-H14LQB10AB001KB01 | Stop Log No.1 |  | OPERATING | OPERATING | E210 | SRD0-1M0 | F40605004 |  | SRD0
PMN-H14LQB10AB001KB02 | Stop Log No.2 |  | OPERATING | OPERATING | E210 | SRD0-1M0 | F40605004 |  | SRD0
PMN-H14LQB10AB001KB03 | Stop Log No.3 |  | OPERATING | OPERATING | E210 | SRD0-1M0 | F40605004 |  | SRD0
PMN-H14LQB10AB001KB04 | Stop Log No.4 |  | OPERATING | OPERATING | E210 | SRD0-1M0 | F40605004 |  | SRD0
PMN-H14LY | Water |  | OPERATING | OPERATING | E210 | SRD0-1M0 | F40605004 |  | SRD0
PMN-H14LYA | Water Measuring And Control |  | OPERATING | OPERATING | E210 | SRD0-1E0 | F40605004 |  | SRD0
PMN-H14LYA10 | Water Level (Staff Gate) |  | OPERATING | OPERATING | E210 | SRD0-1E0 | F40605004 |  | SRD0
PMN-H14LYA10CL001 | Water Level (Staff Gate) |  | OPERATING | OPERATING | E210 | SRD0-1E0 | F40605004 |  | SRD0
PMN-H14LYA20 | Net Heat & Head Loss (5800) |  | OPERATING | OPERATING | E210 | SRD0-1E0 | F40605004 |  | SRD0
PMN-H14LYA20AA001 | Isolat. Valve Set |  | OPERATING | OPERATING | E210 | SRD0-1M0 | F40605004 |  | SRD0
PMN-H14LYA20AA001KA01 | Isolat. Valve - Downstream Press.(5801) |  | OPERATING | OPERATING | E210 | SRD0-1M0 | F40605004 |  | SRD0
PMN-H14LYA20AA001KA02 | Isolat. Valve - Downstream Press.(5802) |  | OPERATING | OPERATING | E210 | SRD0-1M0 | F40605004 |  | SRD0
PMN-H14LYA20AA001KA03 | Isolat. Valve - Downstream Press.(5803) |  | OPERATING | OPERATING | E210 | SRD0-1M0 | F40605004 |  | SRD0
PMN-H14LYA20AA001KA04 | Isolat. Valve - Downstream Press.(5804) |  | OPERATING | OPERATING | E210 | SRD0-1M0 | F40605004 |  | SRD0
PMN-H14LYA20AA001KA05 | Isolating Valve -Upstream Press.(5805) |  | OPERATING | OPERATING | E210 | SRD0-1M0 | F40605004 |  | SRD0
PMN-H14LYA20AA001KA06 | Isolating Valve -Upstream Press.(5806) |  | OPERATING | OPERATING | E210 | SRD0-1M0 | F40605004 |  | SRD0
PMN-H14LYA20AA001KA07 | Isolating Valve -Upstream Press.(5807) |  | OPERATING | OPERATING | E210 | SRD0-1M0 | F40605004 |  | SRD0
PMN-H14LYA20AA001KA08 | Isolating Valve -Upstream Press.(5808) |  | OPERATING | OPERATING | E210 | SRD0-1M0 | F40605004 |  | SRD0
PMN-H14LYA20AA001KA09 | Isolating Valve (5812) |  | OPERATING | OPERATING | E210 | SRD0-1M0 | F40605004 |  | SRD0
PMN-H14LYA20BR001 | Measuring Points for Index |  | OPERATING | OPERATING | E210 | SRD0-1E0 | F40605004 |  | SRD0
PMN-H14LYA20BR001-P01 | Measuring Points for Index test (5809) |  | OPERATING | OPERATING | E210 | SRD0-1E0 | F40605004 |  | SRD0
PMN-H14LYA20BR001-P02 | Measuring Points for Index test (5810) |  | OPERATING | OPERATING | E210 | SRD0-1E0 | F40605004 |  | SRD0
PMN-H14LYA20BR001-P03 | Measur.Points Index test (5811/1,2,3,4) |  | OPERATING | OPERATING | E210 | SRD0-1E0 | F40605004 |  | SRD0
PMN-H14LYA20CP001 | Instrument for Net Heat & Head Loss |  | OPERATING | OPERATING | E210 | SRD0-1E0 | F40605004 |  | SRD0
PMN-H14LYA20CP001-P01 | Manometer of Turbine U/S. Press.(5813) |  | OPERATING | OPERATING | E210 | SRD0-1E0 | F40605004 |  | SRD0
PMN-H14LYA20CP001-P02 | Net Head Pressure Transmitter TB-B05 |  | OPERATING | OPERATING | E210 | SRD0-1E0 | F40605004 |  | SRD0
PMN-H14LYA20CP001-P03 | Head Loss Pressure Transmitter TB-B06 |  | OPERATING | OPERATING | E210 | SRD0-1M0 | F40605004 |  | SRD0
PMN-H14P | Cooling Water System |  | OPERATING | OPERATING | E210 | SRD0-1M0 | F40605004 |  | SRD0
PMN-H14PC | Service Water Cooling System |  | OPERATING | OPERATING | E210 | SRD0-1M0 | F40605004 |  | SRD0
PMN-H14PCD | Outfall Cooling System |  | OPERATING | OPERATING | E210 | SRD0-1M0 | F40605004 |  | SRD0
PMN-H14PCD10 | Cooling Water Intake |  | OPERATING | OPERATING | E210 | SRD0-1M0 | F40605004 |  | SRD0
PMN-H14PCD10AA001 | Valve for Cooling Water Intake |  | OPERATING | OPERATING | E210 | SRD0-1M0 | F40605004 |  | SRD0
PMN-H14PCD10AA001KA01 | Isolating Valve ( 4301 ) |  | OPERATING | OPERATING | E210 | SRD0-1M0 | F40605004 |  | SRD0
PMN-H14PCD10AA001KA02 | Isolating Valve ( 4302 ) |  | OPERATING | OPERATING | E210 | SRD0-1M0 | F40605004 |  | SRD0
PMN-H14PCD10AP001 | Centrifugal Pump No.1 ( 4303 ) |  | OPERATING | OPERATING | E210 | SRD0-1E0 | F40605004 |  | SRD0
PMN-H14PCD10AP001-M01 | 3 - Ph. Motor for Pump No.1(1+WS-M01) |  | OPERATING | OPERATING | E210 | SRD0-1E0 | F40605004 |  | SRD0
PMN-H14PCD10AP001KA01 | Isolating Valve ( 4304 ) |  | OPERATING | OPERATING | E210 | SRD0-1M0 | F40605004 |  | SRD0
PMN-H14PCD10AP001KA02 | Check Valve ( 4305 ) |  | OPERATING | OPERATING | E210 | SRD0-1M0 | F40605004 |  | SRD0
PMN-H14PCD10AP001KA03 | Isolating Valve ( 4306 ) |  | OPERATING | OPERATING | E210 | SRD0-1M0 | F40605004 |  | SRD0
PMN-H14PCD10AP002 | Centrifugal Pump No.2 ( 4307 ) |  | OPERATING | OPERATING | E210 | SRD0-1E0 | F40605004 |  | SRD0
PMN-H14PCD10AP002-M01 | 3 - Ph. Motor for Pump No.1(2+WS-M02) |  | OPERATING | OPERATING | E210 | SRD0-1E0 | F40605004 |  | SRD0
PMN-H14PCD10AP002KA01 | Isolating Valve ( 4308 ) |  | OPERATING | OPERATING | E210 | SRD0-1M0 | F40605004 |  | SRD0
PMN-H14PCD10AP002KA02 | Check Valve ( 4309 ) |  | OPERATING | OPERATING | E210 | SRD0-1M0 | F40605004 |  | SRD0
PMN-H14PCD10AP002KA03 | Isolating Valve ( 4310 ) |  | OPERATING | OPERATING | E210 | SRD0-1M0 | F40605004 |  | SRD0
PMN-H14PCD10AP003 | Centrifugal Pump No.3 ( 4311 ) |  | OPERATING | OPERATING | E210 | SRD0-1E0 | F40605004 |  | SRD0
PMN-H14PCD10AP003-M01 | 3 - Ph. Motor for Pump No.3 (3+WS-M03 ) |  | OPERATING | OPERATING | E210 | SRD0-1E0 | F40605004 |  | SRD0
PMN-H14PCD10AP003KA01 | Isolating Valve ( 4312 ) |  | OPERATING | OPERATING | E210 | SRD0-1M0 | F40605004 |  | SRD0
PMN-H14PCD10AP003KA02 | Check Valve ( 4313 ) |  | OPERATING | OPERATING | E210 | SRD0-1M0 | F40605004 |  | SRD0
PMN-H14PCD10AP003KA03 | Isolating Valve ( 4314 ) |  | OPERATING | OPERATING | E210 | SRD0-1M0 | F40605004 |  | SRD0
PMN-H14PCD10AP004 | Centrifugal Pump No.4 ( 4315 ) |  | OPERATING | OPERATING | E210 | SRD0-1E0 | F40605004 |  | SRD0
PMN-H14PCD10AP004-M01 | 3 - Ph.Motor for Pump No.4 (4+WS-M04 ) |  | OPERATING | OPERATING | E210 | SRD0-1E0 | F40605004 |  | SRD0
PMN-H14PCD10AP004KA01 | Isolating Valve ( 4316 ) |  | OPERATING | OPERATING | E210 | SRD0-1M0 | F40605004 |  | SRD0
PMN-H14PCD10AP004KA02 | Check Valve ( 4317 ) |  | OPERATING | OPERATING | E210 | SRD0-1M0 | F40605004 |  | SRD0
PMN-H14PCD10AP004KA03 | Isolating Valve ( 4318 ) |  | OPERATING | OPERATING | E210 | SRD0-1M0 | F40605004 |  | SRD0
PMN-H14PCD10AP005 | Centrifugal Pump No.5 (4319 ) |  | OPERATING | OPERATING | E210 | SRD0-1E0 | F40605004 |  | SRD0
PMN-H14PCD10AP005-M01 | 3 - Ph. Motor for Pump No.5(5+WS-M05) |  | OPERATING | OPERATING | E210 | SRD0-1E0 | F40605004 |  | SRD0
PMN-H14PCD10AP005KA01 | Isolating Valve ( 4320 ) |  | OPERATING | OPERATING | E210 | SRD0-1M0 | F40605004 |  | SRD0
PMN-H14PCD10AP005KA02 | Check Valve ( 4321 ) |  | OPERATING | OPERATING | E210 | SRD0-1M0 | F40605004 |  | SRD0
PMN-H14PCD10AP005KA03 | Isolating Valve ( 4322 ) |  | OPERATING | OPERATING | E210 | SRD0-1M0 | F40605004 |  | SRD0
PMN-H14PCD20 | Automatic Strainer Back Wash No.1 |  | OPERATING | OPERATING | E210 | SRD0-1M0 | F40605004 |  | SRD0
PMN-H14PCD20AA001 | Valve for Automatic Strainer Back Wash No.1 |  | OPERATING | OPERATING | E210 | SRD0-1M0 | F40605004 |  | SRD0
PMN-H14PCD20AA001KA01 | Isolating Valve ( 4331 ) |  | OPERATING | OPERATING | E210 | SRD0-1M0 | F40605004 |  | SRD0
PMN-H14PCD20AA001KA02 | Check Valve ( 4336 ) |  | OPERATING | OPERATING | E210 | SRD0-1M0 | F40605004 |  | SRD0
PMN-H14PCD20AA001KA03 | Isolating Valve ( 4332 ) |  | OPERATING | OPERATING | E210 | SRD0-1M0 | F40605004 |  | SRD0
PMN-H14PCD20AA001KA04 | Isolating Valve ( 4335 ) |  | OPERATING | OPERATING | E210 | SRD0-1M0 | F40605004 |  | SRD0
PMN-H14PCD20AA001KA05 | Safety Relief Valve (4337) |  | OPERATING | OPERATING | E210 | SRD0-1M0 | F40605004 |  | SRD0
PMN-H14PCD20AT001 | Automatic Filter No.1 (4330) |  | OPERATING | OPERATING | E210 | SRD0-1M0 | F40605004 |  | SRD0
PMN-H14PCD20AT001-M01 | 3 - Ph.Motor for Filter No.1(WS-M06 ) |  | OPERATING | OPERATING | E210 | SRD0-1E0 | F40605004 |  | SRD0
PMN-H14PCD20AT001KT01 | Strainer Element |  | OPERATING | OPERATING | E210 | SRD0-1M0 | F40605004 |  | SRD0
PMN-H14PCD20AT001QP01 | Diff. Pressure Switch (WS-S02) |  | OPERATING | OPERATING | E210 | SRD0-1M0 | F40605004 |  | SRD0
PMN-H14PCD20CP001 | Manometer - Pressure |  | OPERATING | OPERATING | E210 | SRD0-1E0 | F40605004 |  | SRD0
PMN-H14PCD20CP001-P01 | Manometer - Inlet Pressure ( 4333 ) |  | OPERATING | OPERATING | E210 | SRD0-1E0 | F40605004 |  | SRD0
PMN-H14PCD20CP001-P02 | Manometer - Outlet Pressure (4334) |  | OPERATING | OPERATING | E210 | SRD0-1M0 | F40605004 |  | SRD0
PMN-H14PCD30 | Automatic Strainer Back Wash No.2 |  | OPERATING | OPERATING | E210 | SRD0-1M0 | F40605004 |  | SRD0
PMN-H14PCD30AA001 | Valve for Automatic Strainer Back Wash No.2 |  | OPERATING | OPERATING | E210 | SRD0-1M0 | F40605004 |  | SRD0
PMN-H14PCD30AA001KA01 | Isolating Valve ( 4341 ) |  | OPERATING | OPERATING | E210 | SRD0-1M0 | F40605004 |  | SRD0
PMN-H14PCD30AA001KA02 | Check Valve ( 4346 ) |  | OPERATING | OPERATING | E210 | SRD0-1M0 | F40605004 |  | SRD0
PMN-H14PCD30AA001KA03 | Isolating Valve ( 4342 ) |  | OPERATING | OPERATING | E210 | SRD0-1M0 | F40605004 |  | SRD0
PMN-H14PCD30AA001KA04 | Isolating Valve ( 4345 ) |  | OPERATING | OPERATING | E210 | SRD0-1M0 | F40605004 |  | SRD0
PMN-H14PCD30AA001KA05 | Safety Relief Valve (4347) |  | OPERATING | OPERATING | E210 | SRD0-1M0 | F40605004 |  | SRD0
PMN-H14PCD30AT001 | Automatic Filter No.2 (4340) |  | OPERATING | OPERATING | E210 | SRD0-1M0 | F40605004 |  | SRD0
PMN-H14PCD30AT001-M01 | 3 - Ph. Motor for Filter No.2(WS-M07) |  | OPERATING | OPERATING | E210 | SRD0-1E0 | F40605004 |  | SRD0
PMN-H14PCD30AT001KT01 | Strainer Element |  | OPERATING | OPERATING | E210 | SRD0-1M0 | F40605004 |  | SRD0
PMN-H14PCD30AT001QP01 | Diff. Pressure Switch (WS-S03) |  | OPERATING | OPERATING | E210 | SRD0-1E0 | F40605004 |  | SRD0
PMN-H14PCD30BR001 | Pipe Line |  | OPERATING | OPERATING | E210 | SRD0-1M0 | F40605004 |  | SRD0
PMN-H14PCD30CP003 | Manometer - Pressure |  | OPERATING | OPERATING | E210 | SRD0-1E0 | F40605004 |  | SRD0
PMN-H14PCD30CP003-P01 | Manometer - Inlet Pressure ( 4343 ) |  | OPERATING | OPERATING | E210 | SRD0-1E0 | F40605004 |  | SRD0
PMN-H14PCD30CP003-P02 | Manometer - Outlet Pressure (4344) |  | OPERATING | OPERATING | E210 | SRD0-1E0 | F40605004 |  | SRD0
PMN-H14PCD40 | Common Cooling for Turbine Shaft Seal |  | OPERATING | OPERATING | E210 | SRD0-1M0 | F40605004 |  | SRD0
PMN-H14PCD40AA001 | Valve for Common Cooling for Turbine Shaft Seal |  | OPERATING | OPERATING | E210 | SRD0-1M0 | F40605004 |  | SRD0
PMN-H14PCD40AA001KA01 | Valve 4353 |  | OPERATING | OPERATING | E210 | SRD0-1M0 | F40605004 |  | SRD0
PMN-H14PCD40AA001KA02 | Valve 4354 |  | OPERATING | OPERATING | E210 | SRD0-1M0 | F40605004 |  | SRD0
PMN-H14PCD40AA001KA03 | Valve Drain 4351 |  | OPERATING | OPERATING | E210 | SRD0-1M0 | F40605004 |  | SRD0
PMN-H14PCD40AA001KA04 | Valve Drain 4352 |  | OPERATING | OPERATING | E210 | SRD0-1M0 | F40605004 |  | SRD0
PMN-H14PCD40AT001 | Filter No.1 |  | OPERATING | OPERATING | E210 | SRD0-1M0 | F40605004 |  | SRD0
PMN-H14PCD40BR001 | Piping |  | OPERATING | OPERATING | E210 | SRD0-1M0 | F40605004 |  | SRD0
PMN-H14PCD50 | Common Cooling for Turbine Shaft Seal |  | OPERATING | OPERATING | E210 | SRD0-1M0 | F40605004 |  | SRD0
PMN-H14PCD50AA001 | Valve for Common Cooling for Turbine Shaft Seal |  | OPERATING | OPERATING | E210 | SRD0-1M0 | F40605004 |  | SRD0
PMN-H14PCD50AA001KA01 | Valve 4358 |  | OPERATING | OPERATING | E210 | SRD0-1M0 | F40605004 |  | SRD0
PMN-H14PCD50AA001KA02 | Valve 4359 |  | OPERATING | OPERATING | E210 | SRD0-1M0 | F40605004 |  | SRD0
PMN-H14PCD50AA001KA03 | Valve Drain 4356 |  | OPERATING | OPERATING | E210 | SRD0-1M0 | F40605004 |  | SRD0
PMN-H14PCD50AA001KA04 | Valve Drain 4357 |  | OPERATING | OPERATING | E210 | SRD0-1M0 | F40605004 |  | SRD0
PMN-H14PCD50AT001 | Filter No.2 |  | OPERATING | OPERATING | E210 | SRD0-1M0 | F40605004 |  | SRD0
PMN-H14PCD50BR001 | Piping |  | OPERATING | OPERATING | E210 | SRD0-1M0 | F40605004 |  | SRD0
PMN-H14PCD60 | Common Shaft Seal Cooling Water Tank |  | OPERATING | OPERATING | E210 | SRD0-1M0 | F40605004 |  | SRD0
PMN-H14PCD60AA001 | Valve for Common Shaft Seal Cooling Water Tank |  | OPERATING | OPERATING | E210 | SRD0-1M0 | F40605004 |  | SRD0
PMN-H14PCD60AA001KA01 | Inlet Valve 4366 |  | OPERATING | OPERATING | E210 | SRD0-1M0 | F40605004 |  | SRD0
PMN-H14PCD60AA001KA02 | Check Valve 4365 |  | OPERATING | OPERATING | E210 | SRD0-1M0 | F40605004 |  | SRD0
PMN-H14PCD60AA001KA03 | Valve 4363 |  | OPERATING | OPERATING | E210 | SRD0-1M0 | F40605004 |  | SRD0
PMN-H14PCD60AA001KA04 | Valve 4364 |  | OPERATING | OPERATING | E210 | SRD0-1M0 | F40605004 |  | SRD0
PMN-H14PCD60AA001KA05 | Outlet Valve 4367 |  | OPERATING | OPERATING | E210 | SRD0-1M0 | F40605004 |  | SRD0
PMN-H14PCD60AA001KA06 | Safety Valve 4361 |  | OPERATING | OPERATING | E210 | SRD0-1M0 | F40605004 |  | SRD0
PMN-H14PCD60BB001 | Shaft Seal Cooling Water Tank 4360 |  | OPERATING | OPERATING | E210 | SRD0-1M0 | F40605004 |  | SRD0
PMN-H14PCD60BR001 | Piping |  | OPERATING | OPERATING | E210 | SRD0-1M0 | F40605004 |  | SRD0
PMN-H14PCD60CL001 | Water Level 4362 |  | OPERATING | OPERATING | E210 | SRD0-1E0 | F40605004 |  | SRD0
PMN-H14PCD60CL002 | Water Level Switch WS-S04 |  | OPERATING | OPERATING | E210 | SRD0-1E0 | F40605004 |  | SRD0
PMN-H14Q | Auxiliary Systems |  | OPERATING | OPERATING | E210 | SRD0-1M0 | F40605004 |  | SRD0
PMN-H14QE | Compressed Air System |  | OPERATING | OPERATING | E210 | SRD0-1M0 | F40605004 |  | SRD0
PMN-H14QEA | Compressed Air System |  | OPERATING | OPERATING | E210 | SRD0-1M0 | F40605004 |  | SRD0
PMN-H14QEA10 | High Pressure Air System (51+Hp) |  | OPERATING | OPERATING | E210 | SRD0-1M0 | F40605004 |  | SRD0
PMN-H14QEA10AN001 | Air Compressure No.1 (351) |  | OPERATING | OPERATING | E210 | SRD0-1M0 | F40605004 |  | SRD0
PMN-H14QEA10AN001-M01 | 3-Ph. Motor for Air Comp.No.1(Hp-M01) |  | OPERATING | OPERATING | E210 | SRD0-1E0 | F40605004 |  | SRD0
PMN-H14QEA10AN001KA01 | Safety Relief Valve |  | OPERATING | OPERATING | E210 | SRD0-1M0 | F40605004 |  | SRD0
PMN-H14QEA10AN001KA02 | Check Valve |  | OPERATING | OPERATING | E210 | SRD0-1M0 | F40605004 |  | SRD0
PMN-H14QEA10AN001KA03 | Isolating Valve |  | OPERATING | OPERATING | E210 | SRD0-1M0 | F40605004 |  | SRD0
PMN-H14QEA10AN001KA04 | Automatic Valve Drain 2/2 |  | OPERATING | OPERATING | E210 | SRD0-1M0 | F40605004 |  | SRD0
PMN-H14QEA10AN001KN01 | Air Compresser |  | OPERATING | OPERATING | E210 | SRD0-1M0 | F40605004 |  | SRD0
PMN-H14QEA10AN001KT01 | Filter |  | OPERATING | OPERATING | E210 | SRD0-1M0 | F40605004 |  | SRD0
PMN-H14QEA10AN001MR01 | Pipe Line |  | OPERATING | OPERATING | E210 | SRD0-1M0 | F40605004 |  | SRD0
PMN-H14QEA10AN001MU01 | Belt Drive |  | OPERATING | OPERATING | E210 | SRD0-1E0 | F40605004 |  | SRD0
PMN-H14QEA10AN002 | Air Compressure No.2 (352) |  | OPERATING | OPERATING | E210 | SRD0-1M0 | F40605004 |  | SRD0
PMN-H14QEA10AN002-M01 | 3-Ph.Motor for Air Comp.No.1(Hp-M01) |  | OPERATING | OPERATING | E210 | SRD0-1E0 | F40605004 |  | SRD0
PMN-H14QEA10AN002KA01 | Safety Relief Valve |  | OPERATING | OPERATING | E210 | SRD0-1M0 | F40605004 |  | SRD0
PMN-H14QEA10AN002KA02 | Check Valve |  | OPERATING | OPERATING | E210 | SRD0-1M0 | F40605004 |  | SRD0
PMN-H14QEA10AN002KA03 | Isolating Valve |  | OPERATING | OPERATING | E210 | SRD0-1M0 | F40605004 |  | SRD0
PMN-H14QEA10AN002KA04 | Automatic Valve Drain 2/2 |  | OPERATING | OPERATING | E210 | SRD0-1M0 | F40605004 |  | SRD0
PMN-H14QEA10AN002KN01 | Air Compresser |  | OPERATING | OPERATING | E210 | SRD0-1M0 | F40605004 |  | SRD0
PMN-H14QEA10AN002KT01 | Filter |  | OPERATING | OPERATING | E210 | SRD0-1M0 | F40605004 |  | SRD0
PMN-H14QEA10AN002MR01 | Pipe Line |  | OPERATING | OPERATING | E210 | SRD0-1M0 | F40605004 |  | SRD0
PMN-H14QEA10AN002MU01 | Bells |  | OPERATING | OPERATING | E210 | SRD0-1M0 | F40605004 |  | SRD0
PMN-H14QEA20 | Low Pressure Air System (52+Lp) |  | OPERATING | OPERATING | E210 | SRD0-1M0 | F40605004 |  | SRD0
PMN-H14QEA20AN001 | Air Compressure No.1 (352) |  | OPERATING | OPERATING | E210 | SRD0-1M0 | F40605004 |  | SRD0
PMN-H14QEA20AN001-M01 | 3-Ph. Motor for Air Comp. No.1(Hp-M01) |  | OPERATING | OPERATING | E210 | SRD0-1E0 | F40605004 |  | SRD0
PMN-H14QEA20AN001KA01 | Safety Relief Valve |  | OPERATING | OPERATING | E210 | SRD0-1M0 | F40605004 |  | SRD0
PMN-H14QEA20AN001KA02 | Check Valve |  | OPERATING | OPERATING | E210 | SRD0-1M0 | F40605004 |  | SRD0
PMN-H14QEA20AN001KA03 | Isolating Valve |  | OPERATING | OPERATING | E210 | SRD0-1M0 | F40605004 |  | SRD0
PMN-H14QEA20AN001KA04 | Automatic Valve Drain 2/2 |  | OPERATING | OPERATING | E210 | SRD0-1M0 | F40605004 |  | SRD0
PMN-H14QEA20AN001KN01 | Air Compresser |  | OPERATING | OPERATING | E210 | SRD0-1M0 | F40605004 |  | SRD0
PMN-H14QEA20AN001KT01 | Filter |  | OPERATING | OPERATING | E210 | SRD0-1M0 | F40605004 |  | SRD0
PMN-H14QEA20AN001MR01 | Pipe Line |  | OPERATING | OPERATING | E210 | SRD0-1M0 | F40605004 |  | SRD0
PMN-H14QEA20AN001MU01 | Belt Drive |  | OPERATING | OPERATING | E210 | SRD0-1M0 | F40605004 |  | SRD0
PMN-H14QEA20AN002 | Air Compressure No.2 (352) |  | OPERATING | OPERATING | E210 | SRD0-1M0 | F40605004 |  | SRD0
PMN-H14QEA20AN002-M01 | 3-Ph. Motor for Air Comp.No.1(Hp-M01) |  | OPERATING | OPERATING | E210 | SRD0-1E0 | F40605004 |  | SRD0
PMN-H14QEA20AN002KA01 | Safety Relief Valve |  | OPERATING | OPERATING | E210 | SRD0-1M0 | F40605004 |  | SRD0
PMN-H14QEA20AN002KA02 | Check Valve |  | OPERATING | OPERATING | E210 | SRD0-1M0 | F40605004 |  | SRD0
PMN-H14QEA20AN002KA03 | Isolating Valve |  | OPERATING | OPERATING | E210 | SRD0-1M0 | F40605004 |  | SRD0
PMN-H14QEA20AN002KA04 | Automatic Valve Drain 2/2 |  | OPERATING | OPERATING | E210 | SRD0-1M0 | F40605004 |  | SRD0
PMN-H14QEA20AN002KN01 | Air Compresser |  | OPERATING | OPERATING | E210 | SRD0-1M0 | F40605004 |  | SRD0
PMN-H14QEA20AN002KT01 | Filter |  | OPERATING | OPERATING | E210 | SRD0-1M0 | F40605004 |  | SRD0
PMN-H14QEA20AN002MR01 | Pipe Line |  | OPERATING | OPERATING | E210 | SRD0-1M0 | F40605004 |  | SRD0
PMN-H14QEA20AN002MU01 | Bells |  | OPERATING | OPERATING | E210 | SRD0-1E0 | F40605004 |  | SRD0
PMN-H14QEB | Compressed Air Distribution System |  | OPERATING | OPERATING | E210 | SRD0-1M0 | F40605004 |  | SRD0
PMN-H14QEB10 | H/P Air Pressure Tank (350) |  | OPERATING | OPERATING | E210 | SRD0-1M0 | F40605004 |  | SRD0
PMN-H14QEB10AA001 | Valve for H/P Air Pressure Tank (350) |  | OPERATING | OPERATING | E210 | SRD0-1M0 | F40605004 |  | SRD0
PMN-H14QEB10AA001KA01 | Check Valve (3508) |  | OPERATING | OPERATING | E210 | SRD0-1M0 | F40605004 |  | SRD0
PMN-H14QEB10AA001KA02 | Isolating Valve (3509) |  | OPERATING | OPERATING | E210 | SRD0-1M0 | F40605004 |  | SRD0
PMN-H14QEB10AA001KA03 | Safety Relief Valve No.1 (3501) |  | OPERATING | OPERATING | E210 | SRD0-1M0 | F40605004 |  | SRD0
PMN-H14QEB10AA001KA04 | Safety Relief Valve No.2 (3502) |  | OPERATING | OPERATING | E210 | SRD0-1M0 | F40605004 |  | SRD0
PMN-H14QEB10AA001KA05 | Isolating Valve (3505) |  | OPERATING | OPERATING | E210 | SRD0-1M0 | F40605004 |  | SRD0
PMN-H14QEB10AA001KA06 | Drain Valve (3506) |  | OPERATING | OPERATING | E210 | SRD0-1M0 | F40605004 |  | SRD0
PMN-H14QEB10AA001KA07 | Isolating Valve (3507) |  | OPERATING | OPERATING | E210 | SRD0-1M0 | F40605004 |  | SRD0
PMN-H14QEB10AA001KA08 | Isolating Valve for Unit (3504) |  | OPERATING | OPERATING | E210 | SRD0-1M0 | F40605004 |  | SRD0
PMN-H14QEB10BB001 | Air Pressure Tank |  | OPERATING | OPERATING | E210 | SRD0-1M0 | F40605004 |  | SRD0
PMN-H14QEB10BR001 | Pipe Line |  | OPERATING | OPERATING | E210 | SRD0-1M0 | F40605004 |  | SRD0
PMN-H14QEB10CP001 | Pressure Switch |  | OPERATING | OPERATING | E210 | SRD0-1E0 | F40605004 |  | SRD0
PMN-H14QEB10CP001-P01 | Pressure Switch -S01 |  | OPERATING | OPERATING | E210 | SRD0-1E0 | F40605004 |  | SRD0
PMN-H14QEB10CP001-P02 | Pressure Switch -S02 |  | OPERATING | OPERATING | E210 | SRD0-1E0 | F40605004 |  | SRD0
PMN-H14QEB10CP001-P03 | Pressure Switch -S03 |  | OPERATING | OPERATING | E210 | SRD0-1E0 | F40605004 |  | SRD0
PMN-H14QEB10CP004 | Manometer (3503) |  | OPERATING | OPERATING | E210 | SRD0-1E0 | F40605004 |  | SRD0
PMN-H14QEB20 | L/P Air Pressure Tank (360) |  | OPERATING | OPERATING | E210 | SRD0-1M0 | F40605004 |  | SRD0
PMN-H14QEB20AA001 | Valve for L/P Air Pressure Tank (360) |  | OPERATING | OPERATING | E210 | SRD0-1M0 | F40605004 |  | SRD0
PMN-H14QEB20AA001KA01 | Isolating Valve (3603) |  | OPERATING | OPERATING | E210 | SRD0-1M0 | F40605004 |  | SRD0
PMN-H14QEB20AA001KA02 | Safety Relief Valve No.1 (3601) |  | OPERATING | OPERATING | E210 | SRD0-1M0 | F40605004 |  | SRD0
PMN-H14QEB20AA001KA03 | Isolating Valve (3605) |  | OPERATING | OPERATING | E210 | SRD0-1M0 | F40605004 |  | SRD0
PMN-H14QEB20AA001KA04 | Drain Valve (6506) |  | OPERATING | OPERATING | E210 | SRD0-1M0 | F40605004 |  | SRD0
PMN-H14QEB20AA001KA05 | Isolating Valve (3507) |  | OPERATING | OPERATING | E210 | SRD0-1M0 | F40605004 |  | SRD0
PMN-H14QEB20AA001KA06 | Isolating Valve for Service (3608) |  | OPERATING | OPERATING | E210 | SRD0-1M0 | F40605004 |  | SRD0
PMN-H14QEB20AA001KA07 | Isolat. Valve for Shaft Seal Tank (3610) |  | OPERATING | OPERATING | E210 | SRD0-1M0 | F40605004 |  | SRD0
PMN-H14QEB20AA001KA08 | Isolat. Valve for Maintenanse Seal(3604) |  | OPERATING | OPERATING | E210 | SRD0-1M0 | F40605004 |  | SRD0
PMN-H14QEB20BB001 | Air Pressure Tank |  | OPERATING | OPERATING | E210 | SRD0-1M0 | F40605004 |  | SRD0
PMN-H14QEB20BR001 | Pipe Line |  | OPERATING | OPERATING | E210 | SRD0-1M0 | F40605004 |  | SRD0
PMN-H14QEB20CP001 | Pressure Switch |  | OPERATING | OPERATING | E210 | SRD0-1E0 | F40605004 |  | SRD0
PMN-H14QEB20CP001-P01 | Pressure Switch -S01 |  | OPERATING | OPERATING | E210 | SRD0-1E0 | F40605004 |  | SRD0
PMN-H14QEB20CP001-P02 | Pressure Switch -S02 |  | OPERATING | OPERATING | E210 | SRD0-1E0 | F40605004 |  | SRD0
PMN-H14QEB20CP001-P03 | Pressure Switch -S03 |  | OPERATING | OPERATING | E210 | SRD0-1E0 | F40605004 |  | SRD0
PMN-H14QEB20CP004 | Manometer (3602) |  | OPERATING | OPERATING | E210 | SRD0-1E0 | F40605004 |  | SRD0
PMN-H14QEB30 | Cooling Water System for Shaft Seal Tank |  | OPERATING | OPERATING | E210 | SRD0-1M0 | F40605004 |  | SRD0
PMN-H14QEB30AA001 | Valve for Cooling Water System for Shaft Seal Tank |  | OPERATING | OPERATING | E210 | SRD0-1M0 | F40605004 |  | SRD0
PMN-H14QEB30AA001KA01 | Reduct Valve (4373) |  | OPERATING | OPERATING | E210 | SRD0-1M0 | F40605004 |  | SRD0
PMN-H14QEB30AA001KA02 | Isolating Valve (4371) |  | OPERATING | OPERATING | E210 | SRD0-1M0 | F40605004 |  | SRD0
PMN-H14QEB30AA001KA03 | Valve 2/2 (WS-V01) |  | OPERATING | OPERATING | E210 | SRD0-1M0 | F40605004 |  | SRD0
PMN-H14QEB30AA001KA04 | Check Valve (4370) |  | OPERATING | OPERATING | E210 | SRD0-1M0 | F40605004 |  | SRD0
PMN-H14QEB30AA001KA05 | Isolating Valve Drain (4372) |  | OPERATING | OPERATING | E210 | SRD0-1M0 | F40605004 |  | SRD0
PMN-H14QEB30AA001KA06 | Isolating Valve (4368) |  | OPERATING | OPERATING | E210 | SRD0-1M0 | F40605004 |  | SRD0
PMN-H14QEB30BR001 | Pipe Line |  | OPERATING | OPERATING | E210 | SRD0-1M0 | F40605004 |  | SRD0
PMN-H14QEB30CP001 | Manometer (4369) |  | OPERATING | OPERATING | E210 | SRD0-1E0 | F40605004 |  | SRD0
PMN-H14QEB30CP002 | Pressure Switch - (Ws -S01) |  | OPERATING | OPERATING | E210 | SRD0-1E0 | F40605004 |  | SRD0
PMN-H34 | ปากมูล-พลังน้ำ หน่วยที่ 34 |  | OPERATING | OPERATING | E210 | SRD0-1G0 | F40605004 |  | SRD0
PMN-H34S | Ancillary Systems |  | OPERATING | OPERATING | E210 | SRD0-1M0 | F40605004 |  | SRD0
PMN-H34SG | Stationary Fire Protection System |  | OPERATING | OPERATING | E210 | SRD0-1M0 | F40605004 |  | SRD0
PMN-H34SGC | Spray deluge System |  | OPERATING | OPERATING | E210 | SRD0-1M0 | F40605004 |  | SRD0
PMN-H34SGC10 | Water Supply Fire Fighting Pump No.1 |  | OPERATING | OPERATING | E210 | SRD0-1E0 | F40605004 |  | SRD0
PMN-H34SGC10AA001 | Valve for Water Supply Fire Fighting Pump No.1 |  | OPERATING | OPERATING | E210 | SRD0-1M0 | F40605004 |  | SRD0
PMN-H34SGC10AA001KA01 | Inlet Valve |  | OPERATING | OPERATING | E210 | SRD0-1M0 | F40605004 |  | SRD0
PMN-H34SGC10AA001KA02 | Check Valve |  | OPERATING | OPERATING | E210 | SRD0-1M0 | F40605004 |  | SRD0
PMN-H34SGC10AA001KA03 | Outlet Valve |  | OPERATING | OPERATING | E210 | SRD0-1M0 | F40605004 |  | SRD0
PMN-H34SGC10AA001KA04 | By Pass Valve |  | OPERATING | OPERATING | E210 | SRD0-1M0 | F40605004 |  | SRD0
PMN-H34SGC10AA001KA05 | Drain Valve |  | OPERATING | OPERATING | E210 | SRD0-1M0 | F40605004 |  | SRD0
PMN-H34SGC10AP001 | Filling Water Pump No.1 |  | OPERATING | OPERATING | E210 | SRD0-1E0 | F40605004 |  | SRD0
PMN-H34SGC10AP001-M01 | Motor |  | OPERATING | OPERATING | E210 | SRD0-1E0 | F40605004 |  | SRD0
PMN-H34SGC10AP001KP01 | Pump |  | OPERATING | OPERATING | E210 | SRD0-1E0 | F40605004 |  | SRD0
PMN-H34SGC10AP001MK01 | Coupling |  | OPERATING | OPERATING | E210 | SRD0-1M0 | F40605004 |  | SRD0
PMN-H34SGC10BR001 | Piping |  | OPERATING | OPERATING | E210 | SRD0-1M0 | F40605004 |  | SRD0
PMN-H34SGC20 | Air Supply Fire Fighting No.1 |  | OPERATING | OPERATING | E210 | SRD0-1M0 | F40605004 |  | SRD0
PMN-H34SGC20AA001 | Valve for Air Supply Fire Fighting No.1 |  | OPERATING | OPERATING | E210 | SRD0-1M0 | F40605004 |  | SRD0
PMN-H34SGC20AA001KA01 | Solenoid Valve |  | OPERATING | OPERATING | E210 | SRD0-1M0 | F40605004 |  | SRD0
PMN-H34SGC20AA001KA02 | Relief Valve |  | OPERATING | OPERATING | E210 | SRD0-1M0 | F40605004 |  | SRD0
PMN-H34SGC20AA001KA03 | Check Valve |  | OPERATING | OPERATING | E210 | SRD0-1M0 | F40605004 |  | SRD0
PMN-H34SGC20AA001KA04 | Inlet Valve |  | OPERATING | OPERATING | E210 | SRD0-1M0 | F40605004 |  | SRD0
PMN-H34SGC20AN001 | Air Compresser |  | OPERATING | OPERATING | E210 | SRD0-1M0 | F40605004 |  | SRD0
PMN-H34SGC20AN001-M01 | Motor |  | OPERATING | OPERATING | E210 | SRD0-1E0 | F40605004 |  | SRD0
PMN-H34SGC20AN001KN01 | Compresser |  | OPERATING | OPERATING | E210 | SRD0-1E0 | F40605004 |  | SRD0
PMN-H34SGC20BR001 | Piping |  | OPERATING | OPERATING | E210 | SRD0-1M0 | F40605004 |  | SRD0
PMN-H34SGC20CP001 | Pressure Guage |  | OPERATING | OPERATING | E210 | SRD0-1E0 | F40605004 |  | SRD0
PMN-H34SGC30 | Fire Fighting Pressure Tank No.1 |  | OPERATING | OPERATING | E210 | SRD0-1M0 | F40605004 |  | SRD0
PMN-H34SGC30AA001 | Valve for Fire Fighting Pressure Tank No.1 |  | OPERATING | OPERATING | E210 | SRD0-1M0 | F40605004 |  | SRD0
PMN-H34SGC30AA001KA01 | Check Valve |  | OPERATING | OPERATING | E210 | SRD0-1M0 | F40605004 |  | SRD0
PMN-H34SGC30AA001KA02 | Inlet Valve |  | OPERATING | OPERATING | E210 | SRD0-1M0 | F40605004 |  | SRD0
PMN-H34SGC30AA001KA03 | Inlet Drain Valve |  | OPERATING | OPERATING | E210 | SRD0-1M0 | F40605004 |  | SRD0
PMN-H34SGC30AA001KA04 | Outlet Valve |  | OPERATING | OPERATING | E210 | SRD0-1M0 | F40605004 |  | SRD0
PMN-H34SGC30AA001KA05 | Drain Valve Tank |  | OPERATING | OPERATING | E210 | SRD0-1M0 | F40605004 |  | SRD0
PMN-H34SGC30AA001KA06 | Pressure Relief Valve |  | OPERATING | OPERATING | E210 | SRD0-1M0 | F40605004 |  | SRD0
PMN-H34SGC30CP001 | Instrument for Fire Fighting Pressure Tank No.1 |  | OPERATING | OPERATING | E210 | SRD0-1E0 | F40605004 |  | SRD0
PMN-H34SGC30CP001-P01 | Pressure Tank No.1 |  | OPERATING | OPERATING | E210 | SRD0-1M0 | F40605004 |  | SRD0
PMN-H34SGC30CP001-P02 | Pressure Switch |  | OPERATING | OPERATING | E210 | SRD0-1E0 | F40605004 |  | SRD0
PMN-H34SGC30CP001-P03 | Inlet/Outlet Valve for Pressure switch |  | OPERATING | OPERATING | E210 | SRD0-1M0 | F40605004 |  | SRD0
PMN-H34SGC30CP001-P04 | Pressure Switch Drain Valve |  | OPERATING | OPERATING | E210 | SRD0-1E0 | F40605004 |  | SRD0
PMN-H34SGC30CP001-P05 | Pressure Guage |  | OPERATING | OPERATING | E210 | SRD0-1E0 | F40605004 |  | SRD0
PMN-H34SGY | Fire System Control & Protection Eq. |  | OPERATING | OPERATING | E210 | SRD0-1E0 | F40605004 |  | SRD0
PMN-H34SGY10 | Control And Protection Equipment |  | OPERATING | OPERATING | E210 | SRD0-1E0 | F40605004 |  | SRD0
PMN-H34SGY10GH001 | Pnl. Unit 3 - 4 Control Panel |  | OPERATING | OPERATING | E210 | SRD0-1E0 | F40605004 |  | SRD0
PMN-H34SGY20 | Fire Fighting Control |  | OPERATING | OPERATING | E210 | SRD0-1E0 | F40605004 |  | SRD0
PMN-H34SGY20GH001 | Fire Fighting Control Unit 3-4 |  | OPERATING | OPERATING | E210 | SRD0-1E0 | F40605004 |  | SRD0