## List of Locations
Location | Description | Sort Fields | Type | Status | Bus. Area | Main Craft | Cost Center | Priority | Site
LTK-H | LAM TAKONG HYDRO POWER PLANT |  | OPERATING | OPERATING | E220 | LTK0-1D0 | F406070 |  | LTK0
LTK-H00 | LAM TAKONG HYDRO POWER PLANT COMMON |  | OPERATING | OPERATING | E220 | LTK0-1D0 | F406070 |  | LTK0
LTK-H00B | POWER TRANAMISSION AND AUXILIARY SUPPLY |  | OPERATING | OPERATING | E220 | LTK0-1D0 | F406070 |  | LTK0
LTK-H00BD | MEDIUM-VOLT EMERGENCY DISTRIBU. BOARDS |  | OPERATING | OPERATING | E220 | LTK0-1D0 | F406070 |  | LTK0
LTK-H00BDA | MV EMERGENCY DISTRIBUTION BOARD |  | OPERATING | OPERATING | E220 | LTK0-1D0 | F406070 |  | LTK0
LTK-H00BDA10 | 6.6 KV SYSTEM AT DIESEL HOUSE |  | OPERATING | OPERATING | E220 | LTK0-1D0 | F406070 |  | LTK0
LTK-H00BDA10GH100 | E/G INCOMING 6.6KV CUBICLE: 91LGA001TB |  | OPERATING | OPERATING | E220 | LTK0-1D0 | F406070 |  | LTK0
LTK-H00BDA10GH101 | E/G OUTGOING 6.6KV CUBICLE: 91LGA002TB |  | OPERATING | OPERATING | E220 | LTK0-1D0 | F406070 |  | LTK0
LTK-H00BDA10GS100 | 6.6 KV MEDIUM VOLTAGE BREAKER (652E) |  | OPERATING | OPERATING | E220 | LTK0-1D0 | F406070 |  | LTK0
LTK-H00BDA10GS101 | 6.6 KV.BUS , CABLE & ACCESSORIES |  | OPERATING | OPERATING | E220 | LTK0-1D0 | F406070 |  | LTK0
LTK-H00BDY | CONTROL AND PROTECTION EQUIPMENT |  | OPERATING | OPERATING | E220 | LTK0-1D0 | F406070 |  | LTK0
LTK-H00BDY10 | E/G ELETRICAL&PROTECTION: 91LKP001AL |  | OPERATING | OPERATING | E220 | LTK0-1D0 | F406070 |  | LTK0
LTK-H00BDY10GH100 | E/G CONTROL CUBICLE: 91LKP001AR |  | OPERATING | OPERATING | E220 | LTK0-1D0 | F406070 |  | LTK0
LTK-H00BDY10GH101 | E/G PROTECTION RELAY CUBICLE: 91LKP002AR |  | OPERATING | OPERATING | E220 | LTK0-1D0 | F406070 |  | LTK0
LTK-H00BDY10GH102 | E/G AC DISTRIBUTION PANEL: 91LKP001CR |  | OPERATING | OPERATING | E220 | LTK0-1D0 | F406070 |  | LTK0
LTK-H00BDY10GH103 | E/G AIR COM.CONTROL PANEL: 91LKP002CR |  | OPERATING | OPERATING | E220 | LTK0-1D0 | F406070 |  | LTK0
LTK-H00BDY10GH104 | E/G FUEL OIL PUMP PANEL: 91LKP003CR |  | OPERATING | OPERATING | E220 | LTK0-1D0 | F406070 |  | LTK0
LTK-H00BF | LOW VOLTAGE MAIN DISTRIBUTION BOARDS |  | OPERATING | OPERATING | E220 | LTK0-1D0 | F406070 |  | LTK0
LTK-H00BFA | LOW VOLTAGE MAIN DISTRIBUTION BOARDS |  | OPERATING | OPERATING | E221 | LTK0-1D1 | F406071 |  | LTK0
LTK-H00BFA10 | LOW VOLTAGE AC.SUPPLY SYSTEM: 416VAC. |  | OPERATING | OPERATING | E220 | LTK0-1D0 | F406070 |  | LTK0
LTK-H00BFA10GH100 | UNIT 400V MAIN DISTRIBUTION BOARD |  | OPERATING | OPERATING | E220 | LTK0-1D0 | F406070 |  | LTK0
LTK-H00BFT | LOW VOLTAGE AUXILIARY POWER TRANSFORMER |  | OPERATING | OPERATING | E220 | LTK0-1D0 | F406070 |  | LTK0
LTK-H00BFT10 | 6.6/0.4 KV TRANSFORMER |  | OPERATING | OPERATING | E220 | LTK0-1D0 | F406070 |  | LTK0
LTK-H00BFT10GT108 | 22/0.4 KV TRANSFORMER(KW10A): U.POND |  | OPERATING | OPERATING | E220 | LTK0-1D0 | F406070 |  | LTK0
LTK-H00BFT10GT108-P01 | WINDING TEMPERATURE GAUGE FOR KW10A |  | OPERATING | OPERATING | E220 | LTK0-1D0 | F406070 |  | LTK0
LTK-H00BFT10GT109 | 6.6/0.4 KV TRANSFORMER(KW11A): ADMIN. |  | OPERATING | OPERATING | E220 | LTK0-1D0 | F406070 |  | LTK0
LTK-H00BFT10GT109-P01 | WINDING TEMPERATURE GAUGE FOR KW11A |  | OPERATING | OPERATING | E220 | LTK0-1D0 | F406070 |  | LTK0
LTK-H00BFT10GT110 | 6.6/0.4 KV TRANSFORMER(KW12A): MAINTE. |  | OPERATING | OPERATING | E220 | LTK0-1D0 | F406070 |  | LTK0
LTK-H00BFT10GT110-P01 | WINDING TEMPERATURE GAUGE FOR KW12A |  | OPERATING | OPERATING | E220 | LTK0-1D0 | F406070 |  | LTK0
LTK-H00BM | LOW VOLTAGE DISTRIBUTION BOARDS |  | OPERATING | OPERATING | E220 | LTK0-1D0 | F406070 |  | LTK0
LTK-H00BMA | LOW VOLTAGE DISTRIBUTION BOARDS |  | OPERATING | OPERATING | E220 | LTK0-1D0 | F40607000 |  | LTK0
LTK-H00BMA10 | EMERGENCY DIESEL SYSTEM |  | OPERATING | OPERATING | E220 | LTK0-1D0 | F406070 |  | LTK0
LTK-H00BMA10AG001 | DIESEL ENGINE |  | OPERATING | OPERATING | E220 | LTK0-1M0 | F406070 |  | LTK0
LTK-H00BMA10AG002 | COUPING ENGINE&GENERATOR |  | OPERATING | OPERATING | E220 | LTK0-1M0 | F406070 |  | LTK0
LTK-H00BMA10AG003 | EMERGENCY GENERATOR |  | OPERATING | OPERATING | E220 | LTK0-1D0 | F406070 |  | LTK0
LTK-H00BMA10GH100 | EMERGENCY 400V MAIN DISTRIBUTION BOARD |  | OPERATING | OPERATING | E220 | LTK0-1D0 | F406070 |  | LTK0
LTK-H00BT | BATTERY SYSTEMS |  | OPERATING | OPERATING | E220 | LTK0-1D0 | F406070 |  | LTK0
LTK-H00BTA | 220V STATION BATTERIES |  | OPERATING | OPERATING | E220 | LTK0-1D0 | F406070 |  | LTK0
LTK-H00BTA20 | 220V STATION BATTERIES |  | OPERATING | OPERATING | E220 | LTK0-1D0 | F406070 |  | LTK0
LTK-H00BTA20GR102 | TELEPHONE 48 VDC STORAGE BATTERY |  | OPERATING | OPERATING | E220 | LTK0-1D0 | F406070 |  | LTK0
LTK-H00BTD | LTK-H00BTD |  | OPERATING | OPERATING | E220 | LTK0-1D0 | F406070 |  | LTK0
LTK-H00BTD10 | 24V STATION BATTERIES |  | OPERATING | OPERATING | E220 | LTK0-1D0 | F406070 |  | LTK0
LTK-H00BTD10GR100 | DIESEL 24 VDC BATTERY SET |  | OPERATING | OPERATING | E220 | LTK0-1D0 | F406070 |  | LTK0
LTK-H00BTL | 220V STATION BATTERY CHARGERS A |  | OPERATING | OPERATING | E220 | LTK0-1D0 | F406070 |  | LTK0
LTK-H00BTS | 24V STATION BATTERY CHARGERS A |  | OPERATING | OPERATING | E220 | LTK0-1D0 | F406070 |  | LTK0
LTK-H00BTS10GR100 | 24V STATION BATTERY CHARGERS A |  | OPERATING | OPERATING | E220 | LTK0-1D0 | F406070 |  | LTK0
LTK-H00BU | DIEECT VOLTAGE DISTRIUTION BOARDS |  | OPERATING | OPERATING | E220 | LTK0-1D0 | F406070 |  | LTK0
LTK-H00BUA | DIEECT VOLTAGE DISTRIUTION BOARDS |  | OPERATING | OPERATING | E220 | LTK0-1D0 | F40607000 |  | LTK0
LTK-H00BUA10 | 125 VDC DISTRIBUTION:POWER HOUSE |  | OPERATING | OPERATING | E220 | LTK0-1D0 | F406070 |  | LTK0
LTK-H00BUA10GH100 | 125 VDC DC STATION MAIN DISTRI. BOARD |  | OPERATING | OPERATING | E220 | LTK0-1D0 | F406070 |  | LTK0
LTK-H00BUA20GH100 | 48 VDC STATION MAIN DISTRIBURION BOARD |  | OPERATING | OPERATING | E220 | LTK0-1D0 | F40607000 |  | LTK0
LTK-H00BUA20GR103 | TELEPHONE 48 VDC DISTRIBUTION SW BOARD |  | OPERATING | OPERATING | E220 | LTK0-1D0 | F40607000 |  | LTK0
LTK-H00P | COOLING WATER SYSTEMS |  | OPERATING | OPERATING | E220 | LTK0-1M0 | F406070 |  | LTK0
LTK-H00PA | CIRCULATING (MAIN COOLING) WATER SYSTEM |  | OPERATING | OPERATING | E220 | LTK0-1M0 | F406070 |  | LTK0
LTK-H00PAA10 | MAIN COOLING WATER SYSTEM (COMMON) |  | OPERATING | OPERATING | E220 | LTK0-1M2 | F406070 |  | LTK0
LTK-H00PAA10AA010 | SHUT OFF VALVE 0PAA10AA010 |  | OPERATING | OPERATING | E220 | LTK0-1M2 | F406070 |  | LTK0
LTK-H00PAA10AA015 | SHUT OFF VALVE 0PAA10AA015 |  | OPERATING | OPERATING | E220 | LTK0-1M2 | F406070 |  | LTK0
LTK-H00PAA10AA020 | SHUT OFF VALVE 0PAA10AA020 |  | OPERATING | OPERATING | E220 | LTK0-1M2 | F406070 |  | LTK0
LTK-H00PAA10AA401 | SHUT OFF VALVE 0PAA10AA401 |  | OPERATING | OPERATING | E220 | LTK0-1M2 | F406070 |  | LTK0
LTK-H00PAB10 | COOLING WATER PIPING AND CULVERT SYSTEM (COMMON) |  | OPERATING | OPERATING | E220 | LTK0-1M2 | F406070 |  | LTK0
LTK-H00PAB10AA010 | SHUT OFF VALVE 0PAB10AA010 |  | OPERATING | OPERATING | E220 | LTK0-1M2 | F406070 |  | LTK0
LTK-H00PAB10AA020 | SHUT OFF VALVE 0PAB10AA020 |  | OPERATING | OPERATING | E220 | LTK0-1M2 | F406070 |  | LTK0
LTK-H00PAB10AA050 | SHUT OFF VALVE 0PAB10AA050 |  | OPERATING | OPERATING | E220 | LTK0-1M2 | F406070 |  | LTK0
LTK-H00PAB10AA051 | DISCHARGE MOTOR MAIN VALVE 0PAB10AA051 |  | OPERATING | OPERATING | E220 | LTK0-1M2 | F406070 |  | LTK0
LTK-H00PAB10AA052 | PRESSURE REDUCING VALVE 0PAB10AA052 |  | OPERATING | OPERATING | E220 | LTK0-1M2 | F406070 |  | LTK0
LTK-H00PAB10AA055 | SHUT OFF VALVE 0PAB10AA055 |  | OPERATING | OPERATING | E220 | LTK0-1M2 | F406070 |  | LTK0
LTK-H00PAB10AA056 | REGULATING VALVE 0PAB10AA056 |  | OPERATING | OPERATING | E220 | LTK0-1M2 | F406070 |  | LTK0
LTK-H00PAB10AA057 | SHUT OFF VALVE 0PAB10AA057 |  | OPERATING | OPERATING | E220 | LTK0-1M2 | F406070 |  | LTK0
LTK-H00PAB10AA060 | SHUT OFF VALVE 0PAB10AA060 |  | OPERATING | OPERATING | E220 | LTK0-1M2 | F406070 |  | LTK0
LTK-H00PAB10AA061 | DISCHARGE MOTOR MAIN VALVE 0PAB10AA061 |  | OPERATING | OPERATING | E220 | LTK0-1M2 | F406070 |  | LTK0
LTK-H00PAB10AA062 | PRESSURE REDUCING VALVE 0PAB10AA062 |  | OPERATING | OPERATING | E220 | LTK0-1M2 | F406070 |  | LTK0
LTK-H00PAB10AA065 | SHUT OFF VALVE 0PAB10AA065 |  | OPERATING | OPERATING | E220 | LTK0-1M2 | F406070 |  | LTK0
LTK-H00PAB10AA066 | REGULATING VALVE 0PAB10AA066 |  | OPERATING | OPERATING | E220 | LTK0-1M2 | F406070 |  | LTK0
LTK-H00PAB10AA067 | SHUT OFF VALVE 0PAB10AA067 |  | OPERATING | OPERATING | E220 | LTK0-1M2 | F406070 |  | LTK0
LTK-H00PAB10AA710 | PRESSURE REDUCING VALVE 0PAB10AA710 |  | OPERATING | OPERATING | E220 | LTK0-1M2 | F406070 |  | LTK0
LTK-H00PAB10AA720 | PRESSURE REDUCING VALVE 0PAB10AA720 |  | OPERATING | OPERATING | E220 | LTK0-1M2 | F406070 |  | LTK0
LTK-H00PAB10AT110 | AUTOMATIC STRAINER FOR AIR COMPRESSOR NO.1 0PAB10AT110 |  | OPERATING | OPERATING | E220 | LTK0-1M2 | F406070 |  | LTK0
LTK-H00PAB10AT120 | AUTOMATIC STRAINER FOR AIR COMPRESSOR NO.2 0PAB10AT120 |  | OPERATING | OPERATING | E220 | LTK0-1M2 | F406070 |  | LTK0
LTK-H00PAB20AA400 | DISCHARGE MOTOR MAIN VALVE 0PAB20AA400 |  | OPERATING | OPERATING | E220 | LTK0-1M2 | F406070 |  | LTK0
LTK-H00PAB20AA400-M01 | COOLING WATER EXHAUST LINE CHANGEOVER VALVE |  | OPERATING | OPERATING | E220 |  | F40607000 |  | LTK0
LTK-H00PAC10 | MAIN WATER COOLING SYSTEM(COMMON) |  | OPERATING | OPERATING | E220 | LTK0-1M2 | F406070 |  | LTK0
LTK-H00PAC10AP110 | STANDBY-MAIN COOLING WATER PUMP 0PAC10AP110 |  | OPERATING | OPERATING | E220 | LTK0-1M2 | F406070 |  | LTK0
LTK-H00PAC10AP110-M01 | MOTOR FOR UNIT 3, 4 STANDBY COOLING WATER SUPPLY |  | OPERATING | OPERATING | E223 | LTK0-1D0 | F40607003 |  | LTK0
LTK-H00PAG | COOLING WATER SYSTEM |  | OPERATING | OPERATING | E220 | LTK0-1M0 | F406070 |  | LTK0
LTK-H00PAG20 | SERVICE WATER |  | OPERATING | OPERATING | E220 | LTK0-1M0 | F406070 |  | LTK0
LTK-H00PAG20AA001 | SERVICE WATER SUCTION VALVE STR 01SRG017VE |  | OPERATING | OPERATING | E220 | LTK0-1M2 | F406094 |  | LTK0
LTK-H00PAG20AA002 | SERVICE WATER SUCTION VALVE STR 02SRG017VE |  | OPERATING | OPERATING | E220 | LTK0-1M2 | F406094 |  | LTK0
LTK-H00PAG20AA003 | SERVICE WATER DISCHARGE VALVE STR 01SRG018VE |  | OPERATING | OPERATING | E220 | LTK0-1M2 | F406094 |  | LTK0
LTK-H00PAG20AA004 | SERVICE WATER DISCHARGE VALVE STR 02SRG018VE |  | OPERATING | OPERATING | E220 | LTK0-1M2 | F406094 |  | LTK0
LTK-H00PAG20AA005 | SERVICE WATER BYPASS VALVE STR 01SRG019VE |  | OPERATING | OPERATING | E220 | LTK0-1M2 | F406094 |  | LTK0
LTK-H00PAG20AA006 | SERVICE WATER BYPASS VALVE STR 02SRG019VE |  | OPERATING | OPERATING | E220 | LTK0-1M2 | F406094 |  | LTK0
LTK-H00PAG20AA007 | SERVICE WATER MANUAL VALVE EL.176.5 01SRG021VE |  | OPERATING | OPERATING | E220 | LTK0-1M2 | F406094 |  | LTK0
LTK-H00PAG20AA008 | SERVICE WATER MANUAL VALVE EL.181.5 01SRG022VE |  | OPERATING | OPERATING | E220 | LTK0-1M2 | F406094 |  | LTK0
LTK-H00PAG20AA009 | SERVICE WATER MANUAL VALVE EL.186.5 01SRG023VE |  | OPERATING | OPERATING | E220 | LTK0-1M2 | F406094 |  | LTK0
LTK-H00PAG20AA010 | SERVICE WATER MANUAL VALVE EL.176.5 02SRG021VE |  | OPERATING | OPERATING | E220 | LTK0-1M2 | F406094 |  | LTK0
LTK-H00PAG20AA011 | SERVICE WATER MANUAL VALVE EL.181.5 02SRG022VE |  | OPERATING | OPERATING | E220 | LTK0-1M2 | F406094 |  | LTK0
LTK-H00PAG20AA012 | SERVICE WATER MANUAL VALVE EL.186.5 02SRG023VE |  | OPERATING | OPERATING | E220 | LTK0-1M2 | F406094 |  | LTK0
LTK-H00PAG20AT001 | SERVICE WATER STATIONARY STRAINER 01SRG006FI |  | OPERATING | OPERATING | E220 | LTK0-1M2 | F406094 |  | LTK0
LTK-H00PAG20AT002 | SERVICE WATER STATIONARY STRAINER 02SRG006FI |  | OPERATING | OPERATING | E220 | LTK0-1M2 | F406094 |  | LTK0
LTK-H00PAG21 | SFC. COOLING WATER |  | OPERATING | OPERATING | E220 | LTK0-1M2 | F406094 |  | LTK0
LTK-H00PAG21AA001 | VALVE 20SRG104VE |  | OPERATING | OPERATING | E220 | LTK0-1M2 | F406094 |  | LTK0
LTK-H00PAG21AA002 | CHECK VALVE 20SRG105VE |  | OPERATING | OPERATING | E220 | LTK0-1M2 | F406094 |  | LTK0
LTK-H00PAG21AA003 | VALVE 20SRG108VE |  | OPERATING | OPERATING | E220 | LTK0-1M2 | F406094 |  | LTK0
LTK-H00PAG21AA004 | CHECK VALVE 20SRG109VE |  | OPERATING | OPERATING | E220 | LTK0-1M2 | F406094 |  | LTK0
LTK-H00PAG21AA005 | VALVE 20SRG106VE |  | OPERATING | OPERATING | E220 | LTK0-1M2 | F406094 |  | LTK0
LTK-H00PAG21AA007 | VALVE 20SRG107VE |  | OPERATING | OPERATING | E220 | LTK0-1M2 | F406094 |  | LTK0
LTK-H00PAG21AA008 | VALVE 20SRG110VE |  | OPERATING | OPERATING | E220 | LTK0-1M2 | F406094 |  | LTK0
LTK-H00PAG21AA009 | VALVE 20SRG118VE |  | OPERATING | OPERATING | E220 | LTK0-1M2 | F406094 |  | LTK0
LTK-H00PAG21AA010 | VALVE 20SRG119VE |  | OPERATING | OPERATING | E220 | LTK0-1M2 | F406094 |  | LTK0
LTK-H00PAG21AA011 | VALVE 20SRG118VE |  | OPERATING | OPERATING | E220 | LTK0-1M2 | F406094 |  | LTK0
LTK-H00PAG21AA012 | VALVE 20SRG119VE |  | OPERATING | OPERATING | E220 | LTK0-1M2 | F406094 |  | LTK0
LTK-H00PAG21AA013 | VALVE 20SRG114VE SFC TRANSFORMER TR.1 |  | OPERATING | OPERATING | E220 | LTK0-1M2 | F406094 |  | LTK0
LTK-H00PAG21AA014 | VALVE 20SRG115VE SFC TRANSFORMER TR.1 |  | OPERATING | OPERATING | E220 | LTK0-1M2 | F406094 |  | LTK0
LTK-H00PAG21AA015 | VALVE 20SRG139VE SFC TRANSFORMER TR.1 |  | OPERATING | OPERATING | E220 | LTK0-1M2 | F406094 |  | LTK0
LTK-H00PAG21AA016 | VALVE 20SRG112VE SFC TRANSFORMER TR.2 |  | OPERATING | OPERATING | E220 | LTK0-1M2 | F406094 |  | LTK0
LTK-H00PAG21AA017 | VALVE 20SRG113VE SFC TRANSFORMER TR.2 |  | OPERATING | OPERATING | E220 | LTK0-1M2 | F406094 |  | LTK0
LTK-H00PAG21AA018 | VALVE 20SRG140VE SFC TRANSFORMER TR.2 |  | OPERATING | OPERATING | E220 | LTK0-1M2 | F406094 |  | LTK0
LTK-H00PAG21AA019 | VALVE 20SRG116VE SFC |  | OPERATING | OPERATING | E220 | LTK0-1M2 | F406094 |  | LTK0
LTK-H00PAG21AA020 | VALVE 20SRG117VE SFC |  | OPERATING | OPERATING | E220 | LTK0-1M2 | F406094 |  | LTK0
LTK-H00PAG21AA021 | VALVE 20SRG141VE SFC |  | OPERATING | OPERATING | E220 | LTK0-1M2 | F406094 |  | LTK0
LTK-H00PAG21AA022 | VALVE 20SRG126VE |  | OPERATING | OPERATING | E220 | LTK0-1M2 | F406094 |  | LTK0
LTK-H00PAG21AA023 | VALVE 20SRG127VE |  | OPERATING | OPERATING | E220 | LTK0-1M2 | F406094 |  | LTK0
LTK-H00PAG21AH011 | SFC.INCOMING TRANSFORMER OIL COOLER NO.1 |  | OPERATING | OPERATING | E220 | LTK0-1M2 | F406094 |  | LTK0
LTK-H00PAG21AH011KA01 | TR.VALVE FOR COOLER NO.1, |  | OPERATING | OPERATING | E220 | LTK0-1M0 | F406094 |  | LTK0
LTK-H00PAG21AH012 | SFC.INCOMING TRANSFORMER OIL COOLER NO.2 |  | OPERATING | OPERATING | E220 | LTK0-1M2 | F406094 |  | LTK0
LTK-H00PAG21AH012KA02 | TR.VALVE FOR COOLER NO.2 |  | OPERATING | OPERATING | E220 | LTK0-1M0 | F406094 |  | LTK0
LTK-H00PAG21AP001 | SFC. COOLING WATER PUMP NO.1 (REGULAR) 20SRG102PO |  | OPERATING | OPERATING | E220 | LTK0-1M2 | F406094 |  | LTK0
LTK-H00PAG21AP001-M01 | MOTOR for SFC. COOLING WATER PUMP NO.1 |  | OPERATING | OPERATING | E220 | LTK0-1D0 | F406070 |  | LTK0
LTK-H00PAG21AP001-S01 | DIFF. PRESSURE SWITCH 20SRG102DP |  | OPERATING | OPERATING | E220 | LTK0-1D0 | F406070 |  | LTK0
LTK-H00PAG21AP001QP01 | PRESSURE INDICATOR 20SRG101LP |  | OPERATING | OPERATING | E220 | LTK0-1D0 | F406070 |  | LTK0
LTK-H00PAG21AP002 | SFC. COOLING WATER PUMP NO.2 (STANDBY) 20SRG103PO |  | OPERATING | OPERATING | E220 | LTK0-1M2 | F406094 |  | LTK0
LTK-H00PAG21AP002-M01 | MOTOR for SFC. COOLING WATER PUMP NO.2 |  | OPERATING | OPERATING | E220 | LTK0-1D0 | F406070 |  | LTK0
LTK-H00PAG21AP002-S01 | DIFF.PRESSURE SWITCH |  | OPERATING | OPERATING | E220 | LTK0-1D0 | F406070 |  | LTK0
LTK-H00PAG21AP002QP01 | PRESSURE INDICATR |  | OPERATING | OPERATING | E220 | LTK0-1D0 | F406070 |  | LTK0
LTK-H00PAG21AP011 | SFC.INCOMING TR. OIL CIR PUMP NO.1 |  | OPERATING | OPERATING | E220 | LTK0-1D0 | F406070 |  | LTK0
LTK-H00PAG21AP011-B01 | OIL FLOW RELAY |  | OPERATING | OPERATING | E220 | LTK0-1D0 | F406070 |  | LTK0
LTK-H00PAG21AP011-M01 | MOTOR OIL PUMP for SFC.INCOMING TR. OIL CIR PUMP NO.1 |  | OPERATING | OPERATING | E220 | LTK0-1D0 | F406070 |  | LTK0
LTK-H00PAG21AP011KP01 | OIL PUMP |  | OPERATING | OPERATING | E220 | LTK0-1M0 | F406070 |  | LTK0
LTK-H00PAG21AP012 | SFC.INCOMING TR. OIL CIR PUMP NO.2 |  | OPERATING | OPERATING | E220 | LTK0-1M0 | F406070 |  | LTK0
LTK-H00PAG21AP012-B01 | OIL FLOW RELAY |  | OPERATING | OPERATING | E220 | LTK0-1D0 | F406070 |  | LTK0
LTK-H00PAG21AP012-F01 | SFC. INCOMING TR. OIL COOLER PROTECTION |  | OPERATING | OPERATING | E220 | LTK0-1M0 | F406070 |  | LTK0
LTK-H00PAG21AP012-M01 | MOTOR OIL PUMP for SFC.INCOMING TR. OIL CIR PUMP NO.2 |  | OPERATING | OPERATING | E220 | LTK0-1D0 | F406070 |  | LTK0
LTK-H00PAG21AP012KP01 | OIL PUMP |  | OPERATING | OPERATING | E220 | LTK0-1M0 | F406070 |  | LTK0
LTK-H00PAG21AT001 | AUTOMATIC STRAINER AIR COMPRESSOR NO.1 20SRG104FI |  | OPERATING | OPERATING | E220 | LTK0-1M2 | F406094 |  | LTK0
LTK-H00PAG21AT001-B01 | DIFF.PRESS SW |  | OPERATING | OPERATING | E220 | LTK0-1D0 | F406070 |  | LTK0
LTK-H00PAG21AT001-M01 | MOTOR for AUTOMATIC STRAINER AIR COMPRESSOR NO.1 |  | OPERATING | OPERATING | E220 | LTK0-1D0 | F406070 |  | LTK0
LTK-H00PAG21AT001KA01 | HAND OPERATED VALVE |  | OPERATING | OPERATING | E220 | LTK0-1M0 | F406070 |  | LTK0
LTK-H00PAG21AT001KA02 | HAND OPERATED VALVE |  | OPERATING | OPERATING | E220 | LTK0-1M0 | F406070 |  | LTK0
LTK-H00PAG21AT001KA03 | AUTOMATIC DRAIN VALVE |  | OPERATING | OPERATING | E220 | LTK0-1D0 | F406070 |  | LTK0
LTK-H00PAG21AT001QP01 | PRESS.INDICATOR |  | OPERATING | OPERATING | E220 | LTK0-1D0 | F406070 |  | LTK0
LTK-H00PAG21AT001QP02 | PRESS.INDICATOR |  | OPERATING | OPERATING | E220 | LTK0-1D0 | F406070 |  | LTK0
LTK-H00PAG21AT011-B01 | FLOW RELAY |  | OPERATING | OPERATING | E220 | LTK0-1D0 | F406070 |  | LTK0
LTK-H00PAG21AT111 | SFC. AUTOMATIC STRAINER NO.1 20SRG102FI |  | OPERATING | OPERATING | E220 | LTK0-1M2 | F406094 |  | LTK0
LTK-H00PAG21AT111-M01 | MOTOR OPERATED VALVE for SFC. AUTOMATIC STRAINER NO.1 |  | OPERATING | OPERATING | E220 | LTK0-1D0 | F406070 |  | LTK0
LTK-H00PAG21AT111-S01 | DIFF. PRESSURE SWITCH |  | OPERATING | OPERATING | E220 | LTK0-1D0 | F406070 |  | LTK0
LTK-H00PAG21AT111KA01 | HAND OPERATED VALVE |  | OPERATING | OPERATING | E220 | LTK0-1M0 | F406070 |  | LTK0
LTK-H00PAG21AT111KA02 | HAND OPERATED VALVE |  | OPERATING | OPERATING | E220 | LTK0-1M0 | F406070 |  | LTK0
LTK-H00PAG21AT111KA03 | AUTOMATIC DRAIN VALVE |  | OPERATING | OPERATING | E220 | LTK0-1D0 | F406070 |  | LTK0
LTK-H00PAG21AT112 | SFC. AUTOMATIC STRAINER NO.2 20SRG103FI |  | OPERATING | OPERATING | E220 | LTK0-1M2 | F406094 |  | LTK0
LTK-H00PAG21AT112-S01 | DIFF. PRESSURE SWITCH |  | OPERATING | OPERATING | E220 | LTK0-1D0 | F406070 |  | LTK0
LTK-H00PAG21AT112KA01 | MOTOR OPERATED VALVE for SFC. AUTOMATIC STRAINER NO.2 |  | OPERATING | OPERATING | E220 | LTK0-1D0 | F406070 |  | LTK0
LTK-H00PAG21AT112KA02 | HAND OPERATED VALVE |  | OPERATING | OPERATING | E220 | LTK0-1M0 | F406070 |  | LTK0
LTK-H00PAG21AT112KA03 | HAND OPERATED VALVE |  | OPERATING | OPERATING | E220 | LTK0-1M0 | F406070 |  | LTK0
LTK-H00PAG21AT112KA04 | AUTOMATIC DRAIN VALVE |  | OPERATING | OPERATING | E220 | LTK0-1D0 | F406070 |  | LTK0
LTK-H00PAG21GH001 | LOCAL CONTROL BOX |  | OPERATING | OPERATING | E220 | LTK0-1D0 | F406070 |  | LTK0
LTK-H00PAG21GH111 | LOCAL CONTROL BOX |  | OPERATING | OPERATING | E220 | LTK0-1D0 | F406070 |  | LTK0
LTK-H00PAG21GH112 | LOCAL CONTROL BOX |  | OPERATING | OPERATING | E220 | LTK0-1D0 | F406070 |  | LTK0
LTK-H00PAG22 | SFC.OUTGOING TRANSFORMER OIL COOLER |  | OPERATING | OPERATING | E220 | LTK0-1M0 | F406070 |  | LTK0
LTK-H00PAG22AA001 | SFC.OUTGOING.TR.VALVE FOR COOLER NO.1,2 |  | OPERATING | OPERATING | E220 | LTK0-1M0 | F406070 |  | LTK0
LTK-H00PAG22AA002 | HAND OPERATED VALVE |  | OPERATING | OPERATING | E220 | LTK0-1M0 | F406070 |  | LTK0
LTK-H00PAG22AA003 | HAND OPERATED VALVE |  | OPERATING | OPERATING | E220 | LTK0-1M0 | F406070 |  | LTK0
LTK-H00PAG22AA004 | HAND OPERATED VALVE |  | OPERATING | OPERATING | E220 | LTK0-1M0 | F406070 |  | LTK0
LTK-H00PAG22AA101 | AIR COMPRESSOR VALVE COOLING WATER NO.1 INLET 20SRG129VE |  | OPERATING | OPERATING | E220 | LTK0-1M2 | F406094 |  | LTK0
LTK-H00PAG22AA101QP01 | PRESSURE GAUGE |  | OPERATING | OPERATING | E220 | LTK0-1D0 | F406070 |  | LTK0
LTK-H00PAG22AA101QP02 | PRESSURE INDICATOR |  | OPERATING | OPERATING | E220 | LTK0-1D0 | F406070 |  | LTK0
LTK-H00PAG22AA102 | HAND OPERATED VALVE |  | OPERATING | OPERATING | E220 | LTK0-1M0 | F406070 |  | LTK0
LTK-H00PAG22AA103 | HAND OPERATED VALVE |  | OPERATING | OPERATING | E220 | LTK0-1M0 | F406070 |  | LTK0
LTK-H00PAG22AA104 | ELECTROMAGNETIC VALVE 20SRG130VE |  | OPERATING | OPERATING | E220 | LTK0-1D0 | F406070 |  | LTK0
LTK-H00PAG22AA105 | SAFETY VALVE 20SRG132VE |  | OPERATING | OPERATING | E220 | LTK0-1M2 | F406094 |  | LTK0
LTK-H00PAG22AA106 | PRESSURE REDUCING VALVE 20SRG131VE |  | OPERATING | OPERATING | E220 | LTK0-1M2 | F406094 |  | LTK0
LTK-H00PAG22AA107 | AIR COMPRESSOR VALVE COOLING WATER NO.1 OUTLET 20SRG137VE |  | OPERATING | OPERATING | E220 | LTK0-1M2 | F406094 |  | LTK0
LTK-H00PAG22AA207 | AIR COMPRESSOR VALVE COOLING WATER NO.2 INLET 20SRG133VE |  | OPERATING | OPERATING | E220 | LTK0-1M2 | F406094 |  | LTK0
LTK-H00PAG22AA207QP01 | PRESSURE INDICATOR |  | OPERATING | OPERATING | E220 | LTK0-1D0 | F406070 |  | LTK0
LTK-H00PAG22AA207QP02 | PRESSURE INDICATOR |  | OPERATING | OPERATING | E220 | LTK0-1D0 | F406070 |  | LTK0
LTK-H00PAG22AA208 | HAND OPERATED VALVE |  | OPERATING | OPERATING | E220 | LTK0-1M0 | F406070 |  | LTK0
LTK-H00PAG22AA209 | HAND OPERATED VALVE |  | OPERATING | OPERATING | E220 | LTK0-1M0 | F406070 |  | LTK0
LTK-H00PAG22AA210 | ELECTROMAGNETIC VALVE 20SRG134VE |  | OPERATING | OPERATING | E220 | LTK0-1D0 | F406070 |  | LTK0
LTK-H00PAG22AA211 | SAFETY VALVE 20SRG136VE |  | OPERATING | OPERATING | E220 | LTK0-1M2 | F406094 |  | LTK0
LTK-H00PAG22AA212 | PRESSURE REDUCING VALVE 20SRG135VE |  | OPERATING | OPERATING | E220 | LTK0-1M2 | F406094 |  | LTK0
LTK-H00PAG22AA213 | AIR COMPRESSOR VALVE COOLING WATER NO.2 OUTLET 20SRG138VE |  | OPERATING | OPERATING | E220 | LTK0-1M2 | F406094 |  | LTK0
LTK-H00PAG22AH001 | SFC.OUTGOING TRANSFORMER OIL COOLER NO.1 |  | OPERATING | OPERATING | E220 | LTK0-1M0 | F406070 |  | LTK0
LTK-H00PAG22AH001KA01 | TR.VALVE FOR COOLER NO.1, |  | OPERATING | OPERATING | E220 | LTK0-1M0 | F406070 |  | LTK0
LTK-H00PAG22AH002 | SFC.OUTGOING TRANSFORMER OIL COOLER NO.2 |  | OPERATING | OPERATING | E220 | LTK0-1M0 | F406070 |  | LTK0
LTK-H00PAG22AH002KA02 | TR.VALVE FOR COOLER NO.2 |  | OPERATING | OPERATING | E220 | LTK0-1M0 | F406070 |  | LTK0
LTK-H00PAG22AP001 | SFC.OUTGOING TR. OIL CIR PUMP NO.1 |  | OPERATING | OPERATING | E220 | LTK0-1M0 | F406070 |  | LTK0
LTK-H00PAG22AP001-B01 | OIL FLOW RELAY |  | OPERATING | OPERATING | E220 | LTK0-1D0 | F406070 |  | LTK0
LTK-H00PAG22AP001-M01 | MOTOR OIL PUMP for SFC.OUTGOING TR. OIL CIR PUMP NO.1 |  | OPERATING | OPERATING | E220 | LTK0-1D0 | F406070 |  | LTK0
LTK-H00PAG22AP001KP01 | OIL PUMP |  | OPERATING | OPERATING | E220 | LTK0-1M0 | F406070 |  | LTK0
LTK-H00PAG22AP002 | SFC.OUTGOING TR. OIL CIR PUMP NO.2 |  | OPERATING | OPERATING | E220 | LTK0-1M0 | F406070 |  | LTK0
LTK-H00PAG22AP002-B01 | OIL FLOW RELAY |  | OPERATING | OPERATING | E220 | LTK0-1D0 | F406070 |  | LTK0
LTK-H00PAG22AP002-M01 | MOTOR OIL PUMP for SFC.OUTGOING TR. OIL CIR PUMP NO.2 |  | OPERATING | OPERATING | E220 | LTK0-1D0 | F406070 |  | LTK0
LTK-H00PAG22AP002KP01 | OIL PUMP |  | OPERATING | OPERATING | E220 | LTK0-1M0 | F406070 |  | LTK0
LTK-H00PAG22AT002 | AUTOMATIC STRAINER AIR COMPRESSOR NO.2 20SRG105FI |  | OPERATING | OPERATING | E220 | LTK0-1M2 | F406094 |  | LTK0
LTK-H00PAG22AT002-B01 | DIFF.PRESS SW |  | OPERATING | OPERATING | E220 | LTK0-1D0 | F406070 |  | LTK0
LTK-H00PAG22AT002-M01 | MOTOR |  | OPERATING | OPERATING | E220 | LTK0-1D0 | F406070 |  | LTK0
LTK-H00PAG22AT002KA01 | HAND OPERATED VALVE |  | OPERATING | OPERATING | E220 | LTK0-1M0 | F406070 |  | LTK0
LTK-H00PAG22AT002KA02 | HAND OPERATED VALVE |  | OPERATING | OPERATING | E220 | LTK0-1M0 | F406070 |  | LTK0
LTK-H00PAG22AT002KA03 | AUTOMATIC DRAIN VALVE |  | OPERATING | OPERATING | E220 | LTK0-1D0 | F406070 |  | LTK0
LTK-H00PAG22AT002QP01 | PRESS.INDICATOR |  | OPERATING | OPERATING | E220 | LTK0-1D0 | F406070 |  | LTK0
LTK-H00PAG22AT002QP02 | PRESS.INDICATOR |  | OPERATING | OPERATING | E220 | LTK0-1D0 | F406070 |  | LTK0
LTK-H00PAG22BR101 | PIPE |  | OPERATING | OPERATING | E220 | LTK0-1M0 | F406070 |  | LTK0
LTK-H00PAG22BR201 | PIPE |  | OPERATING | OPERATING | E220 | LTK0-1M0 | F406070 |  | LTK0
LTK-H00PAG22GH001 | LOCAL CONTROL BOX |  | OPERATING | OPERATING | E220 | LTK0-1D0 | F406070 |  | LTK0
LTK-H00QFA10AA050 | Shut off valve-normally closed |  | OPERATING | OPERATING | E220 | LTK0-1M2 | F406094 |  | LTK0
LTK-H00S | ANCILLARY SYSTEMS |  | OPERATING | OPERATING | E220 | LTK0-1M0 | F406070 |  | LTK0
LTK-H00SGA | CONVENTIONAL AREA FIRE FIGHTING SYSTEM |  | OPERATING | OPERATING | E220 |  | F40607000 |  | LTK0
LTK-H00SGA10 | CONTROL BUILDING IG 100 FIRE FIGHTING SYSTEM |  | OPERATING | OPERATING | E220 |  | F40607000 |  | LTK0
LTK-H00SGA20 | POWER HOUSE FIRE ALARM SYSTEM |  | OPERATING | OPERATING | E220 |  | F40607000 |  | LTK0
LTK-H00SGA30 | MAINTENANCE BUILDING FIRE ALARM SYSTEM |  | OPERATING | OPERATING | E220 |  | F40607000 |  | LTK0
LTK-H00SGA40 | ADMINISTRATOR BUILDING FIRE ALARM SYSTEM |  | OPERATING | OPERATING | E220 |  | F40607000 |  | LTK0
LTK-H00SGC10AA001 | WATER SUPPLY FROM FIRE EXTINGUISHER STRAINER COMMON UNIT#3,4 |  | OPERATING | OPERATING | E220 | LTK0-1M2 | F406094 |  | LTK0
LTK-H00SGC10AA010 | WATER SUPPLY FOR MTR. DELUGE VALVE UNIT#3 |  | OPERATING | OPERATING | E220 | LTK0-1M2 | F406094 |  | LTK0
LTK-H00SGC10AA011 | WATER SUPPLY FROM UNIT#3 FOR STATION SERVICE TR. DELUGE VALVE |  | OPERATING | OPERATING | E220 | LTK0-1M2 | F406094 |  | LTK0
LTK-H00SGC10AA020 | WATER SUPPLY FOR MTR. DELUGE VALVE UNIT#4 |  | OPERATING | OPERATING | E220 | LTK0-1M2 | F406094 |  | LTK0
LTK-H00SGC10AA021 | WATER SUPPLY FROM UNIT#4 FOR STATION SERVICE TR. DELUGE VALVE |  | OPERATING | OPERATING | E220 | LTK0-1M2 | F406094 |  | LTK0
LTK-H00SGC10AA030 | DELUGE VALVE SET FOR KG3A |  | OPERATING | OPERATING | E220 | LTK0-1M2 | F406070 |  | LTK0
LTK-H00SGC10AA031 | WATER DISCHARGE FROM MTR. DELUGE VALVE UNIT#3 |  | OPERATING | OPERATING | E220 | LTK0-1M2 | F406094 |  | LTK0
LTK-H00SGC10AA040 | DELUGE VALVE SET FOR KG4A |  | OPERATING | OPERATING | E224 | LTK0-1M2 | F406070 |  | LTK0
LTK-H00SGC10AA041 | WATER DISCHARGE FROM MTR. DELUGE VALVE UNIT#4 |  | OPERATING | OPERATING | E220 | LTK0-1M2 | F406094 |  | LTK0
LTK-H00SGC10AA050 | DELUGE VALVE SET FOR KW3A |  | OPERATING | OPERATING | E220 | LTK0-1M2 | F406094 |  | LTK0
LTK-H00SGC10AA051 | WATER DISCHARGE FROM STATION SERVICE TR. DELUGE VALVE |  | OPERATING | OPERATING | E220 | LTK0-1M2 | F406094 |  | LTK0
LTK-H00SGC10EA001 | TRANSFORMER FIRE EXTINGUISHER - CONTROL PANEL |  | OPERATING | INACTIVE | E223 | LTK0-1D0 | F40607000 |  | LTK0
LTK-H00SGC10GH001 | TRANSFORMER FIRE EXTINGUISHER - CONTROL PANEL |  | OPERATING | INACTIVE | E223 | LTK0-1D0 | F40607000 |  | LTK0
LTK-H00SM | CRANES, STATIONARY HOISTS |  | OPERATING | OPERATING | E220 | LTK0-1M0 | F406070 |  | LTK0
LTK-H00SMA | CRANES, STATIONARY HOIST |  | OPERATING | OPERATING | E220 | LTK0-1M0 | F406070 |  | LTK0
LTK-H00SMA20 | POWER HOUSE CRANE |  | OPERATING | OPERATING | E220 | LTK0-1M0 | F406070 |  | LTK0
LTK-H00SMA20AE01 | 2ODMX101FM CRAN,POWER HOUSE CRANE NO.1 |  | OPERATING | OPERATING | E220 | LTK0-1D0 | F406070 |  | LTK0
LTK-H00SMA20AE010 | LTK-H00SMA20AE010 CRAN,POWER HOUSE CRANE NO.1 |  | OPERATING | OPERATING | E220 | LTK0-1M0 | F406070 |  | LTK0
LTK-H00SMA20AE0101 | 2ODMX104FM CRAN,MONORAIL HOIST 10 TON #1 |  | OPERATING | OPERATING | E220 | LTK0-1M0 | F406070 |  | LTK0
LTK-H00SMA20AE0102 | 2ODMX204FM CRAN,MONORAIL HOIST 10 TON #2 |  | OPERATING | OPERATING | E220 | LTK0-1M0 | F406070 |  | LTK0
LTK-H00SMA20AE011 | 20SWL201TN CRAN,DRAFT TUBE OH.CRANE NO.1 |  | OPERATING | OPERATING | E220 | LTK0-1M0 | F406070 |  | LTK0
LTK-H00SMA20AE012 | 20SWL202TN CRAN,DRAFT TUBE OH.CRANE NO.2 |  | OPERATING | OPERATING | E220 | LTK0-1M0 | F406070 |  | LTK0
LTK-H00SMA20AE02 | 2ODMX201FM CRAN,POWER HOUSE CRANE NO.2 |  | OPERATING | OPERATING | E220 | LTK0-1D0 | F406070 |  | LTK0
LTK-H00SMA20AE051 | 2ODMX103FM CRAN,AUX. HOIST 50 TON NO.1 |  | OPERATING | OPERATING | E220 | LTK0-1M0 | F406070 |  | LTK0
LTK-H00SMA20AE052 | 2ODMX203FM CRAN,AUX. HOIST 50 TON NO.2 |  | OPERATING | OPERATING | E220 | LTK0-1M0 | F406070 |  | LTK0
LTK-H00SMA20AE251 | 2ODMX102FM CRAN,MAIN HOIST 250 TON NO.1 |  | OPERATING | OPERATING | E220 | LTK0-1M0 | F406070 |  | LTK0
LTK-H00SMA20AE252 | 2ODMX202FM CRAN,MAIN HOIST 250 TON NO.2 |  | OPERATING | OPERATING | E220 | LTK0-1M0 | F406070 |  | LTK0
LTK-H00SMB | DRAFT TUBE OH.CRANE |  | OPERATING | OPERATING | E220 | LTK0-1M0 | F406070 |  | LTK0
LTK-H00SMB10 | DRAFT TUBE OH.CRANE NO.1 |  | OPERATING | OPERATING | E220 | LTK0-1D0 | F406070 |  | LTK0
LTK-H00SMB10AE001 | DRAFT TUBE OH.CRANE NO.1 |  | OPERATING | OPERATING | E220 | LTK0-1M0 | F406070 |  | LTK0
LTK-H00SMB20 | DRAFT TUBE OH.CRANE NO.2 |  | OPERATING | OPERATING | E220 | LTK0-1D0 | F406070 |  | LTK0
LTK-H00SMB20AE001 | DRAFT TUBE OH.CRANE NO.2 |  | OPERATING | OPERATING | E220 | LTK0-1M0 | F406070 |  | LTK0
LTK-H00SMC | E/G TRAVELLING CRANE |  | OPERATING | OPERATING | E220 | LTK0-1M0 | F406070 |  | LTK0
LTK-H00SMC10 | E/G TRAVELLING CRANE |  | OPERATING | OPERATING | E220 | LTK0-1M0 | F406070 |  | LTK0
LTK-H00SMC10AE001 | E/G TRAVELLING CRANE |  | OPERATING | OPERATING | E220 | LTK0-1D0 | F406070 |  | LTK0
LTK-H00SMD | GIS. HOUSE OH. CRANE |  | OPERATING | OPERATING | E220 | LTK0-1M0 | F406070 |  | LTK0
LTK-H00SMD10 | GIS. HOUSE OH. CRANE |  | OPERATING | OPERATING | E220 | LTK0-1M0 | F406070 |  | LTK0
LTK-H00SMD10AE001 | GIS. HOUSE OH. CRANE |  | OPERATING | OPERATING | E220 | LTK0-1D0 | F406070 |  | LTK0
LTK-H01 | LAM TAKONG HYDRO POWER PLANT UNIT 1 |  | OPERATING | OPERATING | E221 | LTK0-1D0 | F40607001 |  | LTK0
LTK-H01A | GRID AND DISTRIBUTION |  | OPERATING | OPERATING | E221 | LTK0-1D0 | F40607001 |  | LTK0
LTK-H01AT | MAIN TRANSFORMER SYSTEM |  | OPERATING | OPERATING | E221 | LTK0-1D0 | F40607001 |  | LTK0
LTK-H01ATA | MAIN TRANSFORMER EQUIPMENT |  | OPERATING | OPERATING | E221 | LTK0-1D0 | F40607001 |  | LTK0
LTK-H01ATA10 | MAIN TRANSFORMER EQUIPMENT |  | OPERATING | OPERATING | E221 | LTK0-1D0 | F40607001 |  | LTK0
LTK-H01ATA10GT100 | 01GEV001TP TX00,MAIN TRANSFORMER (KG1A) |  | OPERATING | OPERATING | E221 | LTK0-1D0 | F40607001 |  | LTK0
LTK-H01ATA10GT100-B01 | 01GEV001MP GAUG,WINDING TEMP. PHASE A |  | OPERATING | OPERATING | E221 | LTK0-1D0 | F40607001 |  | LTK0
LTK-H01ATA10GT100-B02 | 01GEV001MP GAUG,WINDING TEMP. PHASE B |  | OPERATING | OPERATING | E221 | LTK0-1D0 | F40607001 |  | LTK0
LTK-H01ATA10GT100-B03 | 01GEV003MP GAUG,WINDING TEMP. PHASE C |  | OPERATING | OPERATING | E221 | LTK0-1D0 | F40607001 |  | LTK0
LTK-H01ATA10GT100-B04 | 01GEV004MP GAUG,OIL TEMP. PHASE A |  | OPERATING | OPERATING | E221 | LTK0-1D0 | F40607001 |  | LTK0
LTK-H01ATA10GT100-B05 | 01GEV005MP GAUG,OIL TEMP. PHASE B |  | OPERATING | OPERATING | E221 | LTK0-1D0 | F40607001 |  | LTK0
LTK-H01ATA10GT100-B06 | 01GEV006MP GAUG,OIL TEMP. PHASE C |  | OPERATING | OPERATING | E221 | LTK0-1D0 | F40607001 |  | LTK0
LTK-H01ATA10GT100-P2 | 01GEV001TP PNL,MTR. (KG1A) CONTROL PANEL |  | OPERATING | OPERATING | E221 | LTK0-1D0 | F40607001 |  | LTK0
LTK-H01ATA10GT100-P3 | 01GEV001TP Y1,ONLOAD TAP CHANGER PANEL |  | OPERATING | OPERATING | E221 | LTK0-1D0 | F40607001 |  | LTK0
LTK-H01ATA10GW100 | CBL,230KV.CABLE & ACCESSORIES |  | OPERATING | OPERATING | E221 | LTK0-1D0 | F40607001 |  | LTK0
LTK-H01ATA10GW101 | 01GEV001AR PNL,230KV PROTECTION CUBICLE |  | OPERATING | OPERATING | E221 | LTK0-1D0 | F40607001 |  | LTK0
LTK-H01ATA10GW102 | 01LRG003CR PNL,PRESSURE CONTROL PANEL |  | OPERATING | OPERATING | E221 | LTK0-1D0 | F40607001 |  | LTK0
LTK-H01B | POWER TRANAMISSION AND AUXILIARY SUPPLY |  | OPERATING | OPERATING | E221 | LTK0-1D0 | F40607001 |  | LTK0
LTK-H01BA | POWER TRANSMISSION |  | OPERATING | OPERATING | E221 | LTK0-1D0 | F40607001 |  | LTK0
LTK-H01BAC | GENERATOR CIRCUIT BREAKER SYSTEM |  | OPERATING | OPERATING | E221 | LTK0-1D0 | F40607001 |  | LTK0
LTK-H01BAC10 | G/M UNIT BREAKER (1612, 52G) |  | OPERATING | OPERATING | E221 | LTK0-1D0 | F40607001 |  | LTK0
LTK-H01BAC10GA100 | G/M UNIT BREAKER (1612, 52G): 01GTA001JD |  | OPERATING | OPERATING | E221 | LTK0-1D0 | F40607001 |  | LTK0
LTK-H01BAC10GT200 | LTK-H01BAC10GT200 |  | OPERATING | OPERATING | E221 | LTK0-1D0 | F40607001 |  | LTK0
LTK-H01BAC10GT200-T01 | CT 12000/5A C800: 01GTA001TI |  | OPERATING | OPERATING | E221 | LTK0-1D0 | F40607001 |  | LTK0
LTK-H01BAC10GT200-T02 | CT 12000/5A C800: 01GTA002TI |  | OPERATING | OPERATING | E221 | LTK0-1D0 | F40607001 |  | LTK0
LTK-H01BAC10GT200-T03 | CT 12000/5A C800: 01GTA003TI |  | OPERATING | OPERATING | E221 | LTK0-1D0 | F40607001 |  | LTK0
LTK-H01BAC10GT200-T04 | CT 12000/5A C800: 01GTA004TI |  | OPERATING | OPERATING | E221 | LTK0-1D0 | F40607001 |  | LTK0
LTK-H01BAC10GT200-T05 | CT 12000/5A C800: 01GTA005TI |  | OPERATING | OPERATING | E221 | LTK0-1D0 | F40607001 |  | LTK0
LTK-H01BAC10GT200-T06 | CT 12000/5A C800: 01GTA006TI |  | OPERATING | OPERATING | E221 | LTK0-1D0 | F40607001 |  | LTK0
LTK-H01BAC10GT200-T07 | CT 12000/5A C800: 01GTA007TI |  | OPERATING | OPERATING | E221 | LTK0-1D0 | F40607001 |  | LTK0
LTK-H01BAC10GT200-T08 | CT 12000/5A C800: 01GTA008TI |  | OPERATING | OPERATING | E221 | LTK0-1D0 | F40607001 |  | LTK0
LTK-H01BAC10GT200-T09 | CT 12000/5A C800: 01GTA009TI |  | OPERATING | OPERATING | E221 | LTK0-1D0 | F40607001 |  | LTK0
LTK-H01BAC10GT200-T10 | PT 16.5KV/115V 200VA: 01GTA001TU |  | OPERATING | OPERATING | E221 | LTK0-1D0 | F40607001 |  | LTK0
LTK-H01BAC10GT200-T11 | PT 16.5KV/115V 200VA: 01GTA002TU |  | OPERATING | OPERATING | E221 | LTK0-1D0 | F40607001 |  | LTK0
LTK-H01BAC10GT200-T12 | PT 16.5KV/115V 200VA: 01GTA003TU |  | OPERATING | OPERATING | E221 | LTK0-1D0 | F40607001 |  | LTK0
LTK-H01BAC10GT200-T13 | PT 16.5KV/115V 200VA: 01GTA004TU |  | OPERATING | OPERATING | E221 | LTK0-1D0 | F40607001 |  | LTK0
LTK-H01BAC10GT200-T14 | PT 16.5KV/115V 200VA: 01GTA005TU |  | OPERATING | OPERATING | E221 | LTK0-1D0 | F40607001 |  | LTK0
LTK-H01BAC10GT200-T15 | PT 16.5KV/115V 200VA: 01GTA006TU |  | OPERATING | OPERATING | E221 | LTK0-1D0 | F40607001 |  | LTK0
LTK-H01BAC10GT200-T16 | PT 16.5KV/115V 200VA: 01GTA007TU |  | OPERATING | OPERATING | E221 | LTK0-1D0 | F40607001 |  | LTK0
LTK-H01BAC10GT200-T17 | PT 16.5KV/115V 200VA: 01GTA008TU |  | OPERATING | OPERATING | E221 | LTK0-1D0 | F40607001 |  | LTK0
LTK-H01BAC10GT200-T18 | PT 16.5KV/115V 200VA: 01GTA009TU |  | OPERATING | OPERATING | E221 | LTK0-1D0 | F40607001 |  | LTK0
LTK-H01BAC10GW100 | G/M UNIT BREAKER (1612, 52G) CUBICLE |  | OPERATING | OPERATING | E221 | LTK0-1D0 | F40607001 |  | LTK0
LTK-H01BAC10GW101 | SF6 GAS PRESSURE INDICATOR 1: 01GTA001JD |  | OPERATING | OPERATING | E221 | LTK0-1D0 | F40607001 |  | LTK0
LTK-H01BAC10GW102 | SF6 GAS PRESSURE INDICATOR 2: 01GTA001JD |  | OPERATING | OPERATING | E221 | LTK0-1D0 | F40607001 |  | LTK0
LTK-H01BAC20 | DS.89PR-G(1611A) |  | OPERATING | OPERATING | E221 | LTK0-1D0 | F40607001 |  | LTK0
LTK-H01BAC20GS200 | DS.89PR-G (1611A) PH.A REVERSE: GTA001JS |  | OPERATING | OPERATING | E221 | LTK0-1D0 | F40607001 |  | LTK0
LTK-H01BAC20GS201 | DS.89PR-G (1611A) PH.B REVERSE: GTA002JS |  | OPERATING | OPERATING | E221 | LTK0-1D0 | F40607001 |  | LTK0
LTK-H01BAC20GS202 | DS.89PR-G (1611A) PH.C REVERSE: GTA003JS |  | OPERATING | OPERATING | E221 | LTK0-1D0 | F40607001 |  | LTK0
LTK-H01BAC20GW200 | DS.89PR-G(1611A) CUBICLE: 01GTA001TB |  | OPERATING | OPERATING | E221 | LTK0-1D0 | F40607001 |  | LTK0
LTK-H01BAC30 | DS.89PR-M (1611B) |  | OPERATING | OPERATING | E221 | LTK0-1D0 | F40607001 |  | LTK0
LTK-H01BAC30GS200 | DS.89PR-M (1611B) PH.A REVERSE: GTA004JS |  | OPERATING | OPERATING | E221 | LTK0-1D0 | F40607001 |  | LTK0
LTK-H01BAC30GS201 | DS.89PR-M (1611B) PH.A REVERSE: GTA005JS |  | OPERATING | OPERATING | E221 | LTK0-1D0 | F40607001 |  | LTK0
LTK-H01BAC30GS202 | DS.89PR-M (1611B) PH.A REVERSE: GTA006JS |  | OPERATING | OPERATING | E221 | LTK0-1D0 | F40607001 |  | LTK0
LTK-H01BAC30GW300 | DS.89PR-M (1611B) CUBICLE: 01GTA001TB |  | OPERATING | OPERATING | E221 | LTK0-1D0 | F40607001 |  | LTK0
LTK-H01BAC40 | DS. 89SB BACK TO BACK DISCONNECTOR |  | OPERATING | OPERATING | E221 | LTK0-1D0 | F40607001 |  | LTK0
LTK-H01BAC40GS200 | DS. 89SB BACK TO BACK DISCONNECTOR PHASE A |  | OPERATING | OPERATING | E221 | LTK0-1D0 | F40607001 |  | LTK0
LTK-H01BAC40GS201 | DS. 89SB BACK TO BACK DISCONNECTOR PHASE B |  | OPERATING | OPERATING | E221 | LTK0-1D0 | F40607001 |  | LTK0
LTK-H01BAC40GS202 | DS. 89SB BACK TO BACK DISCONNECTOR PHASE C |  | OPERATING | OPERATING | E221 | LTK0-1D0 | F40607001 |  | LTK0
LTK-H01BAC50 | DS. 89SB1 SFC STARTING DISCONNECTOR |  | OPERATING | OPERATING | E221 | LTK0-1D0 | F40607001 |  | LTK0
LTK-H01BAC50GS200 | DS. 89SB1 SFC STARTING DISCONNECTOR PHASE A |  | OPERATING | OPERATING | E221 | LTK0-1D0 | F40607001 |  | LTK0
LTK-H01BAC50GS201 | DS. 89SB1 SFC STARTING DISCONNECTOR PHASE B |  | OPERATING | OPERATING | E221 | LTK0-1D0 | F40607001 |  | LTK0
LTK-H01BAC50GS202 | DS. 89SB1 SFC STARTING DISCONNECTOR PHASE C |  | OPERATING | OPERATING | E221 | LTK0-1D0 | F40607001 |  | LTK0
LTK-H01BAW | NEUTRAL GROUND SYSTEMS |  | OPERATING | OPERATING | E221 | LTK0-1D0 | F40607001 |  | LTK0
LTK-H01BAW10 | NEUTRAL GROUND RESISTOR: NGR: 01GTA10TU |  | OPERATING | OPERATING | E221 | LTK0-1D0 | F40607001 |  | LTK0
LTK-H01BAW10GH100 | NEUTRAL GROUND RESISTOR: NGR: 01GTA10TU |  | OPERATING | OPERATING | E221 | LTK0-1D0 | F40607001 |  | LTK0
LTK-H01BAW10GZ100 | 16.5 KV. BUS ,CABLE,IPB & ACCESSORIES |  | OPERATING | OPERATING | E221 | LTK0-1D0 | F40607001 |  | LTK0
LTK-H01BAW10JN100 | NEUTRAL GROUND CUBICLE: 01GTAOO5CR |  | OPERATING | OPERATING | E221 | LTK0-1D0 | F40607001 |  | LTK0
LTK-H01BAW10JN101 | NEUTRAL GROUND SW (89NG): 01GTA01JS |  | OPERATING | OPERATING | E221 | LTK0-1D0 | F40607001 |  | LTK0
LTK-H01BAW10JN102 | NGR NEUTRAL STAR POINT BUS: 01GTAOO4CR |  | OPERATING | OPERATING | E221 | LTK0-1D0 | F40607001 |  | LTK0
LTK-H01BAW20 | DYNAMIC BRAKE (57DB) CUBICLE: 01GTA003TB |  | OPERATING | OPERATING | E221 | LTK0-1D0 | F40607001 |  | LTK0
LTK-H01BAW20AU100 | DS16.5KV DYNAMIC BRAKE(57DB): 01GTA009JS |  | OPERATING | OPERATING | E221 | LTK0-1D0 | F40607001 |  | LTK0
LTK-H01BF | LOW VOLTAGE MAIN DISTRIBUTION BOARDS |  | OPERATING | OPERATING | E221 | LTK0-1D0 | F40607001 |  | LTK0
LTK-H01BFA | UNIT 400V MAIN DISTRIBUTION BOARD A |  | OPERATING | OPERATING | E221 | LTK0-1D0 | F40607001 |  | LTK0
LTK-H01BFA10 | LV. DISTRIBUTION BOARD(ACB1&NFB1) |  | OPERATING | OPERATING | E221 | LTK0-1D0 | F40607001 |  | LTK0
LTK-H01BFA10GS100 | LV. DISTRIBUTION BOARD(ACB1&NFB1): PH |  | OPERATING | OPERATING | E221 | LTK0-1D0 | F40607001 |  | LTK0
LTK-H01BFT | LOW VOLTAGE AUXILIARY POWER TRANSFORMER |  | OPERATING | OPERATING | E221 | LTK0-1D0 | F40607001 |  | LTK0
LTK-H01BFT10 | 6.6/0.4 KV TRANSFORMER H01 |  | OPERATING | OPERATING | E221 | LTK0-1D0 | F40607001 |  | LTK0
LTK-H01BFT10GT100 | 6.6/0.4 KV TRANSFORMER (KW1A): PH |  | OPERATING | OPERATING | E221 | LTK0-1D0 | F40607001 |  | LTK0
LTK-H01BFT10GT100-P01 | WINDING TEMPERATURE GAUGE FOR KW1A |  | OPERATING | OPERATING | E221 | LTK0-1D0 | F40607001 |  | LTK0
LTK-H01C | INSTRUMENTATION AND CONTROL EQUIPMENT |  | OPERATING | OPERATING | E221 | LTK0-1D0 | F40607001 |  | LTK0
LTK-H01CD | DRIVE CONTROL INTERFACE |  | OPERATING | OPERATING | E221 | LTK0-1D0 | F40607001 |  | LTK0
LTK-H01CDA | CABINETS FOR DRIVE CONTROL INTERFACE |  | OPERATING | OPERATING | E221 | LTK0-1D0 | F40607001 |  | LTK0
LTK-H01CDA11 | 01ULCU1DCS LCU, MAIN UNIT DROP 1/51 |  | OPERATING | OPERATING | E221 | LTK0-1D0 | F40607001 |  | LTK0
LTK-H01CDA11GH100 | LCB METERING UNIT#1 |  | OPERATING | OPERATING | E221 | LTK0-1D0 | F40607001 |  | LTK0
LTK-H01CDA11GH101 | LCB WINDOW ANNUNCIATOR U#1 |  | OPERATING | OPERATING | E221 | LTK0-1D0 | F40607001 |  | LTK0
LTK-H01CDA11GH102 | LCB FLICKER & DISPLAY ST. U#1 |  | OPERATING | OPERATING | E221 | LTK0-1D0 | F40607001 |  | LTK0
LTK-H01CDA11GH103 | LCB UNIT RECORDER U#1 |  | OPERATING | OPERATING | E221 | LTK0-1D0 | F40607001 |  | LTK0
LTK-H01CDA11GH104 | LOCAL CONTROL UNIT |  | OPERATING | OPERATING | E221 | LTK0-1D0 | F40607001 |  | LTK0
LTK-H01CDA11GK101 | 01UCNT1DCS PLC,OVATION |  | OPERATING | OPERATING | E221 | LTK0-1D0 | F40607001 |  | LTK0
LTK-H01CDA11GK102 | 01UCNT1DCS PWS,POWER SUPPLY |  | OPERATING | OPERATING | E221 | LTK0-1D0 | F40607001 |  | LTK0
LTK-H01CDA11GK103 | 01ULCU1DCS IOM,I/O MODULE |  | OPERATING | OPERATING | E221 | LTK0-1D0 | F40607001 |  | LTK0
LTK-H01CDA11GK104 | 01ULCU1DCS R1,RELAY OUTPUT |  | OPERATING | OPERATING | E221 | LTK0-1D0 | F40607001 |  | LTK0
LTK-H01CDA11GK105 | 01ULCU1DCS VENTIL-FAN&FILTER |  | OPERATING | OPERATING | E221 | LTK0-1D0 | F40607001 |  | LTK0
LTK-H01CDA15 | INSTRUMENTATION FOR GEN. SYSTEM |  | OPERATING | OPERATING | E221 | LTK0-1D0 | F40607001 |  | LTK0
LTK-H01CDA16 | INSTRUMENTATION FOR TURBINE CONTROL SYST |  | OPERATING | OPERATING | E221 | LTK0-1D0 | F40607001 |  | LTK0
LTK-H01CDA17 | INSTRUMENTATION FOR POWER WATER SUPPLY |  | OPERATING | OPERATING | E221 | LTK0-1D0 | F40607001 |  | LTK0
LTK-H01CDA18 | INSTRUMENTATION FOR MAIN COOLING WATER |  | OPERATING | OPERATING | E221 | LTK0-1D0 | F40607001 |  | LTK0
LTK-H01CDA19 | INSTRUMENTATION FOR MAIN TRANS. AUX. EQU |  | OPERATING | OPERATING | E221 | LTK0-1D0 | F40607001 |  | LTK0
LTK-H01CDA20 | INSTRUMENTATION FOR DRAFT TUBE |  | OPERATING | OPERATING | E221 | LTK0-1D0 | F40607001 |  | LTK0
LTK-H01CDA21 | INSTRUMENTATION FOR FIRE FIGHTING SYSTEM |  | OPERATING | OPERATING | E221 | LTK0-1D0 | F40607001 |  | LTK0
LTK-H01CH | LTK-H01CH |  | OPERATING | OPERATING | E221 | LTK0-1D0 | F40607001 |  | LTK0
LTK-H01CHA | LTK-H01CHA |  | OPERATING | OPERATING | E221 | LTK0-1D0 | F40607001 |  | LTK0
LTK-H01CHA11 | LTK-H01CHA11 |  | OPERATING | OPERATING | E221 | LTK0-1D0 | F40607001 |  | LTK0
LTK-H01CHA11GH100 | 01GTA001AR G/M UNIT PROTECTION BOARD |  | OPERATING | OPERATING | E221 | LTK0-1D0 | F40607001 |  | LTK0
LTK-H01CHA11GH101 | 01GTA001AR PR1,PROTECTION RELAY |  | OPERATING | OPERATING | E221 | LTK0-1D0 | F40607001 |  | LTK0
LTK-H01CHA11GH102 | 01GTA001AR PWS,POWER SUPPLY |  | OPERATING | OPERATING | E221 | LTK0-1D0 | F40607001 |  | LTK0
LTK-H01CHA11GH103 | 01GTA001AR PCB,MODULE CARD |  | OPERATING | OPERATING | E221 | LTK0-1D0 | F40607001 |  | LTK0
LTK-H01CHA11GH104 | 01GTA001AR R1,RELAY |  | OPERATING | OPERATING | E221 | LTK0-1D0 | F40607001 |  | LTK0
LTK-H01CHA11GH105 | 01GTA001AR VENTIL-FAN&FILTER |  | OPERATING | OPERATING | E221 | LTK0-1D0 | F40607001 |  | LTK0
LTK-H01CHA11GH106 | MW TRANSDUCER FOR GOVERNOR |  | OPERATING | OPERATING | E221 | LTK0-1D0 | F40607001 |  | LTK0
LTK-H01CHA11GH107 | POWER SUPPLY FOR DCIS (OVATION) |  | OPERATING | OPERATING | E221 | LTK0-1D0 | F40607001 |  | LTK0
LTK-H01M | MAIN MACHINE SETS |  | OPERATING | OPERATING | E221 | LTK0-1M0 | F40607001 |  | LTK0
LTK-H01MF | PUMPING TURBINE PLANT |  | OPERATING | OPERATING | E221 | LTK0-1M0 | F40607001 |  | LTK0
LTK-H01MFA | PUMP AND TURBINE AS INTEGRAL A |  | OPERATING | OPERATING | E221 | LTK0-1M0 | F406090 |  | LTK0
LTK-H01MFA10 | PUMPING TURBINE |  | OPERATING | OPERATING | E221 | LTK0-1M0 | F406090 |  | LTK0
LTK-H01MFA10HA001 | OPERATING RING |  | OPERATING | OPERATING | E221 | LTK0-1M0 | F406090 |  | LTK0
LTK-H01MFA10HA002 | SERVOMOTOR LINK R (TOP) |  | OPERATING | OPERATING | E221 | LTK0-1M0 | F406090 |  | LTK0
LTK-H01MFA10HA003 | SERVOMOTOR LINK L (TOP) |  | OPERATING | OPERATING | E221 | LTK0-1M0 | F406090 |  | LTK0
LTK-H01MFA11 | SPIRAL CASE |  | OPERATING | OPERATING | E221 | LTK0-1M0 | F406090 |  | LTK0
LTK-H01MFA11HA001 | LTK-H01MFA11HA001 |  | OPERATING | OPERATING | E221 | LTK0-1D0 | F406090 |  | LTK0
LTK-H01MFA11HA001-B01 | PRESSURE TRANSDUCER 401MP |  | OPERATING | OPERATING | E221 | LTK0-1D0 | F406090 |  | LTK0
LTK-H01MFA11HA001-B02 | PRESSURE TRANSDUCER 401MD |  | OPERATING | OPERATING | E221 | LTK0-1D0 | F406090 |  | LTK0
LTK-H01MFA11HA001KB01 | MAN HOLE SPIRAL CASE |  | OPERATING | OPERATING | E221 | LTK0-1M0 | F406090 |  | LTK0
LTK-H01MFA11HA001KB02 | DRAIN VALVE FOR SPIRAL CASE PRESSURE GUAGE |  | OPERATING | OPERATING | E221 | LTK0-1M0 | F406090 |  | LTK0
LTK-H01MFA11HA001QP01 | SPIRAL CASE PRESSURE GUAGE |  | OPERATING | OPERATING | E221 | LTK0-1D0 | F406090 |  | LTK0
LTK-H01MFA20 | GUIDE VANE |  | OPERATING | OPERATING | E221 | LTK0-1M0 | F406090 |  | LTK0
LTK-H01MFA20HA001 | OPERATING RING |  | OPERATING | OPERATING | E221 | LTK0-1M0 | F406090 |  | LTK0
LTK-H01MFA20HA002 | SERVOMOTOR LINK R (BOTTOM) |  | OPERATING | OPERATING | E221 | LTK0-1M0 | F406090 |  | LTK0
LTK-H01MFA20HA003 | SERVOMOTOR LINK L (BOTTOM) |  | OPERATING | OPERATING | E221 | LTK0-1M0 | F406090 |  | LTK0
LTK-H01MFA20HA101 | GUIDE VANE MECHANISM NO.1 |  | OPERATING | OPERATING | E221 | LTK0-1M0 | F406090 |  | LTK0
LTK-H01MFA20HA101KB01 | GUIDE VANE NO.01 |  | OPERATING | OPERATING | E221 | LTK0-1M0 | F406090 |  | LTK0
LTK-H01MFA20HA101KE01 | ARM LEVER GUIDE VANE NO.01 |  | OPERATING | OPERATING | E221 | LTK0-1M0 | F406090 |  | LTK0
LTK-H01MFA20HA101KE02 | SHEAR PIN NO.01 |  | OPERATING | OPERATING | E221 | LTK0-1M0 | F406090 |  | LTK0
LTK-H01MFA20HA101KE03 | SENSOR SHEAR PIN NO.01 |  | OPERATING | OPERATING | E221 | LTK0-1D0 | F406090 |  | LTK0
LTK-H01MFA20HA101MU01 | GUIDE VANE LINK NO.01 |  | OPERATING | OPERATING | E221 | LTK0-1M0 | F406090 |  | LTK0
LTK-H01MFA20HA102 | GUIDE VANE MECHANISM NO.2 |  | OPERATING | OPERATING | E221 | LTK0-1M0 | F406090 |  | LTK0
LTK-H01MFA20HA102KB01 | GUIDE VANE NO.02 |  | OPERATING | OPERATING | E221 | LTK0-1M0 | F406090 |  | LTK0
LTK-H01MFA20HA102KE01 | ARM LEVER GUIDE VANE NO.02 |  | OPERATING | OPERATING | E221 | LTK0-1M0 | F406090 |  | LTK0
LTK-H01MFA20HA102KE02 | SHEAR PIN NO.02 |  | OPERATING | OPERATING | E221 | LTK0-1M0 | F406090 |  | LTK0
LTK-H01MFA20HA102KE03 | SENSOR SHEAR PIN NO.02 |  | OPERATING | OPERATING | E221 | LTK0-1D0 | F406090 |  | LTK0
LTK-H01MFA20HA102MU01 | GUIDE VANE LINK NO.02 |  | OPERATING | OPERATING | E221 | LTK0-1M0 | F406090 |  | LTK0
LTK-H01MFA20HA103 | GUIDE VANE MECHANISM NO.3 |  | OPERATING | OPERATING | E221 | LTK0-1M0 | F406090 |  | LTK0
LTK-H01MFA20HA103KB01 | GUIDE VANE NO.03 |  | OPERATING | OPERATING | E221 | LTK0-1M0 | F406090 |  | LTK0
LTK-H01MFA20HA103KE01 | ARM LEVER GUIDE VANE NO.03 |  | OPERATING | OPERATING | E221 | LTK0-1M0 | F406090 |  | LTK0
LTK-H01MFA20HA103KE02 | SHEAR PIN NO.03 |  | OPERATING | OPERATING | E221 | LTK0-1M0 | F406090 |  | LTK0
LTK-H01MFA20HA103KE03 | SENSOR SHEAR PIN NO.03 |  | OPERATING | OPERATING | E221 | LTK0-1D0 | F406090 |  | LTK0
LTK-H01MFA20HA103MU01 | GUIDE VANE LINK NO.03 |  | OPERATING | OPERATING | E221 | LTK0-1M0 | F406090 |  | LTK0
LTK-H01MFA20HA104 | GUIDE VANE MECHANISM NO.4 |  | OPERATING | OPERATING | E221 | LTK0-1M0 | F406090 |  | LTK0
LTK-H01MFA20HA104KB01 | GUIDE VANE NO.04 |  | OPERATING | OPERATING | E221 | LTK0-1M0 | F406090 |  | LTK0
LTK-H01MFA20HA104KE01 | ARM LEVER GUIDE VANE NO.04 |  | OPERATING | OPERATING | E221 | LTK0-1M0 | F406090 |  | LTK0
LTK-H01MFA20HA104KE02 | SHEAR PIN NO.04 |  | OPERATING | OPERATING | E221 | LTK0-1M0 | F406090 |  | LTK0
LTK-H01MFA20HA104KE03 | SENSOR SHEAR PIN NO.04 |  | OPERATING | OPERATING | E221 | LTK0-1D0 | F406090 |  | LTK0
LTK-H01MFA20HA104MU01 | GUIDE VANE LINK NO.04 |  | OPERATING | OPERATING | E221 | LTK0-1M0 | F406090 |  | LTK0
LTK-H01MFA20HA105 | GUIDE VANE MECHANISM NO.5 |  | OPERATING | OPERATING | E221 | LTK0-1M0 | F406090 |  | LTK0
LTK-H01MFA20HA105KB01 | GUIDE VANE NO.05 |  | OPERATING | OPERATING | E221 | LTK0-1M0 | F406090 |  | LTK0
LTK-H01MFA20HA105KE01 | ARM LEVER GUIDE VANE NO.05 |  | OPERATING | OPERATING | E221 | LTK0-1M0 | F406090 |  | LTK0
LTK-H01MFA20HA105KE02 | SHEAR PIN NO.05 |  | OPERATING | OPERATING | E221 | LTK0-1M0 | F406090 |  | LTK0
LTK-H01MFA20HA105KE03 | SENSOR SHEAR PIN NO.05 |  | OPERATING | OPERATING | E221 | LTK0-1D0 | F406090 |  | LTK0
LTK-H01MFA20HA105MU01 | GUIDE VANE LINK NO.05 |  | OPERATING | OPERATING | E221 | LTK0-1M0 | F406090 |  | LTK0
LTK-H01MFA20HA106 | GUIDE VANE MECHANISM NO.6 |  | OPERATING | OPERATING | E221 | LTK0-1M0 | F406090 |  | LTK0
LTK-H01MFA20HA106KB01 | GUIDE VANE NO.06 |  | OPERATING | OPERATING | E221 | LTK0-1M0 | F406090 |  | LTK0
LTK-H01MFA20HA106KE01 | ARM LEVER GUIDE VANE NO.06 |  | OPERATING | OPERATING | E221 | LTK0-1M0 | F406090 |  | LTK0
LTK-H01MFA20HA106KE02 | SHEAR PIN NO.06 |  | OPERATING | OPERATING | E221 | LTK0-1M0 | F406090 |  | LTK0
LTK-H01MFA20HA106KE03 | SENSOR SHEAR PIN NO.06 |  | OPERATING | OPERATING | E221 | LTK0-1D0 | F406090 |  | LTK0
LTK-H01MFA20HA106MU01 | GUIDE VANE LINK NO.06 |  | OPERATING | OPERATING | E221 | LTK0-1M0 | F406090 |  | LTK0
LTK-H01MFA20HA107 | GUIDE VANE MECHANISM NO.7 |  | OPERATING | OPERATING | E221 | LTK0-1M0 | F406090 |  | LTK0
LTK-H01MFA20HA107KB01 | GUIDE VANE NO.07 |  | OPERATING | OPERATING | E221 | LTK0-1M0 | F406090 |  | LTK0
LTK-H01MFA20HA107KE01 | ARM LEVER GUIDE VANE NO.07 |  | OPERATING | OPERATING | E221 | LTK0-1M0 | F406090 |  | LTK0
LTK-H01MFA20HA107KE02 | SHEAR PIN NO.07 |  | OPERATING | OPERATING | E221 | LTK0-1M0 | F406090 |  | LTK0
LTK-H01MFA20HA107KE03 | SENSOR SHEAR PIN NO.07 |  | OPERATING | OPERATING | E221 | LTK0-1D0 | F406090 |  | LTK0
LTK-H01MFA20HA107MU01 | GUIDE VANE LINK NO.07 |  | OPERATING | OPERATING | E221 | LTK0-1M0 | F406090 |  | LTK0
LTK-H01MFA20HA108 | GUIDE VANE MECHANISM NO.8 |  | OPERATING | OPERATING | E221 | LTK0-1M0 | F406090 |  | LTK0
LTK-H01MFA20HA108KB01 | GUIDE VANE NO.08 |  | OPERATING | OPERATING | E221 | LTK0-1M0 | F406090 |  | LTK0
LTK-H01MFA20HA108KE01 | ARM LEVER GUIDE VANE NO.08 |  | OPERATING | OPERATING | E221 | LTK0-1M0 | F406090 |  | LTK0
LTK-H01MFA20HA108KE02 | SHEAR PIN NO.08 |  | OPERATING | OPERATING | E221 | LTK0-1M0 | F406090 |  | LTK0
LTK-H01MFA20HA108KE03 | SENSOR SHEAR PIN NO.08 |  | OPERATING | OPERATING | E221 | LTK0-1D0 | F406090 |  | LTK0
LTK-H01MFA20HA108MU01 | GUIDE VANE LINK NO.08 |  | OPERATING | OPERATING | E221 | LTK0-1M0 | F406090 |  | LTK0
LTK-H01MFA20HA109 | GUIDE VANE MECHANISM NO.9 |  | OPERATING | OPERATING | E221 | LTK0-1M0 | F406090 |  | LTK0
LTK-H01MFA20HA109KB01 | GUIDE VANE NO.09 |  | OPERATING | OPERATING | E221 | LTK0-1M0 | F406090 |  | LTK0
LTK-H01MFA20HA109KE01 | ARM LEVER GUIDE VANE NO.09 |  | OPERATING | OPERATING | E221 | LTK0-1M0 | F406090 |  | LTK0
LTK-H01MFA20HA109KE02 | SHEAR PIN NO.09 |  | OPERATING | OPERATING | E221 | LTK0-1M0 | F406090 |  | LTK0
LTK-H01MFA20HA109KE03 | SENSOR SHEAR PIN NO.09 |  | OPERATING | OPERATING | E221 | LTK0-1D0 | F406090 |  | LTK0
LTK-H01MFA20HA109MU01 | GUIDE VANE LINK NO.09 |  | OPERATING | OPERATING | E221 | LTK0-1M0 | F406090 |  | LTK0
LTK-H01MFA20HA110 | GUIDE VANE MECHANISM NO.10 |  | OPERATING | OPERATING | E221 | LTK0-1M0 | F406090 |  | LTK0
LTK-H01MFA20HA110KB01 | GUIDE VANE NO.10 |  | OPERATING | OPERATING | E221 | LTK0-1M0 | F406090 |  | LTK0
LTK-H01MFA20HA110KE01 | ARM LEVER GUIDE VANE NO.10 |  | OPERATING | OPERATING | E221 | LTK0-1M0 | F406090 |  | LTK0
LTK-H01MFA20HA110KE02 | SHEAR PIN NO.10 |  | OPERATING | OPERATING | E221 | LTK0-1M0 | F406090 |  | LTK0
LTK-H01MFA20HA110KE03 | SENSOR SHEAR PIN NO.10 |  | OPERATING | OPERATING | E221 | LTK0-1D0 | F406090 |  | LTK0
LTK-H01MFA20HA110MU01 | GUIDE VANE LINK NO.10 |  | OPERATING | OPERATING | E221 | LTK0-1M0 | F406090 |  | LTK0
LTK-H01MFA20HA111 | GUIDE VANE MECHANISM NO.11 |  | OPERATING | OPERATING | E221 | LTK0-1M0 | F406090 |  | LTK0
LTK-H01MFA20HA111KB01 | GUIDE VANE NO.11 |  | OPERATING | OPERATING | E221 | LTK0-1M0 | F406090 |  | LTK0
LTK-H01MFA20HA111KE01 | ARM LEVER GUIDE VANE NO.11 |  | OPERATING | OPERATING | E221 | LTK0-1M0 | F406090 |  | LTK0
LTK-H01MFA20HA111KE02 | SHEAR PIN NO.11 |  | OPERATING | OPERATING | E221 | LTK0-1M0 | F406090 |  | LTK0
LTK-H01MFA20HA111KE03 | SENSOR SHEAR PIN NO.11 |  | OPERATING | OPERATING | E221 | LTK0-1D0 | F406090 |  | LTK0
LTK-H01MFA20HA111MU01 | GUIDE VANE LINK NO.11 |  | OPERATING | OPERATING | E221 | LTK0-1M0 | F406090 |  | LTK0
LTK-H01MFA20HA112 | GUIDE VANE MECHANISM NO.12 |  | OPERATING | OPERATING | E221 | LTK0-1M0 | F406090 |  | LTK0
LTK-H01MFA20HA112KB01 | GUIDE VANE NO.12 |  | OPERATING | OPERATING | E221 | LTK0-1M0 | F406090 |  | LTK0
LTK-H01MFA20HA112KE01 | ARM LEVER GUIDE VANE NO.12 |  | OPERATING | OPERATING | E221 | LTK0-1M0 | F406090 |  | LTK0
LTK-H01MFA20HA112KE02 | SHEAR PIN NO.12 |  | OPERATING | OPERATING | E221 | LTK0-1M0 | F40607001 |  | LTK0
LTK-H01MFA20HA112KE03 | SENSOR SHEAR PIN NO.12 |  | OPERATING | OPERATING | E221 | LTK0-1D0 | F40607001 |  | LTK0
LTK-H01MFA20HA112MU01 | GUIDE VANE LINK NO.12 |  | OPERATING | OPERATING | E221 | LTK0-1M0 | F40607001 |  | LTK0
LTK-H01MFA20HA113 | GUIDE VANE MECHANISM NO.13 |  | OPERATING | OPERATING | E221 | LTK0-1M0 | F40607001 |  | LTK0
LTK-H01MFA20HA113KB01 | GUIDE VANE NO.13 |  | OPERATING | OPERATING | E221 | LTK0-1M0 | F40607001 |  | LTK0
LTK-H01MFA20HA113KE01 | ARM LEVER GUIDE VANE NO.13 |  | OPERATING | OPERATING | E221 | LTK0-1M0 | F40607001 |  | LTK0
LTK-H01MFA20HA113KE02 | SHEAR PIN NO.13 |  | OPERATING | OPERATING | E221 | LTK0-1M0 | F40607001 |  | LTK0
LTK-H01MFA20HA113KE03 | SENSOR SHEAR PIN NO.13 |  | OPERATING | OPERATING | E221 | LTK0-1D0 | F40607001 |  | LTK0
LTK-H01MFA20HA113MU01 | GUIDE VANE LINK NO.13 |  | OPERATING | OPERATING | E221 | LTK0-1M0 | F40607001 |  | LTK0
LTK-H01MFA20HA114 | GUIDE VANE MECHANISM NO.14 |  | OPERATING | OPERATING | E221 | LTK0-1M0 | F40607001 |  | LTK0
LTK-H01MFA20HA114KB01 | GUIDE VANE NO.14 |  | OPERATING | OPERATING | E221 | LTK0-1M0 | F40607001 |  | LTK0
LTK-H01MFA20HA114KE01 | ARM LEVER GUIDE VANE NO.14 |  | OPERATING | OPERATING | E221 | LTK0-1M0 | F40607001 |  | LTK0
LTK-H01MFA20HA114KE02 | SHEAR PIN NO.14 |  | OPERATING | OPERATING | E221 | LTK0-1M0 | F40607001 |  | LTK0
LTK-H01MFA20HA114KE03 | SENSOR SHEAR PIN NO.14 |  | OPERATING | OPERATING | E221 | LTK0-1D0 | F40607001 |  | LTK0
LTK-H01MFA20HA114MU01 | GUIDE VANE LINK NO.14 |  | OPERATING | OPERATING | E221 | LTK0-1M0 | F40607001 |  | LTK0
LTK-H01MFA20HA115 | GUIDE VANE MECHANISM NO.15 |  | OPERATING | OPERATING | E221 | LTK0-1M0 | F40607001 |  | LTK0
LTK-H01MFA20HA115KB01 | GUIDE VANE NO.15 |  | OPERATING | OPERATING | E221 | LTK0-1M0 | F40607001 |  | LTK0
LTK-H01MFA20HA115KE01 | ARM LEVER GUIDE VANE NO.15 |  | OPERATING | OPERATING | E221 | LTK0-1M0 | F40607001 |  | LTK0
LTK-H01MFA20HA115KE02 | SHEAR PIN NO.15 |  | OPERATING | OPERATING | E221 | LTK0-1M0 | F40607001 |  | LTK0
LTK-H01MFA20HA115KE03 | SENSOR SHEAR PIN NO.15 |  | OPERATING | OPERATING | E221 | LTK0-1D0 | F40607001 |  | LTK0
LTK-H01MFA20HA115MU01 | GUIDE VANE LINK NO.15 |  | OPERATING | OPERATING | E221 | LTK0-1M0 | F40607001 |  | LTK0
LTK-H01MFA20HA116 | GUIDE VANE MECHANISM NO.16 |  | OPERATING | OPERATING | E221 | LTK0-1M0 | F40607001 |  | LTK0
LTK-H01MFA20HA116KB01 | GUIDE VANE NO.16 |  | OPERATING | OPERATING | E221 | LTK0-1M0 | F40607001 |  | LTK0
LTK-H01MFA20HA116KE01 | ARM LEVER GUIDE VANE NO.16 |  | OPERATING | OPERATING | E221 | LTK0-1M0 | F40607001 |  | LTK0
LTK-H01MFA20HA116KE02 | SHEAR PIN NO.16 |  | OPERATING | OPERATING | E221 | LTK0-1M0 | F40607001 |  | LTK0
LTK-H01MFA20HA116KE03 | SENSOR SHEAR PIN NO.16 |  | OPERATING | OPERATING | E221 | LTK0-1D0 | F40607001 |  | LTK0
LTK-H01MFA20HA116MU01 | GUIDE VANE LINK NO.16 |  | OPERATING | OPERATING | E221 | LTK0-1M0 | F40607001 |  | LTK0
LTK-H01MFA20HA117 | GUIDE VANE MECHANISM NO.17 |  | OPERATING | OPERATING | E221 | LTK0-1M0 | F40607001 |  | LTK0
LTK-H01MFA20HA117KB01 | GUIDE VANE NO.17 |  | OPERATING | OPERATING | E221 | LTK0-1M0 | F40607001 |  | LTK0
LTK-H01MFA20HA117KE01 | ARM LEVER GUIDE VANE NO.17 |  | OPERATING | OPERATING | E221 | LTK0-1M0 | F40607001 |  | LTK0
LTK-H01MFA20HA117KE02 | SHEAR PIN NO.17 |  | OPERATING | OPERATING | E221 | LTK0-1M0 | F40607001 |  | LTK0
LTK-H01MFA20HA117KE03 | SENSOR SHEAR PIN NO.17 |  | OPERATING | OPERATING | E221 | LTK0-1D0 | F40607001 |  | LTK0
LTK-H01MFA20HA117MU01 | GUIDE VANE LINK NO.17 |  | OPERATING | OPERATING | E221 | LTK0-1M0 | F40607001 |  | LTK0
LTK-H01MFA20HA118 | GUIDE VANE MECHANISM NO.18 |  | OPERATING | OPERATING | E221 | LTK0-1M0 | F40607001 |  | LTK0
LTK-H01MFA20HA118KB01 | GUIDE VANE NO.18 |  | OPERATING | OPERATING | E221 | LTK0-1M0 | F40607001 |  | LTK0
LTK-H01MFA20HA118KE01 | ARM LEVER GUIDE VANE NO.18 |  | OPERATING | OPERATING | E221 | LTK0-1M0 | F40607001 |  | LTK0
LTK-H01MFA20HA118KE02 | SHEAR PIN NO.18 |  | OPERATING | OPERATING | E221 | LTK0-1M0 | F40607001 |  | LTK0
LTK-H01MFA20HA118KE03 | SENSOR SHEAR PIN NO.18 |  | OPERATING | OPERATING | E221 | LTK0-1D0 | F40607001 |  | LTK0
LTK-H01MFA20HA118MU01 | GUIDE VANE LINK NO.18 |  | OPERATING | OPERATING | E221 | LTK0-1M0 | F40607001 |  | LTK0
LTK-H01MFA20HA119 | GUIDE VANE MECHANISM NO.19 |  | OPERATING | OPERATING | E221 | LTK0-1M0 | F40607001 |  | LTK0
LTK-H01MFA20HA119KB01 | GUIDE VANE NO.19 |  | OPERATING | OPERATING | E221 | LTK0-1M0 | F40607001 |  | LTK0
LTK-H01MFA20HA119KE01 | ARM LEVER GUIDE VANE NO.19 |  | OPERATING | OPERATING | E221 | LTK0-1M0 | F40607001 |  | LTK0
LTK-H01MFA20HA119KE02 | SHEAR PIN NO.19 |  | OPERATING | OPERATING | E221 | LTK0-1M0 | F40607001 |  | LTK0
LTK-H01MFA20HA119KE03 | SENSOR SHEAR PIN NO.19 |  | OPERATING | OPERATING | E221 | LTK0-1D0 | F40607001 |  | LTK0
LTK-H01MFA20HA119MU01 | GUIDE VANE LINK NO.19 |  | OPERATING | OPERATING | E221 | LTK0-1M0 | F40607001 |  | LTK0
LTK-H01MFA20HA120 | GUIDE VANE MECHANISM NO.20 |  | OPERATING | OPERATING | E221 | LTK0-1M0 | F40607001 |  | LTK0
LTK-H01MFA20HA120KB01 | GUIDE VANE NO.20 |  | OPERATING | OPERATING | E221 | LTK0-1M0 | F40607001 |  | LTK0
LTK-H01MFA20HA120KE01 | ARM LEVER GUIDE VANE NO.20 |  | OPERATING | OPERATING | E221 | LTK0-1M0 | F40607001 |  | LTK0
LTK-H01MFA20HA120KE02 | SHEAR PIN NO.20 |  | OPERATING | OPERATING | E221 | LTK0-1M0 | F40607001 |  | LTK0
LTK-H01MFA20HA120KE03 | SENSOR SHEAR PIN NO.20 |  | OPERATING | OPERATING | E221 | LTK0-1D0 | F40607001 |  | LTK0
LTK-H01MFA20HA120MU01 | GUIDE VANE LINK NO.20 |  | OPERATING | OPERATING | E221 | LTK0-1M0 | F40607001 |  | LTK0
LTK-H01MFA30 | RUNNER & TURBINE SHAFT |  | OPERATING | OPERATING | E221 | LTK0-1M0 | F40607001 |  | LTK0
LTK-H01MFA30AU001 | COUPLING BOLTS NO.1 |  | OPERATING | OPERATING | E221 | LTK0-1M0 | F40607001 |  | LTK0
LTK-H01MFA30AU002 | COUPLING BOLTS NO.2 |  | OPERATING | OPERATING | E221 | LTK0-1M0 | F40607001 |  | LTK0
LTK-H01MFA30AU003 | COUPLING BOLTS NO.3 |  | OPERATING | OPERATING | E221 | LTK0-1M0 | F40607001 |  | LTK0
LTK-H01MFA30AU004 | COUPLING BOLTS NO.4 |  | OPERATING | OPERATING | E221 | LTK0-1M0 | F40607001 |  | LTK0
LTK-H01MFA30AU005 | COUPLING BOLTS NO.5 |  | OPERATING | OPERATING | E221 | LTK0-1M0 | F40607001 |  | LTK0
LTK-H01MFA30AU006 | COUPLING BOLTS NO.6 |  | OPERATING | OPERATING | E221 | LTK0-1M0 | F40607001 |  | LTK0
LTK-H01MFA30AU007 | COUPLING BOLTS NO.7 |  | OPERATING | OPERATING | E221 | LTK0-1M0 | F40607001 |  | LTK0
LTK-H01MFA30AU008 | COUPLING BOLTS NO.8 |  | OPERATING | OPERATING | E221 | LTK0-1M0 | F40607001 |  | LTK0
LTK-H01MFA30AU009 | COUPLING BOLTS NO.9 |  | OPERATING | OPERATING | E221 | LTK0-1M0 | F40607001 |  | LTK0
LTK-H01MFA30AU010 | COUPLING BOLTS NO.10 |  | OPERATING | OPERATING | E221 | LTK0-1M0 | F40607001 |  | LTK0
LTK-H01MFA30AU011 | COUPLING BOLTS NO.11 |  | OPERATING | OPERATING | E221 | LTK0-1M0 | F40607001 |  | LTK0
LTK-H01MFA30AU012 | COUPLING BOLTS NO.12 |  | OPERATING | OPERATING | E221 | LTK0-1M0 | F40607001 |  | LTK0
LTK-H01MFA30AU013 | COUPLING BOLTS NO.13 |  | OPERATING | OPERATING | E221 | LTK0-1M0 | F40607001 |  | LTK0
LTK-H01MFA30AU014 | COUPLING BOLTS NO.14 |  | OPERATING | OPERATING | E221 | LTK0-1M0 | F40607001 |  | LTK0
LTK-H01MFA30AU015 | COUPLING BOLTS NO.15 |  | OPERATING | OPERATING | E221 | LTK0-1M0 | F40607001 |  | LTK0
LTK-H01MFA30AU016 | COUPLING BOLTS NO.16 |  | OPERATING | OPERATING | E221 | LTK0-1M0 | F40607001 |  | LTK0
LTK-H01MFA30AU017 | COUPLING BOLTS NO.17 |  | OPERATING | OPERATING | E221 | LTK0-1M0 | F40607001 |  | LTK0
LTK-H01MFA30AU018 | COUPLING BOLTS NO.18 |  | OPERATING | OPERATING | E221 | LTK0-1M0 | F40607001 |  | LTK0
LTK-H01MFA30HB100 | RUNNER |  | OPERATING | OPERATING | E221 | LTK0-1M0 | F40607001 |  | LTK0
LTK-H01MFA30HB101 | RUNNER BLADE NO.01 |  | OPERATING | OPERATING | E221 | LTK0-1M0 | F40607001 |  | LTK0
LTK-H01MFA30HB102 | RUNNER BLADE NO.02 |  | OPERATING | OPERATING | E221 | LTK0-1M0 | F40607001 |  | LTK0
LTK-H01MFA30HB103 | RUNNER BLADE NO.03 |  | OPERATING | OPERATING | E221 | LTK0-1M0 | F40607001 |  | LTK0
LTK-H01MFA30HB104 | RUNNER BLADE NO.04 |  | OPERATING | OPERATING | E221 | LTK0-1M0 | F40607001 |  | LTK0
LTK-H01MFA30HB105 | RUNNER BLADE NO.05 |  | OPERATING | OPERATING | E221 | LTK0-1M0 | F40607001 |  | LTK0
LTK-H01MFA30HB106 | RUNNER BLADE NO.06 |  | OPERATING | OPERATING | E221 | LTK0-1M0 | F40607001 |  | LTK0
LTK-H01MFA30HB107 | RUNNER BLADE NO.07 |  | OPERATING | OPERATING | E221 | LTK0-1M0 | F40607001 |  | LTK0
LTK-H01MFA30HB200 | TURBINE SHAFT |  | OPERATING | OPERATING | E221 | LTK0-1M0 | F40607001 |  | LTK0
LTK-H01MFA40 | HEAD COVER, STAY RING,DRAFT TUBE, SHAFT |  | OPERATING | OPERATING | E221 | LTK0-1M0 | F40607001 |  | LTK0
LTK-H01MFA40HA001 | BOTTOM RING |  | OPERATING | OPERATING | E221 | LTK0-1M0 | F40607001 |  | LTK0
LTK-H01MFA40HA002 | UPPER RING |  | OPERATING | OPERATING | E221 | LTK0-1M0 | F40607001 |  | LTK0
LTK-H01MFA40HA003 | INNER HEAD COVER 1/2 |  | OPERATING | OPERATING | E221 | LTK0-1M0 | F40607001 |  | LTK0
LTK-H01MFA40HA003KB01 | INNER HEAD COVER |  | OPERATING | OPERATING | E221 | LTK0-1M0 | F40607001 |  | LTK0
LTK-H01MFA40HA004 | INNER HEAD COVER 2/2 |  | OPERATING | OPERATING | E221 | LTK0-1M0 | F40607001 |  | LTK0
LTK-H01MFA40HA004KB02 | INNER HEAD COVER |  | OPERATING | OPERATING | E221 | LTK0-1M0 | F40607001 |  | LTK0
LTK-H01MFA40HA005 | DISCHARGE RING |  | OPERATING | OPERATING | E221 | LTK0-1M0 | F40607001 |  | LTK0
LTK-H01MFA40HA005KA01 | DRAIN VALVE FOR DRAFT TUBE |  | OPERATING | OPERATING | E221 | LTK0-1M0 | F40607001 |  | LTK0
LTK-H01MFA40HA005QB01 | DRAFT TUBE PRESSURE GAUGE |  | OPERATING | OPERATING | E221 | LTK0-1M0 | F40607001 |  | LTK0
LTK-H01MFA40HA100 | STAY VANE |  | OPERATING | OPERATING | E221 | LTK0-1M0 | F40607001 |  | LTK0
LTK-H01MFA40HA101 | STAY VANE NO.01 |  | OPERATING | OPERATING | E221 | LTK0-1M0 | F40607001 |  | LTK0
LTK-H01MFA40HA102 | STAY VANE NO.02 |  | OPERATING | OPERATING | E221 | LTK0-1M0 | F40607001 |  | LTK0
LTK-H01MFA40HA103 | STAY VANE NO.03 |  | OPERATING | OPERATING | E221 | LTK0-1M0 | F40607001 |  | LTK0
LTK-H01MFA40HA104 | STAY VANE NO.04 |  | OPERATING | OPERATING | E221 | LTK0-1M0 | F40607001 |  | LTK0
LTK-H01MFA40HA105 | STAY VANE NO.05 |  | OPERATING | OPERATING | E221 | LTK0-1M0 | F40607001 |  | LTK0
LTK-H01MFA40HA106 | STAY VANE NO.06 |  | OPERATING | OPERATING | E221 | LTK0-1M0 | F40607001 |  | LTK0
LTK-H01MFA40HA107 | STAY VANE NO.07 |  | OPERATING | OPERATING | E221 | LTK0-1M0 | F40607001 |  | LTK0
LTK-H01MFA50 | SPIRAL CASE DRAIN |  | OPERATING | OPERATING | E221 | LTK0-1M0 | F40607001 |  | LTK0
LTK-H01MFA50AA001 | SPIRAL CASE DRAIN VALVE |  | OPERATING | OPERATING | E221 | LTK0-1M0 | F40607001 |  | LTK0
LTK-H01MFA50BR001 | PIPE DRAIN SPIRAL CASE |  | OPERATING | OPERATING | E221 | LTK0-1M0 | F40607001 |  | LTK0
LTK-H01MFA60 | DRAFT TUBE SYSTEM |  | OPERATING | OPERATING | E221 | LTK0-1M0 | F40607001 |  | LTK0
LTK-H01MFA60AA001 | CHECK VALVE SUCTION |  | OPERATING | OPERATING | E221 | LTK0-1M0 | F40607001 |  | LTK0
LTK-H01MFA60AA002 | CHECK VALVE DISCHARGE NO.3 |  | OPERATING | OPERATING | E221 | LTK0-1M0 | F40607001 |  | LTK0
LTK-H01MFA60AA003 | CHECK VALVE DISCHARGE NO.5 |  | OPERATING | OPERATING | E221 | LTK0-1M0 | F40607001 |  | LTK0
LTK-H01MFA60AA004 | 2/2 CONTROL VALVE NO.6 |  | OPERATING | OPERATING | E221 | LTK0-1D0 | F40607001 |  | LTK0
LTK-H01MFA60AA005 | 4/2 CONTROL VALVE NO.9 BACKUP GATE NO.2 |  | OPERATING | OPERATING | E221 | LTK0-1D0 | F40607001 |  | LTK0
LTK-H01MFA60AA008 | 4/2 CONTROL VALVE NO.31 |  | OPERATING | OPERATING | E221 | LTK0-1D0 | F40607001 |  | LTK0
LTK-H01MFA60AA009 | VALVE LINE CLOSEING GATE NO.T7 |  | OPERATING | OPERATING | E221 | LTK0-1M0 | F40607001 |  | LTK0
LTK-H01MFA60AA010 | VALVE LINE CLOSEING GATE NO.T9 |  | OPERATING | OPERATING | E221 | LTK0-1M0 | F40607001 |  | LTK0
LTK-H01MFA60AA011 | FLOW CONTROL VALVE NO.8 |  | OPERATING | OPERATING | E221 | LTK0-1M0 | F40607001 |  | LTK0
LTK-H01MFA60AA012 | VALVE LINE OPENING NO. T8 |  | OPERATING | OPERATING | E221 | LTK0-1M0 | F40607001 |  | LTK0
LTK-H01MFA60AA013 | VALVE LINE OPENING NO. T10 |  | OPERATING | OPERATING | E221 | LTK0-1M0 | F40607001 |  | LTK0
LTK-H01MFA60AA014 | BYPASS VALVE OF DRAFT TUBE GATE SET 1 |  | OPERATING | OPERATING | E221 | LTK0-1M0 | F40607001 |  | LTK0
LTK-H01MFA60AA014KA01 | MANUAL FILLING WATER VALVE NO. 1 |  | OPERATING | OPERATING | E221 | LTK0-1M0 | F40607001 |  | LTK0
LTK-H01MFA60AA014KA02 | MANUAL FILLING WATER VALVE NO. 2 |  | OPERATING | OPERATING | E221 | LTK0-1M0 | F40607001 |  | LTK0
LTK-H01MFA60AA015 | BYPASS VALVE OF DRAFT TUBE GATE SET 2 |  | OPERATING | OPERATING | E221 | LTK0-1M0 | F40607001 |  | LTK0
LTK-H01MFA60AA015KA01 | MANUAL FILLING WATER VALVE NO. 1 |  | OPERATING | OPERATING | E221 | LTK0-1M0 | F40607001 |  | LTK0
LTK-H01MFA60AA015KA02 | MANUAL FILLING WATER VALVE NO. 2 |  | OPERATING | OPERATING | E221 | LTK0-1M0 | F40607001 |  | LTK0
LTK-H01MFA60AA015KA03 | AIR VENT VALVE |  | OPERATING | OPERATING | E221 | LTK0-1M0 | F40607001 |  | LTK0
LTK-H01MFA60AB001 | DRAFT TUBE GATE UNIT 01 |  | OPERATING | OPERATING | E221 | LTK0-1M0 | F40607001 |  | LTK0
LTK-H01MFA60AB001-S01 | DRAFT TUBE GATE LIMIT SW. S10 |  | OPERATING | OPERATING | E221 | LTK0-1D0 | F40607001 |  | LTK0
LTK-H01MFA60AB001-S02 | DRAFT TUBE GATE LIMIT SW. S18 |  | OPERATING | OPERATING | E221 | LTK0-1D0 | F40607001 |  | LTK0
LTK-H01MFA60AB001-S03 | DRAFT TUBE GATE LIMIT SW.S19 |  | OPERATING | OPERATING | E221 | LTK0-1D0 | F40607001 |  | LTK0
LTK-H01MFA60AB001-S04 | DRAFT TUBE GATE LIMIT SW. S20 |  | OPERATING | OPERATING | E221 | LTK0-1D0 | F40607001 |  | LTK0
LTK-H01MFA60AB001-S05 | DRAFT TUBE GATE LIMIT SW.S20.1 |  | OPERATING | OPERATING | E221 | LTK0-1D0 | F40607001 |  | LTK0
LTK-H01MFA60AB001-S06 | DRAFT TUBE GATE LIMIT SW.S70 |  | OPERATING | OPERATING | E221 | LTK0-1D0 | F40607001 |  | LTK0
LTK-H01MFA60AB001MS01 | DRAFT TUBE GATE SERVOMOTOR |  | OPERATING | OPERATING | E221 | LTK0-1M0 | F40607001 |  | LTK0
LTK-H01MFA60AP001 | DRAFT TUBE GATE MANUAL PUMP |  | OPERATING | OPERATING | E221 | LTK0-1M0 | F40607001 |  | LTK0
LTK-H01MFA60AP002 | DRAFT TUBE GATE MOTOR PUMP |  | OPERATING | OPERATING | E221 | LTK0-1M0 | F40607001 |  | LTK0
LTK-H01MFA60AP002-M1 | MOTOR |  | OPERATING | OPERATING | E221 | LTK0-1D0 | F40607001 |  | LTK0
LTK-H01MFA60AP002AK01 | FILTER OIL SUCTION PUMP |  | OPERATING | OPERATING | E221 | LTK0-1M0 | F40607001 |  | LTK0
LTK-H01MFA60AP002AK02 | FILTER OIL DISCHARGE PUMP |  | OPERATING | OPERATING | E221 | LTK0-1M0 | F40607001 |  | LTK0
LTK-H01MFA60AP002KA02 | PRESSURE RELESE VALVE NO.30 |  | OPERATING | OPERATING | E221 | LTK0-1M0 | F40607001 |  | LTK0
LTK-H01MFA60AP002KP01 | PUMP |  | OPERATING | OPERATING | E221 | LTK0-1M0 | F40607001 |  | LTK0
LTK-H01MFA60AP002QP01 | PRESSURE GAUGE NO. 20 |  | OPERATING | OPERATING | E221 | LTK0-1D0 | F40607001 |  | LTK0
LTK-H01MFA60AP002QP02 | PRESSURE SW. 20 BAR |  | OPERATING | OPERATING | E221 | LTK0-1D0 | F40607001 |  | LTK0
LTK-H01MFA60AP002QP03 | PRESSURE SW. 155 BAR |  | OPERATING | OPERATING | E221 | LTK0-1D0 | F40607001 |  | LTK0
LTK-H01MFA60AP002QP04 | PRESSURE RELESE VALVE |  | OPERATING | OPERATING | E221 | LTK0-1M0 | F40607001 |  | LTK0
LTK-H01MFA60AP002QP05 | PRESSURE RELESE VALVE 170 BAR |  | OPERATING | OPERATING | E221 | LTK0-1M0 | F40607001 |  | LTK0
LTK-H01MFA60AP002QP06 | PRESSURE GAUGE NO.7 |  | OPERATING | OPERATING | E221 | LTK0-1D0 | F40607001 |  | LTK0
LTK-H01MFA60AP002QP07 | PRESSURE GAUGE NO.32 |  | OPERATING | OPERATING | E221 | LTK0-1D0 | F40607001 |  | LTK0
LTK-H01MFA60BB001 | DRAFT TUBE GATE SUMP TANK SET |  | OPERATING | OPERATING | E221 | LTK0-1M0 | F40607001 |  | LTK0
LTK-H01MFA60BB001KA01 | VALVE |  | OPERATING | OPERATING | E221 | LTK0-1M0 | F40607001 |  | LTK0
LTK-H01MFA60BB002 | DRAFT TUBE GATE PROTEC LINE PRESS.OIL |  | OPERATING | OPERATING | E221 | LTK0-1M0 | F40607001 |  | LTK0
LTK-H01MFA60BB002KA02 | MANUAL VALVE NO. 1 |  | OPERATING | OPERATING | E221 | LTK0-1M0 | F40607001 |  | LTK0
LTK-H01MFA60BB002KA03 | MANUAL VALVE NO. 2 |  | OPERATING | OPERATING | E221 | LTK0-1M0 | F40607001 |  | LTK0
LTK-H01MFA60BB002KA04 | MANUAL VALVE NO. 3 |  | OPERATING | OPERATING | E221 | LTK0-1M0 | F40607001 |  | LTK0
LTK-H01MFA60BB002QP01 | PRESSURE GAUGE NO. 1 |  | OPERATING | OPERATING | E221 | LTK0-1D0 | F40607001 |  | LTK0
LTK-H01MFA60BB002QP02 | PRESSURE GAUGE NO. 2 |  | OPERATING | OPERATING | E221 | LTK0-1D0 | F40607001 |  | LTK0
LTK-H01MFA60GH001 | DRAFT TUBE GATE CONTROL CUBICLE |  | OPERATING | OPERATING | E221 | LTK0-1D0 | F40607001 |  | LTK0
LTK-H01MFA60KE001 | LOCKING DEVIEC |  | OPERATING | OPERATING | E221 | LTK0-1M0 | F40607001 |  | LTK0
LTK-H01MFA60KE002 | RESTING DEVICE MANUAL VALVE |  | OPERATING | OPERATING | E221 | LTK0-1M0 | F40607001 |  | LTK0
LTK-H01MFA60KE003 | DRAFT TUBE GATE CONTROL CUBICLE |  | OPERATING | OPERATING | E221 | LTK0-1D0 | F40607001 |  | LTK0
LTK-H01MFB | PUMP AND TURBINE AS INTEGRAL B |  | OPERATING | OPERATING | E221 | LTK0-1M0 | F40607001 |  | LTK0
LTK-H01MFB10 | INLET VALVE |  | OPERATING | OPERATING | E221 | LTK0-1M0 | F40607001 |  | LTK0
LTK-H01MFB10AA001 | MAIN INLET VALVE SET |  | OPERATING | OPERATING | E221 | LTK0-1M0 | F40607001 |  | LTK0
LTK-H01MFB10AA002 | INLET VALVE |  | OPERATING | OPERATING | E221 | LTK0-1M0 | F40607001 |  | LTK0
LTK-H01MFB10AA003 | LIMIT SWITCH (OPENING) |  | OPERATING | OPERATING | E221 | LTK0-1D0 | F40607001 |  | LTK0
LTK-H01MFB10AA004 | LIMIT SWITCH (CLOSING) |  | OPERATING | OPERATING | E221 | LTK0-1D0 | F40607001 |  | LTK0
LTK-H01MFB10AA005 | INDICATOR |  | OPERATING | OPERATING | E221 | LTK0-1M0 | F40607001 |  | LTK0
LTK-H01MFB10AA006 | ARM INLET VALVE |  | OPERATING | OPERATING | E221 | LTK0-1M0 | F40607001 |  | LTK0
LTK-H01MFB20 | BY - PASS VALVE SET |  | OPERATING | OPERATING | E221 | LTK0-1M0 | F40607001 |  | LTK0
LTK-H01MFB20AA001 | MAIN PASS VALVE 520VE |  | OPERATING | OPERATING | E221 | LTK0-1M0 | F40607001 |  | LTK0
LTK-H01MFB20AA002 | VALVE BEFORE BY - PASS VALVE |  | OPERATING | OPERATING | E221 | LTK0-1M0 | F40607001 |  | LTK0
LTK-H01MFB20AA003 | CT BY- PASS VALVE 521VE |  | OPERATING | OPERATING | E221 | LTK0-1M0 | F40607001 |  | LTK0
LTK-H01MFB20AA004 | CP BY- PASS VALVE 522VE |  | OPERATING | OPERATING | E221 | LTK0-1M0 | F40607001 |  | LTK0
LTK-H01MFB20AA004KA01 | VALVE |  | OPERATING | OPERATING | E221 | LTK0-1M0 | F40607001 |  | LTK0
LTK-H01MFB20AA005 | LTK-H02MFB20AA005 |  | OPERATING | OPERATING | E221 | LTK0-1M0 | F40607001 |  | LTK0
LTK-H01MFB20AA005MU01 | SERVOMOTOR |  | OPERATING | OPERATING | E221 | LTK0-1M0 | F40607001 |  | LTK0
LTK-H01MFB20AA006 | LTK-H01MFB20AA006 |  | OPERATING | OPERATING | E221 | LTK0-1M0 | F40607001 |  | LTK0
LTK-H01MFB20AA006-S1 | PROXIMITY SENSOR OPENING MEASURE 501MM |  | OPERATING | OPERATING | E221 | LTK0-1D0 | F40607001 |  | LTK0
LTK-H01MFB20AA007 | LTK-H01MFB20AA007 |  | OPERATING | OPERATING | E221 | LTK0-1M0 | F40607001 |  | LTK0
LTK-H01MFB20AA007-S2 | OPENING MEASURE PROXIMITY SENSOR 502MM |  | OPERATING | OPERATING | E221 | LTK0-1D0 | F40607001 |  | LTK0
LTK-H01MFB20AU001 | INLET VALVE SERVOMOTOR 501 |  | OPERATING | OPERATING | E221 | LTK0-1M0 | F40607001 |  | LTK0
LTK-H01MFB20AU001MU01 | SERVOMOTOR (501ZM) |  | OPERATING | OPERATING | E221 | LTK0-1M0 | F40607001 |  | LTK0
LTK-H01MFB20AU002 | INLET VALVE SERVOMOTOR 502 |  | OPERATING | OPERATING | E221 | LTK0-1M0 | F40607001 |  | LTK0
LTK-H01MFB20AU002MU01 | SERVOMOTOR (502ZM) |  | OPERATING | OPERATING | E221 | LTK0-1M0 | F40607001 |  | LTK0
LTK-H01MFB20BR01 | PIPE LINE |  | OPERATING | OPERATING | E221 | LTK0-1M0 | F40607001 |  | LTK0
LTK-H01MFB20BR02 | INLET VALVE PRESSURE TANK |  | OPERATING | OPERATING | E221 | LTK0-1M0 | F40607001 |  | LTK0
LTK-H01MFB20BR03 | INLET VALVE SUMP TANK |  | OPERATING | OPERATING | E221 | LTK0-1M0 | F40607001 |  | LTK0
LTK-H01MFB20BR04 | INLET VALVE OIL PUMP 1 |  | OPERATING | OPERATING | E221 | LTK0-1M0 | F40607001 |  | LTK0
LTK-H01MFB20BR05 | INLET VALVE OIL PUMP 2 |  | OPERATING | OPERATING | E221 | LTK0-1M0 | F40607001 |  | LTK0
LTK-H01MFD | PUMP AND TURBINE AS INTEGRAL D |  | OPERATING | OPERATING | E221 | LTK0-1M0 | F40607001 |  | LTK0
LTK-H01MFD10 | TURBINE GUIDE BEARING OIL PAN |  | OPERATING | OPERATING | E221 | LTK0-1M0 | F40607001 |  | LTK0
LTK-H01MFD10BB001 | TURBINE OIL PAN |  | OPERATING | OPERATING | E221 | LTK0-1M0 | F40607001 |  | LTK0
LTK-H01MFD10BQ001 | SUPPORT TURBINE BEARING |  | OPERATING | OPERATING | E221 | LTK0-1M0 | F40607001 |  | LTK0
LTK-H01MFD10CL001 | TUR. BEARING OIL LEVEL 431MN |  | OPERATING | OPERATING | E221 | LTK0-1M0 | F40607001 |  | LTK0
LTK-H01MFD10CT001 | RTD NO.01 401MR |  | OPERATING | OPERATING | E221 | LTK0-1D0 | F40607001 |  | LTK0
LTK-H01MFD10CT002 | RTD NO.02 402MR |  | OPERATING | OPERATING | E221 | LTK0-1D0 | F40607001 |  | LTK0
LTK-H01MFD10CT003 | RTD NO.03 431MR |  | OPERATING | OPERATING | E221 | LTK0-1D0 | F40607001 |  | LTK0
LTK-H01MFD10CT004 | RTD NO.04 431MR |  | OPERATING | OPERATING | E221 | LTK0-1D0 | F40607001 |  | LTK0
LTK-H01MFD10CT005 | RTD NO.05 432MR |  | OPERATING | OPERATING | E221 | LTK0-1D0 | F40607001 |  | LTK0
LTK-H01MFD10QP001 | PRESS. LINE OF BRG CIRCUIT GTU431LN |  | OPERATING | OPERATING | E221 | LTK0-1M0 | F40607001 |  | LTK0
LTK-H01MFD20 | BEARING |  | OPERATING | OPERATING | E221 | LTK0-1M0 | F40607001 |  | LTK0
LTK-H01MFD20AS001 | ADJUST WED NO. 01 |  | OPERATING | OPERATING | E221 | LTK0-1M0 | F40607001 |  | LTK0
LTK-H01MFD20AS002 | ADJUST WED NO. 02 |  | OPERATING | OPERATING | E221 | LTK0-1M0 | F40607001 |  | LTK0
LTK-H01MFD20AS003 | ADJUST WED NO. 03 |  | OPERATING | OPERATING | E221 | LTK0-1M0 | F40607001 |  | LTK0
LTK-H01MFD20AS004 | ADJUST WED NO. 04 |  | OPERATING | OPERATING | E221 | LTK0-1M0 | F40607001 |  | LTK0
LTK-H01MFD20AS005 | ADJUST WED NO. 05 |  | OPERATING | OPERATING | E221 | LTK0-1M0 | F40607001 |  | LTK0
LTK-H01MFD20AS006 | ADJUST WED NO. 06 |  | OPERATING | OPERATING | E221 | LTK0-1M0 | F40607001 |  | LTK0
LTK-H01MFD20AS007 | ADJUST WED NO. 07 |  | OPERATING | OPERATING | E221 | LTK0-1M0 | F40607001 |  | LTK0
LTK-H01MFD20AS008 | ADJUST WED NO. 08 |  | OPERATING | OPERATING | E221 | LTK0-1M0 | F40607001 |  | LTK0
LTK-H01MFD20AS009 | ADJUST WED NO. 09 |  | OPERATING | OPERATING | E221 | LTK0-1M0 | F40607001 |  | LTK0
LTK-H01MFD20AS010 | ADJUST WED NO. 10 |  | OPERATING | OPERATING | E221 | LTK0-1M0 | F40607001 |  | LTK0
LTK-H01MFD20BB001 | TURBINE GUIDE BEARING NO.01 |  | OPERATING | OPERATING | E221 | LTK0-1M0 | F40607001 |  | LTK0
LTK-H01MFD20BB002 | TURBINE GUIDE BEARING NO.02 |  | OPERATING | OPERATING | E221 | LTK0-1M0 | F40607001 |  | LTK0
LTK-H01MFD20BB003 | TURBINE GUIDE BEARING NO.03 |  | OPERATING | OPERATING | E221 | LTK0-1M0 | F40607001 |  | LTK0
LTK-H01MFD20BB004 | TURBINE GUIDE BEARING NO.04 |  | OPERATING | OPERATING | E221 | LTK0-1M0 | F40607001 |  | LTK0
LTK-H01MFD20BB005 | TURBINE GUIDE BEARING NO.05 |  | OPERATING | OPERATING | E221 | LTK0-1M0 | F40607001 |  | LTK0
LTK-H01MFD20BB006 | TURBINE GUIDE BEARING NO.06 |  | OPERATING | OPERATING | E221 | LTK0-1M0 | F40607001 |  | LTK0
LTK-H01MFD20BB007 | TURBINE GUIDE BEARING NO.07 |  | OPERATING | OPERATING | E221 | LTK0-1M0 | F40607001 |  | LTK0
LTK-H01MFD20BB008 | TURBINE GUIDE BEARING NO.08 |  | OPERATING | OPERATING | E221 | LTK0-1M0 | F40607001 |  | LTK0
LTK-H01MFD20BB009 | TURBINE GUIDE BEARING NO.09 |  | OPERATING | OPERATING | E221 | LTK0-1M0 | F40607001 |  | LTK0
LTK-H01MFD20BB010 | TURBINE GUIDE BEARING NO.10 |  | OPERATING | OPERATING | E221 | LTK0-1M0 | F40607001 |  | LTK0
LTK-H01MFS | PUMP AND TURBINE AS INTEGRAL |  | OPERATING | OPERATING | E221 | LTK0-1M0 | F40607001 |  | LTK0
LTK-H01MFS10 | WATER SUPPLY TURBINE SHAFT SEAL |  | OPERATING | OPERATING | E221 | LTK0-1M0 | F40607001 |  | LTK0
LTK-H01MFS10AA001 | SHAFT SEAL WATERING MAIN VALVE 402 VE |  | OPERATING | OPERATING | E221 | LTK0-1D0 | F40607001 |  | LTK0
LTK-H01MFS10AA001KS01 | WATER REDUCING VALVE 402 DU |  | OPERATING | OPERATING | E221 | LTK0-1M0 | F40607001 |  | LTK0
LTK-H01MFS10AA001KS02 | SAFETY VALVE 402VQ |  | OPERATING | OPERATING | E221 | LTK0-1M0 | F40607001 |  | LTK0
LTK-H01MFS10AT001 | AUTOMATIC FLUSING STRAINER NO.01 (406FI) |  | OPERATING | OPERATING | E221 | LTK0-1M0 | F40607001 |  | LTK0
LTK-H01MFS10AT001-M01 | MOTOR AUTOMATIC FLUSING STRAINER NO.01 |  | OPERATING | OPERATING | E221 | LTK0-1D0 | F40607001 |  | LTK0
LTK-H01MFS10AT001-M02 | MOTOR NO.01 |  | OPERATING | OPERATING | E221 | LTK0-1D0 | F40607001 |  | LTK0
LTK-H01MFS10AT001KA01 | MANNUAL VALVE FOR STRAINER NO.01 |  | OPERATING | OPERATING | E221 | LTK0-1M0 | F40607001 |  | LTK0
LTK-H01MFS10AT001KA02 | MANNUAL VALVE FOR STRAINER NO.01 |  | OPERATING | OPERATING | E221 | LTK0-1M0 | F40607001 |  | LTK0
LTK-H01MFS10AT001KA03 | MANNUAL VALVE FOR AUTO FLUSING NO. 01 |  | OPERATING | OPERATING | E221 | LTK0-1M0 | F40607001 |  | LTK0
LTK-H01MFS10AT001KA04 | AUTO DRAIN VALVE FOR AUTO FLUSING NO. 01 |  | OPERATING | OPERATING | E221 | LTK0-1D0 | F40607001 |  | LTK0
LTK-H01MFS10AT001KT01 | STRAINER FOR SHAFT SAEL 405FI |  | OPERATING | OPERATING | E221 | LTK0-1M0 | F40607001 |  | LTK0
LTK-H01MFS10AT001KT02 | STRAINER NO.1 |  | OPERATING | OPERATING | E221 | LTK0-1M0 | F40607001 |  | LTK0
LTK-H01MFS10AT002 | AUTOMATIC FLUSING STRAINER NO.02 (407FI) |  | OPERATING | OPERATING | E221 | LTK0-1M0 | F40607001 |  | LTK0
LTK-H01MFS10AT002-M02 | MOTOR AUTOMATIC FLUSING STRAINER NO.02 |  | OPERATING | OPERATING | E221 | LTK0-1D0 | F40607001 |  | LTK0
LTK-H01MFS10AT002KA01 | MANNUAL VALVE FOR STRAINER NO.02 |  | OPERATING | OPERATING | E221 | LTK0-1M0 | F40607001 |  | LTK0
LTK-H01MFS10AT002KA02 | MANNUAL VALVE FOR STRAINER NO.02 |  | OPERATING | OPERATING | E221 | LTK0-1M0 | F40607001 |  | LTK0
LTK-H01MFS10AT002KA03 | MANNUAL VALVE FOR AUTO FLUSING NO. 02 |  | OPERATING | OPERATING | E221 | LTK0-1M0 | F40607001 |  | LTK0
LTK-H01MFS10AT002KA04 | AUTO DRAIN VALVE FOR AUTO FLUSING NO. 02 |  | OPERATING | OPERATING | E221 | LTK0-1D0 | F40607001 |  | LTK0
LTK-H01MFS10AT002KT01 | STRAINER FOR SHAFT SAEL 405FI |  | OPERATING | OPERATING | E221 | LTK0-1M0 | F40607001 |  | LTK0
LTK-H01MFS10AT002KT02 | STRAINER NO.2 |  | OPERATING | OPERATING | E221 | LTK0-1M0 | F40607001 |  | LTK0
LTK-H01MFS10AU001 | WATER PRESS SHAFT SEAL SUP. LINE 415 MP |  | OPERATING | OPERATING | E221 | LTK0-1D0 | F40607001 |  | LTK0
LTK-H01MFS10AU002 | PRESS. OF WATER IN SHAFT SEAL 410 MP |  | OPERATING | OPERATING | E221 | LTK0-1D0 | F40607001 |  | LTK0
LTK-H01MFS10AU003 | PRESS OF WATER UNDER SHAFT SEAL 411 MP |  | OPERATING | OPERATING | E221 | LTK0-1D0 | F40607001 |  | LTK0
LTK-H01MFS10BR001 | PIPE LINE |  | OPERATING | OPERATING | E221 | LTK0-1D0 | F40607001 |  | LTK0
LTK-H01MFS10BR001BP01 | FLOW SENSOR 401SD |  | OPERATING | OPERATING | E221 | LTK0-1D0 | F40607001 |  | LTK0
LTK-H01MFS10BR001KA05 | AIR HOLES 402PU |  | OPERATING | OPERATING | E221 | LTK0-1M0 | F40607001 |  | LTK0
LTK-H01MFS10CT001 | SHART SEAL TEMP. 401MR |  | OPERATING | OPERATING | E221 | LTK0-1D0 | F40607001 |  | LTK0
LTK-H01MFS10CT002 | SHART SEAL TEMP. 402MR |  | OPERATING | OPERATING | E221 | LTK0-1D0 | F40607001 |  | LTK0
LTK-H01MFS11 | AIR CONTROL VALVE |  | OPERATING | OPERATING | E221 | LTK0-1M0 | F40607001 |  | LTK0
LTK-H01MFS12 | DE-WATERING SIGHT GLASS SET |  | OPERATING | OPERATING | E221 | LTK0-1M0 | F40607001 |  | LTK0
LTK-H01MFS13 | AIR MAINTENANCE SEAL |  | OPERATING | OPERATING | E221 | LTK0-1M0 | F40607001 |  | LTK0
LTK-H01MFV | PUMP AND TURBINE AS INTEGRAL |  | OPERATING | OPERATING | E221 | LTK0-1M0 | F40607001 |  | LTK0
LTK-H01MFV10 | TUR.GUIDE BRG.OIL PUMP |  | OPERATING | OPERATING | E221 | LTK0-1M0 | F40607001 |  | LTK0
LTK-H01MFV10AC001 | TUR.BRG.OIL COOLER NO.1 01GTU431EH |  | OPERATING | OPERATING | E221 | LTK0-1M0 | F40607001 |  | LTK0
LTK-H01MFV10AC001KA01 | VALVE OIL INLET COOLER NO.1 |  | OPERATING | OPERATING | E221 | LTK0-1M0 | F40607001 |  | LTK0
LTK-H01MFV10AC001KA02 | VALVE OIL OUTLET COOLER NO.1 |  | OPERATING | OPERATING | E221 | LTK0-1M0 | F40607001 |  | LTK0
LTK-H01MFV10AC002 | TUR.BRG.OIL COOLER NO.2 01GTU432EH |  | OPERATING | OPERATING | E221 | LTK0-1M0 | F40607001 |  | LTK0
LTK-H01MFV10AC002KA01 | VALVE OIL INLET COOLER NO.2 |  | OPERATING | OPERATING | E221 | LTK0-1M0 | F40607001 |  | LTK0
LTK-H01MFV10AC002KA02 | VALVE OIL OUTLET COOLER NO.2 |  | OPERATING | OPERATING | E221 | LTK0-1M0 | F40607001 |  | LTK0
LTK-H01MFV10AP001 | TUR.GUIDE BRG.OIL PUMP NO.1 01GTU431PO |  | OPERATING | OPERATING | E221 | LTK0-1M0 | F40607001 |  | LTK0
LTK-H01MFV10AP001-M01 | MOTOR, 01GTU431PO |  | OPERATING | OPERATING | E221 | LTK0-1D0 | F40607001 |  | LTK0
LTK-H01MFV10AP001KA01 | SAFETY RELIEF VALVE, 01GTU431VQ |  | OPERATING | OPERATING | E221 | LTK0-1M0 | F40607001 |  | LTK0
LTK-H01MFV10AP001KA02 | CHECK VALVE 405VT |  | OPERATING | OPERATING | E221 | LTK0-1M0 | F40607001 |  | LTK0
LTK-H01MFV10AP001KA03 | CHECK VALVE 407VT |  | OPERATING | OPERATING | E221 | LTK0-1M0 | F40607001 |  | LTK0
LTK-H01MFV10AP001KA04 | VALVE, 01GTU431VE |  | OPERATING | OPERATING | E221 | LTK0-1D0 | F40607001 |  | LTK0
LTK-H01MFV10AP001KA05 | VALVE FOR PRESSURE GAUGE |  | OPERATING | OPERATING | E221 | LTK0-1M0 | F40607001 |  | LTK0
LTK-H01MFV10AP001KP01 | PUMP, 01GTU431PO |  | OPERATING | OPERATING | E221 | LTK0-1M0 | F40607001 |  | LTK0
LTK-H01MFV10AP001QP01 | PRESSURE GAUGE |  | OPERATING | OPERATING | E221 | LTK0-1D0 | F40607001 |  | LTK0
LTK-H01MFV10AP002 | TUR.GUIDE BRG.OIL PUMP NO.2 01GTU432PO |  | OPERATING | OPERATING | E221 | LTK0-1M0 | F40607001 |  | LTK0
LTK-H01MFV10AP002-M01 | MOTOR, 01GTU432PO |  | OPERATING | OPERATING | E221 | LTK0-1D0 | F40607001 |  | LTK0
LTK-H01MFV10AP002KA01 | SAFETY RELIEF VALVE, 01GTU432VQ |  | OPERATING | OPERATING | E221 | LTK0-1M0 | F40607001 |  | LTK0
LTK-H01MFV10AP002KA02 | CHECK VALVE 406VT |  | OPERATING | OPERATING | E221 | LTK0-1M0 | F40607001 |  | LTK0
LTK-H01MFV10AP002KA03 | VALVE, 01GTU432VE |  | OPERATING | OPERATING | E221 | LTK0-1D0 | F40607001 |  | LTK0
LTK-H01MFV10AP002KA04 | VALVE, 01GTU432VE |  | OPERATING | OPERATING | E221 | LTK0-1D0 | F40607001 |  | LTK0
LTK-H01MFV10AP002KP01 | PUMP, 01GTU432PO |  | OPERATING | OPERATING | E221 | LTK0-1M0 | F40607001 |  | LTK0
LTK-H01MFV10AP002QP01 | PRESSURE GAUGE |  | OPERATING | OPERATING | E221 | LTK0-1D0 | F40607001 |  | LTK0
LTK-H01MFV10AT001 | OIL FILTER 431FI |  | OPERATING | OPERATING | E221 | LTK0-1M0 | F40607001 |  | LTK0
LTK-H01MFV10AT001KA01 | VALVE OIL INLET FOR OIL FILTER 431FI |  | OPERATING | OPERATING | E221 | LTK0-1M0 | F40607001 |  | LTK0
LTK-H01MFV10AT001KA02 | VALVE OIL OUTLET FOR OIL FILTER 431FI |  | OPERATING | OPERATING | E221 | LTK0-1M0 | F40607001 |  | LTK0
LTK-H01MFV10AT001KA03 | VALVE OIL BY PART FOR OIL FILTER 431FI |  | OPERATING | OPERATING | E221 | LTK0-1M0 | F40607001 |  | LTK0
LTK-H01MFV10CP001 | FLOW SWITCH 430SD |  | OPERATING | OPERATING | E221 | LTK0-1D0 | F40607001 |  | LTK0
LTK-H01MFV10CP002 | FLOW SWITCH 431SD |  | OPERATING | OPERATING | E221 | LTK0-1D0 | F40607001 |  | LTK0
LTK-H01MFV10CP003 | PRESSURE SWITCH 431MP |  | OPERATING | OPERATING | E221 | LTK0-1D0 | F40607001 |  | LTK0
LTK-H01MFW | RUNNER GAP SEAL WATER SUPPLY |  | OPERATING | OPERATING | E221 | LTK0-1M0 | F40607001 |  | LTK0
LTK-H01MFW10 | SOLENOID VALVE OPERATING WATER |  | OPERATING | OPERATING | E221 | LTK0-1D0 | F40607001 |  | LTK0
LTK-H01MFW10AA001 | SOLENOID VALVE OPERATING WATER GTU403EM |  | OPERATING | OPERATING | E221 | LTK0-1D0 | F40607001 |  | LTK0
LTK-H01MFW10AA001-Q01 | OPENING OF TUR RUN. LAP COOLINGGTU414FC |  | OPERATING | OPERATING | E221 | LTK0-1D0 | F40607001 |  | LTK0
LTK-H01MFW10AA001-Q02 | CLOSURE OF TUR RUN. LAP COOLINGGTU415FC |  | OPERATING | OPERATING | E221 | LTK0-1D0 | F40607001 |  | LTK0
LTK-H01MFW10AA002 | RUNER. GAP COOLING GTU403VE |  | OPERATING | OPERATING | E221 | LTK0-1D0 | F40607001 |  | LTK0
LTK-H01MFW10AA003 | NON RETURN VALVE GTU403VT |  | OPERATING | OPERATING | E221 | LTK0-1M0 | F40607001 |  | LTK0
LTK-H01MFW10AA004 | NON RETURN VALVE GTU404VT |  | OPERATING | OPERATING | E221 | LTK0-1M0 | F40607001 |  | LTK0
LTK-H01MFW20 | SOLENOID VALVE CONTROL REWATERING |  | OPERATING | OPERATING | E221 | LTK0-1D0 | F40607001 |  | LTK0
LTK-H01MFW20AA004 | VALVE CONTROL REWATERING 402VA |  | OPERATING | OPERATING | E221 | LTK0-1D0 | F40607001 |  | LTK0
LTK-H01MFW20AA005 | SOLENOID VALVE CONTROL REWATERING 402EM |  | OPERATING | OPERATING | E221 | LTK0-1D0 | F40607001 |  | LTK0
LTK-H01MFW20AA006 | LTK-H01MFW20AA006 |  | OPERATING | OPERATING | E221 | LTK0-1M0 | F40607001 |  | LTK0
LTK-H01MFW20AA006-Q1 | OPENING OF TUR RUNNER REWATERING 412FC |  | OPERATING | OPERATING | E221 | LTK0-1D0 | F40607001 |  | LTK0
LTK-H01MFW20AA007 | EXHAUST AIR PRESS.OPER. 404VE |  | OPERATING | OPERATING | E221 | LTK0-1D0 | F40607001 |  | LTK0
LTK-H01MFW20AA007-B01 | VIBRATION SENSOR 01GTU431MX |  | OPERATING | OPERATING | E221 | LTK0-1D0 | F40607001 |  | LTK0
LTK-H01MFW20AA007-B02 | VIBRATION SENSOR 01GTU432MX |  | OPERATING | OPERATING | E221 | LTK0-1D0 | F40607001 |  | LTK0
LTK-H01MFW20AA007-Q01 | OPEN WATER RING DRAIN VALVENO.1 416FC |  | OPERATING | OPERATING | E221 | LTK0-1D0 | F40607001 |  | LTK0
LTK-H01MFW20AA007-Q02 | CLOSE WATER RING DRAIN VALVENO.1 417FC |  | OPERATING | OPERATING | E221 | LTK0-1D0 | F40607001 |  | LTK0
LTK-H01MFW20AA007-Q03 | OPEN WATER RING DRAIN VALVENO.2 416FC |  | OPERATING | OPERATING | E221 | LTK0-1D0 | F40607001 |  | LTK0
LTK-H01MFW20AA007-Q04 | CLOSE WATER RING DRAIN VALVENO.2 417FC |  | OPERATING | OPERATING | E221 | LTK0-1D0 | F40607001 |  | LTK0
LTK-H01MFW20AA007-Q2 | CLOSURE OF TUR RUNNER REWATERING 413FC |  | OPERATING | OPERATING | E221 | LTK0-1D0 | F40607001 |  | LTK0
LTK-H01MFW20AA007KA01 | SOLENOID VAL CONTROL WATER DRAIN 404EM |  | OPERATING | OPERATING | E221 | LTK0-1D0 | F40607001 |  | LTK0
LTK-H01MFW20AA007KA02 | HYDRA.CONTROL VALVE NO.1 404VE |  | OPERATING | OPERATING | E221 | LTK0-1D0 | F40607001 |  | LTK0
LTK-H01MFW20AA007KA03 | HYDRA.CONTROL VALVE NO.2 404VE |  | OPERATING | OPERATING | E221 | LTK0-1D0 | F40607001 |  | LTK0
LTK-H01MFW20AA008 | VALVE FOR REWATERING 401VA |  | OPERATING | OPERATING | E221 | LTK0-1D0 | F40607001 |  | LTK0
LTK-H01MFW20AA008-Q01 | OPENING TURBINE RUNNER DEWATERING 410FC |  | OPERATING | OPERATING | E221 | LTK0-1D0 | F40607001 |  | LTK0
LTK-H01MFW20AA008-Q02 | CLOSURE TURBINE RUNNER DEWATERING 411FC |  | OPERATING | OPERATING | E221 | LTK0-1D0 | F40607001 |  | LTK0
LTK-H01MFW20AA008KA02 | SOLENOID VALVE CONTROL DEWATERING 401EM |  | OPERATING | OPERATING | E221 | LTK0-1D0 | F40607001 |  | LTK0
LTK-H01MFW20AA009 | VALVE FOR DEWATERING 406VA |  | OPERATING | OPERATING | E221 | LTK0-1D0 | F40607001 |  | LTK0
LTK-H01MFW20AA009-Q01 | SENSOR POSITION DEWATERING 421FC |  | OPERATING | OPERATING | E221 | LTK0-1D0 | F40607001 |  | LTK0
LTK-H01MFW20AA009-Q02 | SENSOR POSITION DEWATERING 422FC |  | OPERATING | OPERATING | E221 | LTK0-1D0 | F40607001 |  | LTK0
LTK-H01MFW20AA009KA02 | SOLENOID VALVE CONTROLLING VALVE 406EM |  | OPERATING | OPERATING | E221 | LTK0-1D0 | F40607001 |  | LTK0
LTK-H01MFW20AA010 | Valve 413VE Isolated valve for 402VA |  | OPERATING | OPERATING | E221 | LTK0-1M2 | F40607001 |  | LTK0
LTK-H01MFW20BR001 | REWATERING PIPE |  | OPERATING | OPERATING | E221 | LTK0-1M2 | F40607001 |  | LTK0
LTK-H01MFW20CL001 | DEWATERING SIGHT GLASS SET 001LN L1, |  | OPERATING | OPERATING | E221 | LTK0-1M0 | F40607001 |  | LTK0
LTK-H01MFW20DL001 | LEVEL GAUGE ON DRAFT TUBE 401LN |  | OPERATING | OPERATING | E221 | LTK0-1D0 | F40607001 |  | LTK0
LTK-H01MFW20DL002 | TOO HIGH WATER LEVEL UNDER RUNNER 402SN |  | OPERATING | OPERATING | E221 | LTK0-1D0 | F40607001 |  | LTK0
LTK-H01MFW20DL003 | WATER LEVEL IN DRAFT TUBE 401MN |  | OPERATING | OPERATING | E221 | LTK0-1D0 | F40607001 |  | LTK0
LTK-H01MFW20ER001 | NOISE IN TURBINE PIT GTU401MB |  | OPERATING | OPERATING | E221 | LTK0-1D0 | F40607001 |  | LTK0
LTK-H01MFW20ER002 | NOISE IN DRATE TUBE GTU402MB |  | OPERATING | OPERATING | E221 | LTK0-1D0 | F40607001 |  | LTK0
LTK-H01MFW20ER003 | NOISE IN TURBINE PIT-DRATE TUBE |  | OPERATING | OPERATING | E221 | LTK0-1D0 | F40607001 |  | LTK0
LTK-H01MFX | PUMP AND TURBINE AS INTEGRAL |  | OPERATING | OPERATING | E221 | LTK0-1M0 | F40607001 |  | LTK0
LTK-H01MFX10 | GOVERNOR OIL SUMP TANK , 01GRE110BA |  | OPERATING | OPERATING | E221 | LTK0-1M0 | F40607001 |  | LTK0
LTK-H01MFX10AA001 | LTK-H01MFX10AA001 |  | OPERATING | OPERATING | E221 | LTK0-1M0 | F40607001 |  | LTK0
LTK-H01MFX10AA001KA01 | CHANG VALVE, 01GRE120FC |  | OPERATING | OPERATING | E221 | LTK0-1M0 | F40607001 |  | LTK0
LTK-H01MFX10AA004 | LTK-H01MFX10AA004 |  | OPERATING | OPERATING | E221 | LTK0-1M0 | F40607001 |  | LTK0
LTK-H01MFX10AA004KA03 | DRAIN VALVE FOR SUMP TANK, 101VH |  | OPERATING | OPERATING | E221 | LTK0-1M0 | F40607001 |  | LTK0
LTK-H01MFX10AA006 | SAFETY VALVE ON OIL PUMP GRE111VQ |  | OPERATING | OPERATING | E221 | LTK0-1M0 | F40607001 |  | LTK0
LTK-H01MFX10AA011KA01 | UNLOADER VALVE NO.1 ,01GRE111DR |  | OPERATING | OPERATING | E221 | LTK0-1M0 | F40607001 |  | LTK0
LTK-H01MFX10AA011KA02 | UNLOADER VALVE NO.2 ,01GRE112DR |  | OPERATING | OPERATING | E221 | LTK0-1M0 | F40607001 |  | LTK0
LTK-H01MFX10AH001 | GOV. SUMP TANK COOLER 110EH |  | OPERATING | OPERATING | E221 | LTK0-1M0 | F40607001 |  | LTK0
LTK-H01MFX10AP001 | GOVERNOR OIL PUMP NO.1, 01GRE111PO |  | OPERATING | OPERATING | E221 | LTK0-1M0 | F40607001 |  | LTK0
LTK-H01MFX10AP001-M01 | MOTOR, 01GRE111PO |  | OPERATING | OPERATING | E221 | LTK0-1D0 | F40607001 |  | LTK0
LTK-H01MFX10AP001KA01 | UNLOAD OF PUMP UPON START-UP GRE111EM |  | OPERATING | OPERATING | E221 | LTK0-1M0 | F40607001 |  | LTK0
LTK-H01MFX10AP001KA02 | SOLENOID VALVE 101EM, 01GRE101EM |  | OPERATING | OPERATING | E221 | LTK0-1D0 | F40607001 |  | LTK0
LTK-H01MFX10AP001KA03 | NON-RETURN VALVE GRE101VT |  | OPERATING | OPERATING | E221 | LTK0-1M0 | F40607001 |  | LTK0
LTK-H01MFX10AP001KA04 | NON-RETURN VALVE GRE102VT |  | OPERATING | OPERATING | E221 | LTK0-1M0 | F40607001 |  | LTK0
LTK-H01MFX10AP001KA05 | NON-RETURN VALVE GRE103VT |  | OPERATING | OPERATING | E221 | LTK0-1M0 | F40607001 |  | LTK0
LTK-H01MFX10AP001KP01 | PUMP, 01GRE111PO |  | OPERATING | OPERATING | E221 | LTK0-1M0 | F40607001 |  | LTK0
LTK-H01MFX10AP001KT01 | OIL FILTER ON OIL PUMP GRE111KI |  | OPERATING | OPERATING | E221 | LTK0-1M0 | F40607001 |  | LTK0
LTK-H01MFX10AP002 | GOVERNOR OIL PUMP NO.2, 01GRE112PO |  | OPERATING | OPERATING | E221 | LTK0-1M0 | F40607001 |  | LTK0
LTK-H01MFX10AP002-M01 | MOTOR, 01GRE112PO |  | OPERATING | OPERATING | E221 | LTK0-1D0 | F40607001 |  | LTK0
LTK-H01MFX10AP002KA01 | UNLOAD OF PUMP UPON START-UP GRE112EM |  | OPERATING | OPERATING | E221 | LTK0-1M0 | F40607001 |  | LTK0
LTK-H01MFX10AP002KA03 | GOVERNER OIL COOLER, 01GRE110EH |  | OPERATING | OPERATING | E221 | LTK0-1M0 | F40607001 |  | LTK0
LTK-H01MFX10AP002KA04 | SOLENOID VALVE GRE105EM, 01GRE105EM |  | OPERATING | OPERATING | E221 | LTK0-1D0 | F40607001 |  | LTK0
LTK-H01MFX10AP002KP01 | PUMP, 01GRE112PO |  | OPERATING | OPERATING | E221 | LTK0-1M0 | F40607001 |  | LTK0
LTK-H01MFX10AP002KT01 | OIL FILTER ON OIL PUMP GRE112KI |  | OPERATING | OPERATING | E221 | LTK0-1M0 | F40607001 |  | LTK0
LTK-H01MFX10AT001 | LTK-H01MFX10AT001 |  | OPERATING | OPERATING | E221 | LTK0-1M0 | F40607001 |  | LTK0
LTK-H01MFX10AT001QB01 | GOVERNOR DUPLEX FILTER NO.1, 01GRE110FI |  | OPERATING | OPERATING | E221 | LTK0-1M0 | F40607001 |  | LTK0
LTK-H01MFX10AT001QB03 | CLOGGING OF GOV. DUAL FILTER GRE120FC |  | OPERATING | OPERATING | E221 | LTK0-1D0 | F40607001 |  | LTK0
LTK-H01MFX10AT002 | LTK-H01MFX10AT002 |  | OPERATING | OPERATING | E221 | LTK0-1M0 | F40607001 |  | LTK0
LTK-H01MFX10AT002QB02 | GOVERNOR DUPLEX FILTER NO.2, 01GRE110FI |  | OPERATING | OPERATING | E221 | LTK0-1M0 | F40607001 |  | LTK0
LTK-H01MFX10BB001 | SUMP TANK |  | OPERATING | OPERATING | E221 | LTK0-1M0 | F40607001 |  | LTK0
LTK-H01MFX10BB001-B01 | GOVERNING OIL TEMPERATURE, 01GRE110MR |  | OPERATING | OPERATING | E221 | LTK0-1D0 | F40607001 |  | LTK0
LTK-H01MFX10BB001-B02 | GOVERNING OIL TEMPERATURE, 01GRE110LT |  | OPERATING | OPERATING | E221 | LTK0-1D0 | F40607001 |  | LTK0
LTK-H01MFX10BB001-F01 | WATER IN OIL POLL FOR OIL SMP TANK 110SZ |  | OPERATING | OPERATING | E221 | LTK0-1D0 | F40607001 |  | LTK0
LTK-H01MFX10BB001KA01 | CONNECTION 101PJ |  | OPERATING | OPERATING | E221 | LTK0-1M0 | F40607001 |  | LTK0
LTK-H01MFX10BB001KA02 | CONNECTION 102PJ |  | OPERATING | OPERATING | E221 | LTK0-1M0 | F40607001 |  | LTK0
LTK-H01MFX10BB001KT01 | FILTER AIR VENT FOR SUMP TANK, 101FJ |  | OPERATING | OPERATING | E221 | LTK0-1M0 | F40607001 |  | LTK0
LTK-H01MFX10BB001QB01 | TOO LOW OIL LEVEL IN PRESS TANK GRE111SN |  | OPERATING | OPERATING | E221 | LTK0-1D0 | F40607001 |  | LTK0
LTK-H01MFX10BB001QB02 | LOW OIL LEVEL IN PRESS TANK GRE112SN |  | OPERATING | OPERATING | E221 | LTK0-1D0 | F40607001 |  | LTK0
LTK-H01MFX10CM001 | LACK WATER CIR IN GOV. OIL COL GRE110SD |  | OPERATING | OPERATING | E221 | LTK0-1D0 | F40607001 |  | LTK0
LTK-H01MFX10MF010 | FLUID SUPPLY FOR GOVERNOR CONTROL |  | OPERATING | OPERATING | E221 | LTK0-1M0 | F40607001 |  | LTK0
LTK-H01MFX11 | GOVERNOR PRESS TANK,01GRE101AQ |  | OPERATING | OPERATING | E221 | LTK0-1D0 | F40607001 |  | LTK0
LTK-H01MFX11AA001 | OIL LEVEL IN AIR /OIL ACCUMULTOR 101MN |  | OPERATING | OPERATING | E221 | LTK0-1D0 | F40607001 |  | LTK0
LTK-H01MFX11AA002 | SAFETY VALVE 101VQ |  | OPERATING | OPERATING | E221 | LTK0-1M0 | F40607001 |  | LTK0
LTK-H01MFX11BB001 | PRESS TANK |  | OPERATING | OPERATING | E221 | LTK0-1M0 | F40607001 |  | LTK0
LTK-H01MFX11BB001KA01 | VALVE OF GOV. OIL PRESS TANK 102 VA |  | OPERATING | OPERATING | E221 | LTK0-1M0 | F40607001 |  | LTK0
LTK-H01MFX11BB001KA02 | VALVE GOV. OIL PRESS TANK BLEED 103 VA |  | OPERATING | OPERATING | E221 | LTK0-1M0 | F40607001 |  | LTK0
LTK-H01MFX11BB001KA03 | VALVE AIR GOV. OIL PRESS TANK 106 VA |  | OPERATING | OPERATING | E221 | LTK0-1M0 | F40607001 |  | LTK0
LTK-H01MFX11BB001KA04 | VALVE ISO OF GOV. OIL PRESS. TANK 110VH |  | OPERATING | OPERATING | E221 | LTK0-1M0 | F40607001 |  | LTK0
LTK-H01MFX11BB001KA05 | VALVE OIL PRESS. TANK LEVEL DETECT111VH |  | OPERATING | OPERATING | E221 | LTK0-1M0 | F40607001 |  | LTK0
LTK-H01MFX11BB001KA06 | VALVE DRAIN GOV. OIL PRESS. TANK 112VH |  | OPERATING | OPERATING | E221 | LTK0-1M0 | F40607001 |  | LTK0
LTK-H01MFX11CL001 | TOO LOW OIL LEVEL IN PRESS. TANK 101SN |  | OPERATING | OPERATING | E221 | LTK0-1D0 | F40607001 |  | LTK0
LTK-H01MFX11CL002 | OIL LEVEL IND. ON AIR/OIL PRESS. 101LN |  | OPERATING | OPERATING | E221 | LTK0-1D0 | F40607001 |  | LTK0
LTK-H01MFX11CP001 | ACCUMULATOR PRESSURE101MP |  | OPERATING | OPERATING | E221 | LTK0-1D0 | F40607001 |  | LTK0
LTK-H01MFX11CP002 | PRESSURE GAUGE 101LP |  | OPERATING | OPERATING | E221 | LTK0-1D0 | F40607001 |  | LTK0
LTK-H01MFX12 | AIR SUPPLY FOR GOV. PRESS TANK |  | OPERATING | OPERATING | E221 | LTK0-1M0 | F40607001 |  | LTK0
LTK-H01MFX12AA001 | VALVE AIR FILTER GOV.PRESS TANK 104VA |  | OPERATING | OPERATING | E221 | LTK0-1M0 | F40607001 |  | LTK0
LTK-H01MFX12AA002 | VALVE MANUAL AIR FILTER GOV P.TANK 105VA |  | OPERATING | OPERATING | E221 | LTK0-1M0 | F40607001 |  | LTK0
LTK-H01MFX12AA003 | NON RETURN VALVE 105VT |  | OPERATING | OPERATING | E221 | LTK0-1M0 | F40607001 |  | LTK0
LTK-H01MFX12AA004 | NON RETURN VALVE 106VT |  | OPERATING | OPERATING | E221 | LTK0-1M0 | F40607001 |  | LTK0
LTK-H01MFX12AA005 | 01GRE107DP FS,VALVE (107DP) |  | OPERATING | OPERATING | E221 | LTK0-1M0 | F40607001 |  | LTK0
LTK-H01MFX12AA006 | LTK-H01MFX12AA006 |  | OPERATING | OPERATING | E221 | LTK0-1M0 | F40607001 |  | LTK0
LTK-H01MFX12AA006-S01 | POSITION SWITCH 101FC |  | OPERATING | OPERATING | E221 | LTK0-1D0 | F40607001 |  | LTK0
LTK-H01MFX12AA006-S02 | POSITION SWITCH 102FC |  | OPERATING | OPERATING | E221 | LTK0-1D0 | F40607001 |  | LTK0
LTK-H01MFX12AA006-X01 | LOCAL 104CR |  | OPERATING | OPERATING | E221 | LTK0-1D0 | F40607001 |  | LTK0
LTK-H01MFX12AA006KA01 | GOVERNOR ACC. ISOLATING VALVE ( 101VD ) |  | OPERATING | OPERATING | E221 | LTK0-1M0 | F40607001 |  | LTK0
LTK-H01MFX12AA007 | CONTROL OF ISOLATING VALVE ( 101EM ) |  | OPERATING | OPERATING | E221 | LTK0-1D0 | F40607001 |  | LTK0
LTK-H01MFX12AA008 | ACTUATOR CONTROL VALVE (101EB) |  | OPERATING | OPERATING | E221 | LTK0-1D0 | F40607001 |  | LTK0
LTK-H01MFX12AA009 | GOV.START / STOP CONTROL VALVE (200EM) |  | OPERATING | OPERATING | E221 | LTK0-1D0 | F40607001 |  | LTK0
LTK-H01MFX12AA010 | GOVERNOR SAFETY SOLENOID VALVE (100 EM) |  | OPERATING | OPERATING | E221 | LTK0-1D0 | F40607001 |  | LTK0
LTK-H01MFX12AA011 | GOV. MAIN DISTRIBUTING VALVE( GRE101DR ) |  | OPERATING | OPERATING | E221 | LTK0-1M0 | F40607001 |  | LTK0
LTK-H01MFX12AA011-B1 | FEEDBACK TRANSDUCER 101MM |  | OPERATING | OPERATING | E221 | LTK0-1D0 | F40607001 |  | LTK0
LTK-H01MFX12AA011-B2 | FEEDBACK TRANSDUCER 103MM |  | OPERATING | OPERATING | E221 | LTK0-1D0 | F40607001 |  | LTK0
LTK-H01MFX12AT001 | FILTER AUTOMATIC AIR SUPPLY 105FJ |  | OPERATING | OPERATING | E221 | LTK0-1M0 | F40607001 |  | LTK0
LTK-H01MFX12AU001 | GUIDE VANE SERVOMOTOR (GRE101ZM) |  | OPERATING | OPERATING | E221 | LTK0-1M0 | F40607001 |  | LTK0
LTK-H01MFX12AU001-B1 | FEEDBACK TRANSDUCER FOR WICKETGATE 102MM |  | OPERATING | OPERATING | E221 | LTK0-1D0 | F40607001 |  | LTK0
LTK-H01MFX12AU001-B2 | FEEDBACK TRANSDUCER FOR WICKETGATE 104MM |  | OPERATING | OPERATING | E221 | LTK0-1D0 | F40607001 |  | LTK0
LTK-H01MFX12AU002 | GUIDE VANE SERVOMOTOR 102ZM |  | OPERATING | OPERATING | E221 | LTK0-1M0 | F40607001 |  | LTK0
LTK-H01MFX12AU002-S01 | MANUAL LOCK VANE ARE APPLIED112FC |  | OPERATING | OPERATING | E221 | LTK0-1M0 | F40607001 |  | LTK0
LTK-H01MFX12AU002-S02 | MANUAL LOCK VANE ARE NO-APPLIED 113FC |  | OPERATING | OPERATING | E221 | LTK0-1M0 | F40607001 |  | LTK0
LTK-H01MFX12BR001 | PIPE LINE |  | OPERATING | OPERATING | E221 | LTK0-1M0 | F40607001 |  | LTK0
LTK-H01MFX20 | INLET VALVE OIL SUMP TANK SYSTEM |  | OPERATING | OPERATING | E221 | LTK0-1M0 | F40607001 |  | LTK0
LTK-H01MFX20AA001 | UNLOADING OF PUMP 1 UPON START-UP 511EM |  | OPERATING | OPERATING | E221 | LTK0-1M0 | F40607001 |  | LTK0
LTK-H01MFX20AA001-L01 | SOLENNOID ONLOAD 511EM |  | OPERATING | OPERATING | E221 | LTK0-1D0 | F40607001 |  | LTK0
LTK-H01MFX20AA001-L02 | SOLENNOID UNLOAD 511EM |  | OPERATING | OPERATING | E221 | LTK0-1D0 | F40607001 |  | LTK0
LTK-H01MFX20AA001KA01 | VALVE OIL DRAINAGE I/V SUMP TANK 505VH |  | OPERATING | OPERATING | E221 | LTK0-1M0 | F40607001 |  | LTK0
LTK-H01MFX20AA001KA02 | FLOW RESTRICTOR 511DP |  | OPERATING | OPERATING | E221 | LTK0-1M0 | F40607001 |  | LTK0
LTK-H01MFX20AA001KA03 | FLOW RESTRICTOR 512DP |  | OPERATING | OPERATING | E221 | LTK0-1M0 | F40607001 |  | LTK0
LTK-H01MFX20AA002 | OIL VALVE UNLOAD START NORMAL PUMP 511DR |  | OPERATING | OPERATING | E221 | LTK0-1M0 | F40607001 |  | LTK0
LTK-H01MFX20AA003 | NON-RETURN-VALVE 501VT |  | OPERATING | OPERATING | E221 | LTK0-1M0 | F40607001 |  | LTK0
LTK-H01MFX20AA004 | UNLOADING OF PUMP 2 UPON START-UP 512EM |  | OPERATING | OPERATING | E221 | LTK0-1M0 | F40607001 |  | LTK0
LTK-H01MFX20AA004-L01 | SOLENNOID ONLOAD 512EM |  | OPERATING | OPERATING | E221 | LTK0-1D0 | F40607001 |  | LTK0
LTK-H01MFX20AA004-L02 | SOLENNOID UNLOAD 512EM |  | OPERATING | OPERATING | E221 | LTK0-1D0 | F40607001 |  | LTK0
LTK-H01MFX20AA004KA01 | FLOW RESTRICTOR 513DP |  | OPERATING | OPERATING | E221 | LTK0-1D0 | F40607001 |  | LTK0
LTK-H01MFX20AA004KA02 | FLOW RESTRICTOR 514DP |  | OPERATING | OPERATING | E221 | LTK0-1D0 | F40607001 |  | LTK0
LTK-H01MFX20AA005 | OIL VALVE UNLOAD START NORMAL PUMP 512DR |  | OPERATING | OPERATING | E221 | LTK0-1M0 | F40607001 |  | LTK0
LTK-H01MFX20AA006 | NON-RETURN-VALVE 502VT |  | OPERATING | OPERATING | E221 | LTK0-1M0 | F40607001 |  | LTK0
LTK-H01MFX20AA007 | NON-RETURN-VALVE 503VT |  | OPERATING | OPERATING | E221 | LTK0-1M0 | F40607001 |  | LTK0
LTK-H01MFX20AA008 | SAFETY VALVE ON OIL PUMP 511VQ |  | OPERATING | OPERATING | E221 | LTK0-1M0 | F40607001 |  | LTK0
LTK-H01MFX20AP001 | INLET VALVE OIL MOTOR-PUMP 511PO |  | OPERATING | OPERATING | E221 | LTK0-1M0 | F40607001 |  | LTK0
LTK-H01MFX20AP001-M01 | MOTOR |  | OPERATING | OPERATING | E221 | LTK0-1D0 | F40607001 |  | LTK0
LTK-H01MFX20AP001KP01 | OIL PUMP 511PO |  | OPERATING | OPERATING | E221 | LTK0-1M0 | F40607001 |  | LTK0
LTK-H01MFX20AP002 | INLET VALVE OIL MOTOR-PUMP 512PO |  | OPERATING | OPERATING | E221 | LTK0-1M0 | F40607001 |  | LTK0
LTK-H01MFX20AP002-M01 | MOTOR |  | OPERATING | OPERATING | E221 | LTK0-1D0 | F40607001 |  | LTK0
LTK-H01MFX20AP002KP01 | OIL PUMP 512PO |  | OPERATING | OPERATING | E221 | LTK0-1M0 | F40607001 |  | LTK0
LTK-H01MFX20AT001 | LTK-H01MFX20AT001 |  | OPERATING | OPERATING | E221 | LTK0-1M0 | F40607001 |  | LTK0
LTK-H01MFX20AT001-Z2 | FILTER OIL CIRCUIT 510FI |  | OPERATING | OPERATING | E221 | LTK0-1M0 | F40607001 |  | LTK0
LTK-H01MFX20AT001QB001 | COGGING I/V DUAL FILTER 520FC |  | OPERATING | OPERATING | E221 | LTK0-1M0 | F40607001 |  | LTK0
LTK-H01MFX20BB001 | INLET VALVE OIL SUMP TANK SYSTEM 510BA |  | OPERATING | OPERATING | E221 | LTK0-1M0 | F40607001 |  | LTK0
LTK-H01MFX20BB001-B1 | OIL LEVEL IN SUMP TANK 510MN |  | OPERATING | OPERATING | E221 | LTK0-1D0 | F40607001 |  | LTK0
LTK-H01MFX20BB001-B2 | THERMOMETER 510LT |  | OPERATING | OPERATING | E221 | LTK0-1D0 | F40607001 |  | LTK0
LTK-H01MFX20BB001-B3 | OIL LEVEL IND AIR/OIL PRESS TANK 510LN |  | OPERATING | OPERATING | E221 | LTK0-1D0 | F40607001 |  | LTK0
LTK-H01MFX20BB001-B4 | WATER IN POLLUTION I/V SUMP TANK 510SZ |  | OPERATING | OPERATING | E221 | LTK0-1D0 | F40607001 |  | LTK0
LTK-H01MFX20BB001-B5 | SWITCH SENSING TOO LOW OIL LEVEL 511SN |  | OPERATING | OPERATING | E221 | LTK0-1D0 | F40607001 |  | LTK0
LTK-H01MFX20BB001-B6 | SWITCH SENSING TOO LOW OIL LEVEL 512SN |  | OPERATING | OPERATING | E221 | LTK0-1D0 | F40607001 |  | LTK0
LTK-H01MFX20BB001-B7 | OIL CIRCUIT PRESSURE TRANSDUCER 510MP |  | OPERATING | OPERATING | E221 | LTK0-1D0 | F40607001 |  | LTK0
LTK-H01MFX20BB001-X1 | OIL TEMP IN I/V OIL SMP TANK 510MR |  | OPERATING | OPERATING | E221 | LTK0-1D0 | F40607001 |  | LTK0
LTK-H01MFX20BB001-X2 | CONNECTION 502PJ |  | OPERATING | OPERATING | E221 | LTK0-1M0 | F40607001 |  | LTK0
LTK-H01MFX20BB001-X3 | CONNECTION 501PJ |  | OPERATING | OPERATING | E221 | LTK0-1M0 | F40607001 |  | LTK0
LTK-H01MFX20BB001-X4 | OIL SUMP TANK CONNECTING BOX 501CR |  | OPERATING | OPERATING | E221 | LTK0-1D0 | F40607001 |  | LTK0
LTK-H01MFX20BB001-Z1 | FILTER ON WATER CIRCUIT 501FJ |  | OPERATING | OPERATING | E221 | LTK0-1M0 | F40607001 |  | LTK0
LTK-H01MFX20BB001QP01 | PRESSURE GAUGE 510LP |  | OPERATING | OPERATING | E221 | LTK0-1D0 | F40607001 |  | LTK0
LTK-H01MFX21 | INLET VALVE OIL/AIR PRESSTANK |  | OPERATING | OPERATING | E221 | LTK0-1M0 | F40607001 |  | LTK0
LTK-H01MFX21AA002 | VALVE 502VA |  | OPERATING | OPERATING | E221 | LTK0-1M0 | F40607001 |  | LTK0
LTK-H01MFX21AA003 | VALVE 503VA |  | OPERATING | OPERATING | E221 | LTK0-1M0 | F40607001 |  | LTK0
LTK-H01MFX21AA004 | VALVE 506VA |  | OPERATING | OPERATING | E221 | LTK0-1M0 | F40607001 |  | LTK0
LTK-H01MFX21AA005 | OIL LEVEL IN AIR/OIL ACCUMULATOR 501MN |  | OPERATING | OPERATING | E221 | LTK0-1D0 | F40607001 |  | LTK0
LTK-H01MFX21AA006 | VALVE 501VH |  | OPERATING | OPERATING | E221 | LTK0-1M0 | F40607001 |  | LTK0
LTK-H01MFX21AA007 | VALVE 510VH |  | OPERATING | OPERATING | E221 | LTK0-1M0 | F40607001 |  | LTK0
LTK-H01MFX21AA008 | VALVE 511VH |  | OPERATING | OPERATING | E221 | LTK0-1M0 | F40607001 |  | LTK0
LTK-H01MFX21AA009 | VALVE WATER BLEEDING PRESS TANK 507VA |  | OPERATING | OPERATING | E221 | LTK0-1M0 | F40607001 |  | LTK0
LTK-H01MFX21BB001 | INLET VALVE OIL/AIR PRESSTANK 501AQ NO.1 |  | OPERATING | OPERATING | E221 | LTK0-1M0 | F40607001 |  | LTK0
LTK-H01MFX21BB001-S01 | SWITCH SENING TOO LOW OIL LEVEL 501SN |  | OPERATING | OPERATING | E221 | LTK0-1D0 | F40607001 |  | LTK0
LTK-H01MFX21BB001KS01 | SAFETY VALVE501VQ |  | OPERATING | OPERATING | E221 | LTK0-1M0 | F40607001 |  | LTK0
LTK-H01MFX21BB002 | INLET VALVE OIL/AIR PRESSTANK 501AQ NO.2 |  | OPERATING | OPERATING | E221 | LTK0-1M0 | F40607001 |  | LTK0
LTK-H01MFX21BB010 | 01GVG500AQ INLET VALVE OIL/AIR PRESSTANK |  | OPERATING | OPERATING | E221 | LTK0-1M0 | F40607001 |  | LTK0
LTK-H01MFX21CL001 | LTK-H01MFX21CL001 |  | OPERATING | OPERATING | E221 | LTK0-1D0 | F40607001 |  | LTK0
LTK-H01MFX21CL001-B1 | OIL LEVEL IND AIR/OIL PRESS TANK 501LN |  | OPERATING | OPERATING | E221 | LTK0-1D0 | F40607001 |  | LTK0
LTK-H01MFX21CP001 | LTK-H01MFX21CP001 |  | OPERATING | OPERATING | E221 | LTK0-1D0 | F40607001 |  | LTK0
LTK-H01MFX21CP001-B2 | ACCUMULATOR PRESS. TRANSDUCER 501MP |  | OPERATING | OPERATING | E221 | LTK0-1D0 | F40607001 |  | LTK0
LTK-H01MFX21CP001QP01 | PRESS. GAUAG 501LP |  | OPERATING | OPERATING | E221 | LTK0-1D0 | F40607001 |  | LTK0
LTK-H01MFX30 | OIL SUMP TANK FOR LEAKAGE210BA |  | OPERATING | OPERATING | E221 | LTK0-1D0 | F40607001 |  | LTK0
LTK-H01MFX30AA001 | VALVE OIL DRAIN LEAKAGE SUMP TANK 203VT |  | OPERATING | OPERATING | E221 | LTK0-1M0 | F40607001 |  | LTK0
LTK-H01MFX30AA002 | NON-RETURN VALVE 210 VT |  | OPERATING | OPERATING | E221 | LTK0-1M0 | F40607001 |  | LTK0
LTK-H01MFX30AP001 | GOVERNOR LEAKAGE OIL PUMP 211PO |  | OPERATING | OPERATING | E221 | LTK0-1M0 | F40607001 |  | LTK0
LTK-H01MFX30AP001-M01 | MOTOR |  | OPERATING | OPERATING | E221 | LTK0-1D0 | F40607001 |  | LTK0
LTK-H01MFX30AP001KP01 | OIL PUMP 211PO |  | OPERATING | OPERATING | E221 | LTK0-1M0 | F40607001 |  | LTK0
LTK-H01MFX30AP001KS01 | SAFETY VALVE LEAKAGE OIL PUMP 211VQ |  | OPERATING | OPERATING | E221 | LTK0-1M0 | F40607001 |  | LTK0
LTK-H01MFX30AT001 | LEAKAGE OIL FILTER 210FI |  | OPERATING | OPERATING | E221 | LTK0-1M0 | F40607001 |  | LTK0
LTK-H01MFX30AT002 | LTK-H01MFX30AT002 |  | OPERATING | OPERATING | E221 | LTK0-1M0 | F40607001 |  | LTK0
LTK-H01MFX30AT002CP01 | CLOGGING OF LEAKAGE FILTER 210FC |  | OPERATING | OPERATING | E221 | LTK0-1D0 | F40607001 |  | LTK0
LTK-H01MFX30CL001 | LOW OIL LEVEL IN LEAKAGE SUMP TANK 210SN |  | OPERATING | OPERATING | E221 | LTK0-1D0 | F40607001 |  | LTK0
LTK-H01MFX30CL002 | HIGH OIL LEVEL IN LEAKAGE 211SN |  | OPERATING | OPERATING | E221 | LTK0-1D0 | F40607001 |  | LTK0
LTK-H01MFX30CL003 | TOO LOW OIL LEVEL LEAKAGE SUMP TANK212SN |  | OPERATING | OPERATING | E221 | LTK0-1D0 | F40607001 |  | LTK0
LTK-H01MFX30CL004 | OIL LEVEL IND LEAKAGE SUMP TANK 210LN |  | OPERATING | OPERATING | E221 | LTK0-1D0 | F40607001 |  | LTK0
LTK-H01MFX30CL005 | WATER IN OIL POLLUTION LEAKAGE 210SZ |  | OPERATING | OPERATING | E221 | LTK0-1D0 | F40607001 |  | LTK0
LTK-H01MFY | TURBINE CONTROL SYSTEM |  | OPERATING | OPERATING | E221 | LTK0-1D0 | F40607001 |  | LTK0
LTK-H01MFY10 | TURBINE CONTROL SYSTEM |  | OPERATING | OPERATING | E221 | LTK0-1D0 | F40607001 |  | LTK0
LTK-H01MFY10GH001 | 01GRE110AR OPERATING CUBICLE |  | OPERATING | OPERATING | E221 | LTK0-1D0 | F40607001 |  | LTK0
LTK-H01MFY10GH002 | 01GRE101AR ACTUATOR CONTROL CUBICLE |  | OPERATING | OPERATING | E221 | LTK0-1D0 | F40607001 |  | LTK0
LTK-H01MFY20 | INLET VALVE CONTROL 501AR |  | OPERATING | OPERATING | E221 | LTK0-1D0 | F40607001 |  | LTK0
LTK-H01MFY20AA001 | CONTROL ISO VALVE INLET VALVE ACC. 501EM |  | OPERATING | OPERATING | E221 | LTK0-1D0 | F40607001 |  | LTK0
LTK-H01MFY20AA001-L01 | SOLENNOID NORMAL CLOSE 501EM |  | OPERATING | OPERATING | E221 | LTK0-1D0 | F40607001 |  | LTK0
LTK-H01MFY20AA001-L02 | SOLENNOID NORMAL OPEN 501EM |  | OPERATING | OPERATING | E221 | LTK0-1D0 | F40607001 |  | LTK0
LTK-H01MFY20AA002 | CLOSE/OPEN INLET VALVE 510EM |  | OPERATING | OPERATING | E221 | LTK0-1D0 | F40607001 |  | LTK0
LTK-H01MFY20AA002KA01 | FLOW RESTRICTOR 515DP |  | OPERATING | OPERATING | E221 | LTK0-1M0 | F40607001 |  | LTK0
LTK-H01MFY20AA002KA02 | FLOW RESTRICTOR 516DP |  | OPERATING | OPERATING | E221 | LTK0-1M0 | F40607001 |  | LTK0
LTK-H01MFY20AA002KA03 | FLOW RESTRICTOR 523DP |  | OPERATING | OPERATING | E221 | LTK0-1M0 | F40607001 |  | LTK0
LTK-H01MFY20AA003 | OIL VALVE FOR INLET VALVE CONTROL 510DR |  | OPERATING | OPERATING | E221 | LTK0-1D0 | F40607001 |  | LTK0
LTK-H01MFY20AA003KA01 | FLOW RESTRICTOR 501DP |  | OPERATING | OPERATING | E221 | LTK0-1M0 | F40607001 |  | LTK0
LTK-H01MFY20AA003KA02 | FLOW RESTRICTOR 502DP |  | OPERATING | OPERATING | E221 | LTK0-1M0 | F40607001 |  | LTK0
LTK-H01MFY20AA004 | CONTROL MAIN BYPASS INLET VALVE 520EM |  | OPERATING | OPERATING | E221 | LTK0-1D0 | F40607001 |  | LTK0
LTK-H01MFY20AA004-L01 | SOLENNOID NORMAL CLOSE 520EM |  | OPERATING | OPERATING | E221 | LTK0-1D0 | F40607001 |  | LTK0
LTK-H01MFY20AA004-L02 | SOLENNOID NORMAL OPEN 520EM |  | OPERATING | OPERATING | E221 | LTK0-1D0 | F40607001 |  | LTK0
LTK-H01MFY20AA004-S01 | OPENING LIMIT SW. MAIN BYPASS I/V 521FC |  | OPERATING | OPERATING | E221 | LTK0-1D0 | F40607001 |  | LTK0
LTK-H01MFY20AA004-S02 | CLOSING LIMIT SW. MAIN BYPASS I/V 522FC |  | OPERATING | OPERATING | E221 | LTK0-1D0 | F40607001 |  | LTK0
LTK-H01MFY20AA004KA01 | FLOW RESTRICTOR 517DP |  | OPERATING | OPERATING | E221 | LTK0-1M0 | F40607001 |  | LTK0
LTK-H01MFY20AA005 | CONTROL BYPASS VALVE FOR CT 521EM |  | OPERATING | OPERATING | E221 | LTK0-1D0 | F40607001 |  | LTK0
LTK-H01MFY20AA005-L01 | SOLENNOID NORMAL CLOSE 521EM |  | OPERATING | OPERATING | E221 | LTK0-1D0 | F40607001 |  | LTK0
LTK-H01MFY20AA005-L02 | SOLENNOID NORMAL OPEN 521EM |  | OPERATING | OPERATING | E221 | LTK0-1D0 | F40607001 |  | LTK0
LTK-H01MFY20AA005-S01 | OPEN LIMIT SWITCH CT BYPASS I/V 523FC |  | OPERATING | OPERATING | E221 | LTK0-1D0 | F40607001 |  | LTK0
LTK-H01MFY20AA005-S02 | CLOSE LIMIT SWITCH CT BYPASS I/V 524FC |  | OPERATING | OPERATING | E221 | LTK0-1D0 | F40607001 |  | LTK0
LTK-H01MFY20AA005KA01 | FLOW RESTRICTOR 519DP |  | OPERATING | OPERATING | E221 | LTK0-1M0 | F40607001 |  | LTK0
LTK-H01MFY20AA006 | CONTROL BYPASS VALVE FOR CP 522EM |  | OPERATING | OPERATING | E221 | LTK0-1D0 | F40607001 |  | LTK0
LTK-H01MFY20AA006-L01 | SOLENNOID NORMAL CLOSE 522EM |  | OPERATING | OPERATING | E221 | LTK0-1D0 | F40607001 |  | LTK0
LTK-H01MFY20AA006-L02 | SOLENNOID NORMAL OPEN 522EM |  | OPERATING | OPERATING | E221 | LTK0-1D0 | F40607001 |  | LTK0
LTK-H01MFY20AA006-S01 | OPENING LIMIT SW.CP BYPASS OF I/V 525FC |  | OPERATING | OPERATING | E221 | LTK0-1D0 | F40607001 |  | LTK0
LTK-H01MFY20AA006-S02 | CLOSING LIMIT SW.CP BYPASS OF I/V 526FC |  | OPERATING | OPERATING | E221 | LTK0-1D0 | F40607001 |  | LTK0
LTK-H01MFY20AA006KA01 | FLOW RESTRICTOR 520DP |  | OPERATING | OPERATING | E221 | LTK0-1M0 | F40607001 |  | LTK0
LTK-H01MFY20AA007 | CON. SPHERIRAL V. DOWNSTREAM SEAL 530EM |  | OPERATING | OPERATING | E221 | LTK0-1D0 | F40607001 |  | LTK0
LTK-H01MFY20AA007KA01 | FLOW RESTRICTOR 518DP |  | OPERATING | OPERATING | E221 | LTK0-1M0 | F40607001 |  | LTK0
LTK-H01MFY20AA008 | DISTRIBUTING VALVE 530DR |  | OPERATING | OPERATING | E221 | LTK0-1D0 | F40607001 |  | LTK0
LTK-H01MFY20AA009 | SERVOMOTOR DOWNSTREAM SEAL CONTROL 530ZM |  | OPERATING | OPERATING | E221 | LTK0-1D0 | F40607001 |  | LTK0
LTK-H01MFY20AA009-B01 | SPIRAL CASE PRESS. TRANSDUCER502MP |  | OPERATING | OPERATING | E221 | LTK0-1D0 | F40607001 |  | LTK0
LTK-H01MFY20AA009-S01 | RELEASE OF DOWNSTREAM SEALING RING531FC |  | OPERATING | OPERATING | E221 | LTK0-1D0 | F40607001 |  | LTK0
LTK-H01MFY20AA009-S02 | DOWNSTREAM SEALING APPLY 535FC NO.1 |  | OPERATING | OPERATING | E221 | LTK0-1D0 | F40607001 |  | LTK0
LTK-H01MFY20AA009-S03 | DOWNSTREAM SEALING APPLY 535FC NO.2 |  | OPERATING | OPERATING | E221 | LTK0-1D0 | F40607001 |  | LTK0
LTK-H01MFY20AA009-S04 | DOWNSTREAM SEALING APPLY 535FC NO.3 |  | OPERATING | OPERATING | E221 | LTK0-1D0 | F40607001 |  | LTK0
LTK-H01MFY20AA009CP01 | PRESS.GAUGE ON DOWNSTREAM I/V 530LP |  | OPERATING | OPERATING | E221 | LTK0-1D0 | F40607001 |  | LTK0
LTK-H01MFY20AA009KA01 | FLOW RESTRICTOR 508DP |  | OPERATING | OPERATING | E221 | LTK0-1M0 | F40607001 |  | LTK0
LTK-H01MFY20AA009KA02 | FLOW RESTRICTOR 509DP |  | OPERATING | OPERATING | E221 | LTK0-1M0 | F40607001 |  | LTK0
LTK-H01MFY20AA010 | 01GVG520VE MAIN BYPASS INLET VALVE |  | OPERATING | OPERATING | E221 | LTK0-1M0 | F40607001 |  | LTK0
LTK-H01MFY20AA011 | 01GVG521VE CP BYPASS INLET VALVE |  | OPERATING | OPERATING | E221 | LTK0-1M0 | F40607001 |  | LTK0
LTK-H01MFY20AA012 | 01GVG522VE CT BYPASS INLET VALVE |  | OPERATING | OPERATING | E221 | LTK0-1M0 | F40607001 |  | LTK0
LTK-H01MFY20AT001 | STRIANER DOWN STEAM SEAL 501FI |  | OPERATING | OPERATING | E221 | LTK0-1M2 | F406070 |  | LTK0
LTK-H01MFY21 | TURBINE LUB.OIL STRAINER |  | OPERATING | OPERATING | E221 | LTK0-1M0 | F40607001 |  | LTK0
LTK-H01MK | GENERATOR PLANT |  | OPERATING | OPERATING | E221 | LTK0-1D0 | F40607001 |  | LTK0
LTK-H01MKA | GENERATOR,COMPLETE,INCL.STATOR,ROTOR |  | OPERATING | OPERATING | E221 | LTK0-1D0 | F40607001 |  | LTK0
LTK-H01MKA10 | MAIN SHAFT |  | OPERATING | OPERATING | E221 | LTK0-1M0 | F40607001 |  | LTK0
LTK-H01MKA10HB001 | GEN. SHAFT |  | OPERATING | OPERATING | E221 | LTK0-1M0 | F40607001 |  | LTK0
LTK-H01MKA10HB002 | GEN. UPPER SHAFT |  | OPERATING | OPERATING | E221 | LTK0-1M0 | F40607001 |  | LTK0
LTK-H01MKA20 | ROTOR |  | OPERATING | OPERATING | E221 | LTK0-1D0 | F40607001 |  | LTK0
LTK-H01MKA20AU002 | BRAKE RING |  | OPERATING | OPERATING | E221 | LTK0-1M0 | F40607001 |  | LTK0
LTK-H01MKA20HB001 | GEN. ROTOR |  | OPERATING | OPERATING | E221 | LTK0-1D0 | F40607001 |  | LTK0
LTK-H01MKA20HB002 | POLE ROTOR |  | OPERATING | OPERATING | E221 | LTK0-1D0 | F40607001 |  | LTK0
LTK-H01MKA30 | BRAKE & JACK |  | OPERATING | OPERATING | E221 | LTK0-1M0 | F40607001 |  | LTK0
LTK-H01MKA30AA001 | JACKING OIL PUMP DISCONNECTED QUICK UNION |  | OPERATING | OPERATING | E221 | LTK0-1M2 | F40607001 |  | LTK0
LTK-H01MKA30AA002 | JACKING OIL PUMP MANUAL VALVE 009VI |  | OPERATING | OPERATING | E221 | LTK0-1M2 | F40607001 |  | LTK0
LTK-H01MKA30AP001 | JACKING OIL PUMP SET |  | OPERATING | OPERATING | E221 | LTK0-1M2 | F40607001 |  | LTK0
LTK-H01MKA30AP001-M01 | MOTOR |  | OPERATING | OPERATING | E221 | LTK0-1D0 | F40607001 |  | LTK0
LTK-H01MKA30AP001KA01 | JACKING OIL PUMP CHECK VALVE |  | OPERATING | OPERATING | E221 | LTK0-1M2 | F40607001 |  | LTK0
LTK-H01MKA30AP001KA02 | JACKING OIL PUMP SAFETY VALVE 003 VO |  | OPERATING | OPERATING | E221 | LTK0-1M2 | F40607001 |  | LTK0
LTK-H01MKA30AP001KA03 | JACKING OIL PUMP P GUAGE VALVE 003LP |  | OPERATING | OPERATING | E221 | LTK0-1M2 | F40607001 |  | LTK0
LTK-H01MKA30AP001KA04 | JACKING OIL PUMP MANUAL DISTRIBUTOR VALVE 001DR |  | OPERATING | OPERATING | E221 | LTK0-1M2 | F40607001 |  | LTK0
LTK-H01MKA30AP001KA05 | JACKING OIL PUMP FLOW LIMITER 001VD |  | OPERATING | OPERATING | E221 | LTK0-1M2 | F40607001 |  | LTK0
LTK-H01MKA30AP001KA06 | JACKING OIL PUMP OUTLET MANUAL VALVE 010VI |  | OPERATING | OPERATING | E221 | LTK0-1M2 | F40607001 |  | LTK0
LTK-H01MKA30AP001KP01 | PUMP |  | OPERATING | OPERATING | E221 | LTK0-1M2 | F40607001 |  | LTK0
LTK-H01MKA30AP001KT01 | JACKING OIL PUMP OIL STRINER 001FI |  | OPERATING | OPERATING | E221 | LTK0-1M2 | F40607001 |  | LTK0
LTK-H01MKA30AP001MK01 | COUPLING |  | OPERATING | OPERATING | E221 | LTK0-1M0 | F40607001 |  | LTK0
LTK-H01MKA30AU001 | FRICTION BRAKE No.1 |  | OPERATING | OPERATING | E221 | LTK0-1M2 | F40607001 |  | LTK0
LTK-H01MKA30AU002 | FRICTION BRAKE No.2 |  | OPERATING | OPERATING | E221 | LTK0-1M2 | F40607001 |  | LTK0
LTK-H01MKA30AU003 | FRICTION BRAKE No.3 |  | OPERATING | OPERATING | E221 | LTK0-1M2 | F40607001 |  | LTK0
LTK-H01MKA30AU004 | FRICTION BRAKE No.4 |  | OPERATING | OPERATING | E221 | LTK0-1M2 | F40607001 |  | LTK0
LTK-H01MKA30AU005 | FRICTION BRAKE No.5 |  | OPERATING | OPERATING | E221 | LTK0-1M2 | F40607001 |  | LTK0
LTK-H01MKA30AU006 | FRICTION BRAKE No.6 |  | OPERATING | OPERATING | E221 | LTK0-1M2 | F40607001 |  | LTK0
LTK-H01MKA30BB001 | GEN. OIL PAN |  | OPERATING | OPERATING | E221 | LTK0-1M0 | F40607001 |  | LTK0
LTK-H01MKA30HA001 | LOWER BRACKET |  | OPERATING | OPERATING | E221 | LTK0-1M0 | F40607001 |  | LTK0
LTK-H01MKA30HA002 | UPPER BACKET |  | OPERATING | OPERATING | E221 | LTK0-1M0 | F40607001 |  | LTK0
LTK-H01MKA30HA003 | GEN FLOOR PLATE |  | OPERATING | OPERATING | E221 | LTK0-1M0 | F40607001 |  | LTK0
LTK-H01MKA30HA004 | TURBINE FLOOR (CONCRETE) |  | OPERATING | OPERATING | E221 | LTK0-1M0 | F40607001 |  | LTK0
LTK-H01MKA40 | STATOR |  | OPERATING | OPERATING | E221 | LTK0-1D0 | F40607001 |  | LTK0
LTK-H01MKA40HA001 | GEN. STATOR |  | OPERATING | OPERATING | E221 | LTK0-1D0 | F40607001 |  | LTK0
LTK-H01MKA40HA002 | GEN. LOWER AIR BUFFLE |  | OPERATING | OPERATING | E221 | LTK0-1D0 | F40607001 |  | LTK0
LTK-H01MKA40HA003 | GEN. UPPER AIR BUFFLE |  | OPERATING | OPERATING | E221 | LTK0-1D0 | F40607001 |  | LTK0
LTK-H01MKA50 | AIR COOLER |  | OPERATING | OPERATING | E221 | LTK0-1M0 | F40607001 |  | LTK0
LTK-H01MKA50AC001 | GEN. AIR COOLER NO.01 (01GST003RF) |  | OPERATING | OPERATING | E221 | LTK0-1M2 | F40607001 |  | LTK0
LTK-H01MKA50AC0016 | 01GAL005CR COOL,GEN/MOTOR AIR COOLER |  | OPERATING | OPERATING | E221 | LTK0-1M0 | F40607001 |  | LTK0
LTK-H01MKA50AC002 | GEN. AIR COOLER NO.02 (01GST032VE) |  | OPERATING | OPERATING | E221 | LTK0-1M2 | F40607001 |  | LTK0
LTK-H01MKA50AC003 | GEN. AIR COOLER NO.03 (01GST001RF) |  | OPERATING | OPERATING | E221 | LTK0-1M2 | F40607001 |  | LTK0
LTK-H01MKA50AC004 | GEN. AIR COOLER NO.04 (01GST004RF) |  | OPERATING | OPERATING | E221 | LTK0-1M2 | F40607001 |  | LTK0
LTK-H01MKA50AC005 | GEN. AIR COOLER NO.05 (01GST005RF) |  | OPERATING | OPERATING | E221 | LTK0-1M2 | F40607001 |  | LTK0
LTK-H01MKA50AC006 | GEN. AIR COOLER NO.06 (01GST006RF) |  | OPERATING | OPERATING | E221 | LTK0-1M2 | F40607001 |  | LTK0
LTK-H01MKA50AC016 | LTK-H01MKA50AC016 |  | OPERATING | OPERATING | E221 | LTK0-1M0 | F40607001 |  | LTK0
LTK-H01MKA50AP001 | LTK-H01MKA50AP001 |  | OPERATING | OPERATING | E221 | LTK0-1D0 | F40607001 |  | LTK0
LTK-H01MKA50AP0016 | 01GAL004CR LCB,GEN.SPACE HEATER SET |  | OPERATING | OPERATING | E221 | LTK0-1D0 | F40607001 |  | LTK0
LTK-H01MKA50CP001 | LTK-H01MKA50CP001 |  | OPERATING | OPERATING | E221 | LTK0-1M0 | F40607001 |  | LTK0
LTK-H01MKA50CP016 | 01GAL003DI FE,DIAPHRAM FOR FLOW RATE ADJ |  | OPERATING | OPERATING | E221 | LTK0-1M0 | F40607001 |  | LTK0
LTK-H01MKA60 | HIGH CURRENT DETECTOR (HCD.) |  | OPERATING | OPERATING | E221 | LTK0-1D0 | F40607001 |  | LTK0
LTK-H01MKC | GENERATOR EXCITER SET, |  | OPERATING | OPERATING | E221 | LTK0-1D0 | F40607001 |  | LTK0
LTK-H01MKC10 | EXCITATION & CONTROL SYSTEM |  | OPERATING | OPERATING | E221 | LTK0-1D0 | F40607001 |  | LTK0
LTK-H01MKC10GH100 | 01GEX001AR EXCITATION CONTROL & PRO. |  | OPERATING | OPERATING | E221 | LTK0-1D0 | F40607001 |  | LTK0
LTK-H01MKC10GH100-H01 | 01GEX001AR METR,METERING |  | OPERATING | OPERATING | E221 | LTK0-1D0 | F40607001 |  | LTK0
LTK-H01MKC10GH100-M01 | 01GEX001AR FAN,VENTILATION FAN |  | OPERATING | OPERATING | E221 | LTK0-1D0 | F40607001 |  | LTK0
LTK-H01MKC10GH100-M02 | 01GEX002AR FAN,VENTILATION FAN |  | OPERATING | OPERATING | E221 | LTK0-1D0 | F40607001 |  | LTK0
LTK-H01MKC10GH100-V01 | 01GEX001AR TRY,THYRISTOR EXCITER U210 |  | OPERATING | OPERATING | E221 | LTK0-1D0 | F40607001 |  | LTK0
LTK-H01MKC10GH100-V02 | 01GEX001AR TRY,THYRISTOR EXCITER U220 |  | OPERATING | OPERATING | E221 | LTK0-1D0 | F40607001 |  | LTK0
LTK-H01MKC10GH100-V03 | 01GEX001AR TRY,THYRISTOR EXCITER U230 |  | OPERATING | OPERATING | E221 | LTK0-1D0 | F40607001 |  | LTK0
LTK-H01MKC10GH100-V04 | 01GEX002AR TRY,THYRISTOR EXCITER U401 |  | OPERATING | OPERATING | E221 | LTK0-1D0 | F40607001 |  | LTK0
LTK-H01MKC10GS100 | EXCITATION DISCONECTING SWITCH (89E) |  | OPERATING | OPERATING | E221 | LTK0-1D0 | F40607001 |  | LTK0
LTK-H01MKC10GS200 | MAIN FIELD BREAKER ( 41 ) |  | OPERATING | OPERATING | E221 | LTK0-1D0 | F40607001 |  | LTK0
LTK-H01MKC10GS200-A01 | COLLECTOR RING & BRUSH |  | OPERATING | OPERATING | E221 | LTK0-1D0 | F40607001 |  | LTK0
LTK-H01MKC10GS200-A02 | COLLECTOR RING & BRUSH (UPPER SIDE) |  | OPERATING | OPERATING | E221 | LTK0-1D0 | F40607001 |  | LTK0
LTK-H01MKC10GS200-A03 | COLLECTOR RING & BRUSH (LOWER SIDE) |  | OPERATING | OPERATING | E221 | LTK0-1D0 | F40607001 |  | LTK0
LTK-H01MKC10GS200-M01 | COAL DUST EXHAUST FAN (BRUSH) |  | OPERATING | OPERATING | E221 | LTK0-1D0 | F40607001 |  | LTK0
LTK-H01MKC10GS200KT01 | COAL DUST EXHAUST FILTER (BRUSH) |  | OPERATING | OPERATING | E221 | LTK0-1D0 | F40607001 |  | LTK0
LTK-H01MKC10GU100 | 01GEX002AR LINE CHARGE EXCI. CONTROL |  | OPERATING | OPERATING | E221 | LTK0-1D0 | F40607001 |  | LTK0
LTK-H01MKC10GU101 | 01GEX002AR TX,LINE CHARGING TRANSFORMER |  | OPERATING | OPERATING | E221 | LTK0-1D0 | F40607001 |  | LTK0
LTK-H01MKC12 | EXCITOR TRANSFORMER: 01GEX001AT |  | OPERATING | OPERATING | E221 | LTK0-1D0 | F40607001 |  | LTK0
LTK-H01MKC12GT100 | EXCITOR TRANSFORMER CUBICLE |  | OPERATING | OPERATING | E221 | LTK0-1D0 | F40607001 |  | LTK0
LTK-H01MKC12GT100-M01 | 01GEX001AT FAN,VENTILATION FAN NO.1 |  | OPERATING | OPERATING | E221 | LTK0-1D0 | F40607001 |  | LTK0
LTK-H01MKC12GT100-M02 | 01GEX001AT FAN,VENTILATION FAN NO.2 |  | OPERATING | OPERATING | E221 | LTK0-1D0 | F40607001 |  | LTK0
LTK-H01MKC12GT100QP01 | 01GEX001AT RTD,RTD TRANSFORMER PHASE A |  | OPERATING | OPERATING | E221 | LTK0-1D0 | F40607001 |  | LTK0
LTK-H01MKC12GT100QP02 | 01GEX001AT RTD,RTD TRANSFORMER PHASE B |  | OPERATING | OPERATING | E221 | LTK0-1D0 | F40607001 |  | LTK0
LTK-H01MKC12GT100QP03 | 01GEX001AT RTD,RTD TRANSFORMER PHASE C |  | OPERATING | OPERATING | E221 | LTK0-1D0 | F40607001 |  | LTK0
LTK-H01MKC20 | EXCITATION & CONTROL SYSTEM UNIT 1 |  | OPERATING | OPERATING | E221 | LTK0-1D0 | F40607001 |  | LTK0
LTK-H01MKC30 | DOME LIGHT |  | OPERATING | OPERATING | E221 | LTK0-1D0 | F40607001 |  | LTK0
LTK-H01MKD | GEN. LOW & THRUST BEARING |  | OPERATING | OPERATING | E221 | LTK0-1M0 | F40607001 |  | LTK0
LTK-H01MKD10 | GEN. LOW & THRUST BEARING OIL PAN |  | OPERATING | OPERATING | E221 | LTK0-1M0 | F40607001 |  | LTK0
LTK-H01MKD10AA001 | SAFETY VALVE 421VQ |  | OPERATING | OPERATING | E221 | LTK0-1M0 | F40607001 |  | LTK0
LTK-H01MKD10AA002 | SELECTOR VALVE OF OIL FILTER |  | OPERATING | OPERATING | E221 | LTK0-1M0 | F40607001 |  | LTK0
LTK-H01MKD10AA003 | VALVE GTU425VH |  | OPERATING | OPERATING | E221 | LTK0-1M0 | F40607001 |  | LTK0
LTK-H01MKD10AC001 | THRUST BRG OIL COOLER NO.01 421EH |  | OPERATING | OPERATING | E221 | LTK0-1M0 | F40607001 |  | LTK0
LTK-H01MKD10AC001CP01 | 01GTU420SD SW-F,LOWER BRG.WATER FLOW RY. |  | OPERATING | OPERATING | E221 | LTK0-1D0 | F40607001 |  | LTK0
LTK-H01MKD10AC001CP02 | 01GTU421SD SW-F,LOWER BRG.OIL FLOW RELAY |  | OPERATING | OPERATING | E221 | LTK0-1D0 | F40607001 |  | LTK0
LTK-H01MKD10AC002 | THRUST BRG OIL COOLER NO.02 421EH |  | OPERATING | OPERATING | E221 | LTK0-1M0 | F40607001 |  | LTK0
LTK-H01MKD10AC003 | THRUST BRG OIL COOLER NO.03 421EH |  | OPERATING | OPERATING | E221 | LTK0-1M0 | F40607001 |  | LTK0
LTK-H01MKD10AP001 | THRUST BRG.OIL PUMP NO.01 GTU421PO |  | OPERATING | OPERATING | E221 | LTK0-1M0 | F40607001 |  | LTK0
LTK-H01MKD10AP001-M01 | MOTOR GTU421PO |  | OPERATING | OPERATING | E221 | LTK0-1D0 | F40607001 |  | LTK0
LTK-H01MKD10AP001KA01 | VALVE 421VH |  | OPERATING | OPERATING | E221 | LTK0-1M0 | F40607001 |  | LTK0
LTK-H01MKD10AP001KA02 | NON RETURN VALVE 421VT |  | OPERATING | OPERATING | E221 | LTK0-1M0 | F40607001 |  | LTK0
LTK-H01MKD10AP001KA03 | OIL INLET VALVE COOLER NO.01 |  | OPERATING | OPERATING | E221 | LTK0-1M0 | F40607001 |  | LTK0
LTK-H01MKD10AP001KA04 | OIL OUTLET VALVE COOLER NO.01 |  | OPERATING | OPERATING | E221 | LTK0-1M0 | F40607001 |  | LTK0
LTK-H01MKD10AP001KA05 | OIL INLET VALVE COOLER NO.02 |  | OPERATING | OPERATING | E221 | LTK0-1M0 | F40607001 |  | LTK0
LTK-H01MKD10AP001KA06 | OIL OUTLET VALVE COOLER NO.02 |  | OPERATING | OPERATING | E221 | LTK0-1M0 | F40607001 |  | LTK0
LTK-H01MKD10AP001KA07 | OIL INLET VALVE COOLER NO.03 |  | OPERATING | OPERATING | E221 | LTK0-1M0 | F40607001 |  | LTK0
LTK-H01MKD10AP001KA08 | OIL OUTLET VALVE COOLER NO.03 |  | OPERATING | OPERATING | E221 | LTK0-1M0 | F40607001 |  | LTK0
LTK-H01MKD10AP001KP01 | PUMP GTU421PO |  | OPERATING | OPERATING | E221 | LTK0-1M0 | F40607001 |  | LTK0
LTK-H01MKD10AP001KT01 | GLOGGING FILTER THRUST BRG 421MP |  | OPERATING | OPERATING | E221 | LTK0-1D0 | F40607001 |  | LTK0
LTK-H01MKD10AP002 | THRUST BRG.OIL PUMP NO.2 GTU422PO |  | OPERATING | OPERATING | E221 | LTK0-1M0 | F40607001 |  | LTK0
LTK-H01MKD10AP002-M01 | MOTOR GTU422PO |  | OPERATING | OPERATING | E221 | LTK0-1D0 | F40607001 |  | LTK0
LTK-H01MKD10AP002KA01 | VALVE 422VH |  | OPERATING | OPERATING | E221 | LTK0-1M0 | F40607001 |  | LTK0
LTK-H01MKD10AP002KP01 | PUMP GTU422PO |  | OPERATING | OPERATING | E221 | LTK0-1M0 | F40607001 |  | LTK0
LTK-H01MKD10AP004 | SAFETY VALVE 422VQ |  | OPERATING | OPERATING | E221 | LTK0-1M0 | F40607001 |  | LTK0
LTK-H01MKD10AP005 | PRESSURE GAUGE INDICATER 422 LP |  | OPERATING | OPERATING | E221 | LTK0-1D0 | F40607001 |  | LTK0
LTK-H01MKD10AP006 | NON RETURN VALVE 422VT |  | OPERATING | OPERATING | E221 | LTK0-1M0 | F40607001 |  | LTK0
LTK-H01MKD10AS001 | PIVOT ADJUSTING BEARING NO.01 |  | OPERATING | OPERATING | E221 | LTK0-1M0 | F40607001 |  | LTK0
LTK-H01MKD10AS002 | PIVOT ADJUSTING BEARING NO.02 |  | OPERATING | OPERATING | E221 | LTK0-1M0 | F40607001 |  | LTK0
LTK-H01MKD10AS003 | PIVOT ADJUSTING BEARING NO.03 |  | OPERATING | OPERATING | E221 | LTK0-1M0 | F40607001 |  | LTK0
LTK-H01MKD10AS004 | PIVOT ADJUSTING BEARING NO.04 |  | OPERATING | OPERATING | E221 | LTK0-1M0 | F40607001 |  | LTK0
LTK-H01MKD10AS005 | PIVOT ADJUSTING BEARING NO.05 |  | OPERATING | OPERATING | E221 | LTK0-1M0 | F40607001 |  | LTK0
LTK-H01MKD10AS006 | PIVOT ADJUSTING BEARING NO.06 |  | OPERATING | OPERATING | E221 | LTK0-1M0 | F40607001 |  | LTK0
LTK-H01MKD10AS007 | PIVOT ADJUSTING BEARING NO.07 |  | OPERATING | OPERATING | E221 | LTK0-1M0 | F40607001 |  | LTK0
LTK-H01MKD10AS008 | PIVOT ADJUSTING BEARING NO.08 |  | OPERATING | OPERATING | E221 | LTK0-1M0 | F40607001 |  | LTK0
LTK-H01MKD10AS009 | PIVOT ADJUSTING BEARING NO.09 |  | OPERATING | OPERATING | E221 | LTK0-1M0 | F40607001 |  | LTK0
LTK-H01MKD10AS010 | PIVOT ADJUSTING BEARING NO.10 |  | OPERATING | OPERATING | E221 | LTK0-1M0 | F40607001 |  | LTK0
LTK-H01MKD10AT001 | OIL FILTER 421FI NO.01 |  | OPERATING | OPERATING | E221 | LTK0-1M0 | F40607001 |  | LTK0
LTK-H01MKD10AT002 | OIL FILTER 421FI NO.02 |  | OPERATING | OPERATING | E221 | LTK0-1M0 | F40607001 |  | LTK0
LTK-H01MKD10CL001 | LEVEL OIL IN THRUST BRG OIL TANKGTU421MN |  | OPERATING | OPERATING | E221 | LTK0-1D0 | F40607001 |  | LTK0
LTK-H01MKD10CP001 | PRESSURE GAUGE INDICATER 421VT |  | OPERATING | OPERATING | E221 | LTK0-1D0 | F40607001 |  | LTK0
LTK-H01MKD10CP002 | PRESSURE GAUGE INDICATER 423 LP |  | OPERATING | OPERATING | E221 | LTK0-1D0 | F40607001 |  | LTK0
LTK-H01MKD10CP003 | LACK OIL CIR. IN GUIDE BRG COOLER 421SD |  | OPERATING | OPERATING | E221 | LTK0-1D0 | F40607001 |  | LTK0
LTK-H01MKD10CT001 | TEMP. THRUST BEARING PAD GTU412MR |  | OPERATING | OPERATING | E221 | LTK0-1D0 | F40607001 |  | LTK0
LTK-H01MKD10CT002 | TEMP. THRUST BEARING PAD GTU411MR |  | OPERATING | OPERATING | E221 | LTK0-1D0 | F40607001 |  | LTK0
LTK-H01MKD10CT003 | OIL TEMP IN THRUST BEARING TANKGTU421MR |  | OPERATING | OPERATING | E221 | LTK0-1D0 | F40607001 |  | LTK0
LTK-H01MKD10CT004 | OIL TEMP IN THRUST BEARING TANKGTU422MR |  | OPERATING | OPERATING | E221 | LTK0-1D0 | F40607001 |  | LTK0
LTK-H01MKD10CT005 | OIL TEMP THRUST BRG TANK GTU421MR |  | OPERATING | OPERATING | E221 | LTK0-1D0 | F40607001 |  | LTK0
LTK-H01MKD11 | SUPPORT LOWER GEN. GUIDE |  | OPERATING | OPERATING | E221 | LTK0-1M0 | F40607001 |  | LTK0
LTK-H01MKD20 | UPPER GUIDE BRG SET |  | OPERATING | OPERATING | E221 | LTK0-1M2 | F40607001 |  | LTK0
LTK-H01MKD20AA001 | VALVE 001VH |  | OPERATING | OPERATING | E221 | LTK0-1M2 | F40607001 |  | LTK0
LTK-H01MKD20AA002 | RETURN VALVE OF THE OIL PURIFIER 002VH |  | OPERATING | OPERATING | E221 | LTK0-1M2 | F40607001 |  | LTK0
LTK-H01MKD20AA003 | TO THE OIL PURIFIER 003VH |  | OPERATING | OPERATING | E221 | LTK0-1M2 | F40607001 |  | LTK0
LTK-H01MKD20AA010 | VALVE 004VH |  | OPERATING | OPERATING | E221 | LTK0-1M2 | F40607001 |  | LTK0
LTK-H01MKD20AA011 | NON RETURN VALVE 001VT |  | OPERATING | OPERATING | E221 | LTK0-1M2 | F40607001 |  | LTK0
LTK-H01MKD20AA012 | VALVE 016VH |  | OPERATING | OPERATING | E221 | LTK0-1M2 | F40607001 |  | LTK0
LTK-H01MKD20AA020 | VALVE 005VH |  | OPERATING | OPERATING | E221 | LTK0-1M2 | F40607001 |  | LTK0
LTK-H01MKD20AA021 | NON RETURN VALVE 002VT |  | OPERATING | OPERATING | E221 | LTK0-1M2 | F40607001 |  | LTK0
LTK-H01MKD20AA022 | VALVE 017VH |  | OPERATING | OPERATING | E221 | LTK0-1M2 | F40607001 |  | LTK0
LTK-H01MKD20AA031 | VALVE 006VH |  | OPERATING | OPERATING | E221 | LTK0-1M2 | F40607001 |  | LTK0
LTK-H01MKD20AA032 | VALVE 007VH |  | OPERATING | OPERATING | E221 | LTK0-1M2 | F40607001 |  | LTK0
LTK-H01MKD20AA050 | VALVE 008VH |  | OPERATING | OPERATING | E221 | LTK0-1M2 | F40607001 |  | LTK0
LTK-H01MKD20AA051 | VALVE 010VH |  | OPERATING | OPERATING | E221 | LTK0-1M2 | F40607001 |  | LTK0
LTK-H01MKD20AA060 | VALVE 009VH |  | OPERATING | OPERATING | E221 | LTK0-1M2 | F40607001 |  | LTK0
LTK-H01MKD20AA061 | VALVE 011VH |  | OPERATING | OPERATING | E221 | LTK0-1M2 | F40607001 |  | LTK0
LTK-H01MKD20AA070 | VALVE 013VH |  | OPERATING | OPERATING | E221 | LTK0-1M2 | F40607001 |  | LTK0
LTK-H01MKD20AA101 | VALVE 019VH |  | OPERATING | OPERATING | E221 | LTK0-1M2 | F40607001 |  | LTK0
LTK-H01MKD20AA111 | VALVE 014VH |  | OPERATING | OPERATING | E221 | LTK0-1M2 | F40607001 |  | LTK0
LTK-H01MKD20AA121 | VALVE 015VH |  | OPERATING | OPERATING | E221 | LTK0-1M2 | F40607001 |  | LTK0
LTK-H01MKD20AA201 | VALVE 012VH |  | OPERATING | OPERATING | E221 | LTK0-1M2 | F40607001 |  | LTK0
LTK-H01MKD20AA202 | VALVE 018VH |  | OPERATING | OPERATING | E221 | LTK0-1M2 | F40607001 |  | LTK0
LTK-H01MKD20AA501 | DRAIN VALVE FOR TANK 020VH |  | OPERATING | OPERATING | E221 | LTK0-1M2 | F40607001 |  | LTK0
LTK-H01MKD20AA710 | SAFETY VALVE 001VQ |  | OPERATING | OPERATING | E221 | LTK0-1M2 | F40607001 |  | LTK0
LTK-H01MKD20AA720 | SAFETY VALVE 002VQ |  | OPERATING | OPERATING | E221 | LTK0-1M2 | F40607001 |  | LTK0
LTK-H01MKD20AC001 | UPPER GUIDE BRG. OIL COOLER NO.01 (01GPF001EH) |  | OPERATING | OPERATING | E221 | LTK0-1M2 | F40607001 |  | LTK0
LTK-H01MKD20AC002 | UPPER GUIDE BRG. OIL COOLER NO.02 (01GPF002EH) |  | OPERATING | OPERATING | E221 | LTK0-1M2 | F40607001 |  | LTK0
LTK-H01MKD20AP001 | UPPER GUIDE BRG.OIL PUMP NO.1 GAL001PO |  | OPERATING | OPERATING | E221 | LTK0-1M2 | F40607001 |  | LTK0
LTK-H01MKD20AP001-M01 | MOTOR GPF001PO |  | OPERATING | OPERATING | E221 | LTK0-1D0 | F40607001 |  | LTK0
LTK-H01MKD20AP001CP01 | 01GPF001ID SW-F,UP.BRG.WATER FLOW RELAY |  | OPERATING | OPERATING | E221 | LTK0-1D0 | F40607001 |  | LTK0
LTK-H01MKD20AP001CP02 | PRESSURE SWITCH 001IP |  | OPERATING | OPERATING | E221 | LTK0-1D0 | F40607001 |  | LTK0
LTK-H01MKD20AP001CP03 | PRESSURE GAUGE 001LP |  | OPERATING | OPERATING | E221 | LTK0-1D0 | F40607001 |  | LTK0
LTK-H01MKD20AP001CP04 | OIL FLOW CONTROL SWITCH 002IT |  | OPERATING | OPERATING | E221 | LTK0-1D0 | F40607001 |  | LTK0
LTK-H01MKD20AP001CT01 | THERMOMETER 003IT |  | OPERATING | OPERATING | E221 | LTK0-1D0 | F40607001 |  | LTK0
LTK-H01MKD20AP001CT02 | THERMOMETER 004IT |  | OPERATING | OPERATING | E221 | LTK0-1D0 | F40607001 |  | LTK0
LTK-H01MKD20AP001DM01 | ELEC AND VISUAL CLOGGING INDICATOR 001IZ |  | OPERATING | OPERATING | E221 | LTK0-1D0 | F40607001 |  | LTK0
LTK-H01MKD20AP001KP01 | PUMP GTU001PO |  | OPERATING | OPERATING | E221 | LTK0-1M2 | F40607001 |  | LTK0
LTK-H01MKD20AP002 | UPPER GUIDE BRG.OIL PUMP2 GPF002PO |  | OPERATING | OPERATING | E221 | LTK0-1M2 | F40607001 |  | LTK0
LTK-H01MKD20AP002-M01 | MOTOR GPF002PO |  | OPERATING | OPERATING | E221 | LTK0-1D0 | F40607001 |  | LTK0
LTK-H01MKD20AP002KA01 | PUMP GPF002PO |  | OPERATING | OPERATING | E221 | LTK0-1M2 | F40607001 |  | LTK0
LTK-H01MKD20AS001 | ADJUSTING GEN. UPPERBEARING NO.01 |  | OPERATING | OPERATING | E221 | LTK0-1M0 | F40607001 |  | LTK0
LTK-H01MKD20AS002 | ADJUSTING GEN. UPPERBEARING NO.02 |  | OPERATING | OPERATING | E221 | LTK0-1M0 | F40607001 |  | LTK0
LTK-H01MKD20AS003 | ADJUSTING GEN. UPPERBEARING NO.03 |  | OPERATING | OPERATING | E221 | LTK0-1M0 | F40607001 |  | LTK0
LTK-H01MKD20AS004 | ADJUSTING GEN. UPPERBEARING NO.04 |  | OPERATING | OPERATING | E221 | LTK0-1M0 | F40607001 |  | LTK0
LTK-H01MKD20AS005 | ADJUSTING GEN. UPPERBEARING NO.05 |  | OPERATING | OPERATING | E221 | LTK0-1M0 | F40607001 |  | LTK0
LTK-H01MKD20AS006 | ADJUSTING GEN. UPPERBEARING NO.06 |  | OPERATING | OPERATING | E221 | LTK0-1M0 | F40607001 |  | LTK0
LTK-H01MKD20AS007 | ADJUSTING GEN. UPPERBEARING NO.07 |  | OPERATING | OPERATING | E221 | LTK0-1M0 | F40607001 |  | LTK0
LTK-H01MKD20AS008 | ADJUSTING GEN. UPPERBEARING NO.08 |  | OPERATING | OPERATING | E221 | LTK0-1M0 | F40607001 |  | LTK0
LTK-H01MKD20AT001 | DUAL OIL FILTER 001FI |  | OPERATING | OPERATING | E221 | LTK0-1M2 | F40607001 |  | LTK0
LTK-H01MKD20AT002 | DUAL OIL FILTER 002FI |  | OPERATING | OPERATING | E221 | LTK0-1M2 | F40607001 |  | LTK0
LTK-H01MKD20BB001 | GEN. UPPER BEARING OIL PAN |  | OPERATING | OPERATING | E221 | LTK0-1M0 | F40607001 |  | LTK0
LTK-H01MKD20BR001 | PIPE LINE |  | OPERATING | OPERATING | E221 | LTK0-1M0 | F40607001 |  | LTK0
LTK-H01MKD20CL001 | UUPPER BRG OIL LEVELLOW GAL001SN |  | OPERATING | OPERATING | E221 | LTK0-1D0 | F40607001 |  | LTK0
LTK-H01MKD20CL002 | UPPER BRG OIL LEVELHIGH GAL002SN |  | OPERATING | OPERATING | E221 | LTK0-1D0 | F40607001 |  | LTK0
LTK-H01MKD20CP001 | PRESSURE GAUGE 002LP |  | OPERATING | OPERATING | E221 | LTK0-1D0 | F40607001 |  | LTK0
LTK-H01MKD20CT001 | UPPER GUIDE BRG PAD TEMP TRANSDUCC 003MT |  | OPERATING | OPERATING | E221 | LTK0-1D0 | F40607001 |  | LTK0
LTK-H01MKD20CT002 | UPPER GUIDE BRG PAD TEMP TRANSDUC 004MT |  | OPERATING | OPERATING | E221 | LTK0-1D0 | F40607001 |  | LTK0
LTK-H01MKD20CT003 | UPPER GUIDE BRG PAD TEMP TRANSDUC 005MT |  | OPERATING | OPERATING | E221 | LTK0-1D0 | F40607001 |  | LTK0
LTK-H01MKD20CT004 | UPPER GUIDE BRG PAD TEMP SENSOR 025MR |  | OPERATING | OPERATING | E221 | LTK0-1D0 | F40607001 |  | LTK0
LTK-H01MKD20CT005 | UPPER GUIDE BRG PAD TEMP SENSOR 026MR |  | OPERATING | OPERATING | E221 | LTK0-1D0 | F40607001 |  | LTK0
LTK-H01MKD20CT006 | UPPER GUIDE BRG PAD TEMP SENSOR 027MR |  | OPERATING | OPERATING | E221 | LTK0-1D0 | F40607001 |  | LTK0
LTK-H01MKD20CT007 | UPPER GUIDE BRG PAD TEMP SENSOR 028MR |  | OPERATING | OPERATING | E221 | LTK0-1D0 | F40607001 |  | LTK0
LTK-H01MKD20CT008 | UPPER GUIDE BRG PAD TEMP SENSOR 029MR |  | OPERATING | OPERATING | E221 | LTK0-1D0 | F40607001 |  | LTK0
LTK-H01MKD20HD01 | UPPER GUIDE BRG PAD NO.1 |  | OPERATING | OPERATING | E221 | LTK0-1M0 | F40607001 |  | LTK0
LTK-H01MKD20HD02 | UPPER GUIDE BRG PAD NO.2 |  | OPERATING | OPERATING | E221 | LTK0-1M0 | F40607001 |  | LTK0
LTK-H01MKD20HD03 | UPPER GUIDE BRG PAD NO.3 |  | OPERATING | OPERATING | E221 | LTK0-1M0 | F40607001 |  | LTK0
LTK-H01MKD20HD04 | UPPER GUIDE BRG PAD NO.4 |  | OPERATING | OPERATING | E221 | LTK0-1M0 | F40607001 |  | LTK0
LTK-H01MKD20HD05 | UPPER GUIDE BRG PAD NO.5 |  | OPERATING | OPERATING | E221 | LTK0-1M0 | F40607001 |  | LTK0
LTK-H01MKD20HD06 | UPPER GUIDE BRG PAD NO.6 |  | OPERATING | OPERATING | E221 | LTK0-1M0 | F40607001 |  | LTK0
LTK-H01MKD20HD07 | UPPER GUIDE BRG PAD NO.7 |  | OPERATING | OPERATING | E221 | LTK0-1M0 | F40607001 |  | LTK0
LTK-H01MKD20HD08 | UPPER GUIDE BRG PAD NO.8 |  | OPERATING | OPERATING | E221 | LTK0-1M0 | F40607001 |  | LTK0
LTK-H01MKD30 | THRUST BEARING SET 01GTU4 . |  | OPERATING | OPERATING | E221 | LTK0-1M0 | F40607001 |  | LTK0
LTK-H01MKD30AS001 | ADJUST WED THRUST BEARING PAD NO.01 |  | OPERATING | OPERATING | E221 | LTK0-1M0 | F40607001 |  | LTK0
LTK-H01MKD30AS002 | ADJUST WED THRUST BEARING PAD NO.02 |  | OPERATING | OPERATING | E221 | LTK0-1M0 | F40607001 |  | LTK0
LTK-H01MKD30AS003 | ADJUST WED THRUST BEARING PAD NO.03 |  | OPERATING | OPERATING | E221 | LTK0-1M0 | F40607001 |  | LTK0
LTK-H01MKD30AS004 | ADJUST WED THRUST BEARING PAD NO.04 |  | OPERATING | OPERATING | E221 | LTK0-1M0 | F40607001 |  | LTK0
LTK-H01MKD30AS005 | ADJUST WED THRUST BEARING PAD NO.05 |  | OPERATING | OPERATING | E221 | LTK0-1M0 | F40607001 |  | LTK0
LTK-H01MKD30AS006 | ADJUST WED THRUST BEARING PAD NO.06 |  | OPERATING | OPERATING | E221 | LTK0-1M0 | F40607001 |  | LTK0
LTK-H01MKD30AS007 | ADJUST WED THRUST BEARING PAD NO.07 |  | OPERATING | OPERATING | E221 | LTK0-1M0 | F40607001 |  | LTK0
LTK-H01MKD30AS008 | ADJUST WED THRUST BEARING PAD NO.08 |  | OPERATING | OPERATING | E221 | LTK0-1M0 | F40607001 |  | LTK0
LTK-H01MKD30HD01 | THRUST BEARING PAD NO.01 |  | OPERATING | OPERATING | E221 | LTK0-1M0 | F40607001 |  | LTK0
LTK-H01MKD30HD02 | THRUST BEARING PAD NO.02 |  | OPERATING | OPERATING | E221 | LTK0-1M0 | F40607001 |  | LTK0
LTK-H01MKD30HD03 | THRUST BEARING PAD NO.03 |  | OPERATING | OPERATING | E221 | LTK0-1M0 | F40607001 |  | LTK0
LTK-H01MKD30HD04 | THRUST BEARING PAD NO.04 |  | OPERATING | OPERATING | E221 | LTK0-1M0 | F40607001 |  | LTK0
LTK-H01MKD30HD05 | THRUST BEARING PAD NO.05 |  | OPERATING | OPERATING | E221 | LTK0-1M0 | F40607001 |  | LTK0
LTK-H01MKD30HD06 | THRUST BEARING PAD NO.06 |  | OPERATING | OPERATING | E221 | LTK0-1M0 | F40607001 |  | LTK0
LTK-H01MKD30HD07 | THRUST BEARING PAD NO.07 |  | OPERATING | OPERATING | E221 | LTK0-1M0 | F40607001 |  | LTK0
LTK-H01MKD30HD08 | THRUST BEARING PAD NO.08 |  | OPERATING | OPERATING | E221 | LTK0-1M0 | F40607001 |  | LTK0
LTK-H01MKD40 | GEN.LOWER GUIDE BEARING SET |  | OPERATING | OPERATING | E221 | LTK0-1M0 | F40607001 |  | LTK0
LTK-H01MKD40AS001 | ADJUST WED LOWER GUIDE BEARING PAD NO.01 |  | OPERATING | OPERATING | E221 | LTK0-1M0 | F40607001 |  | LTK0
LTK-H01MKD40AS002 | ADJUST WED LOWER GUIDE BEARING PAD NO.02 |  | OPERATING | OPERATING | E221 | LTK0-1M0 | F40607001 |  | LTK0
LTK-H01MKD40AS003 | ADJUST WED LOWER GUIDE BEARING PAD NO.03 |  | OPERATING | OPERATING | E221 | LTK0-1M0 | F40607001 |  | LTK0
LTK-H01MKD40AS004 | ADJUST WED LOWER GUIDE BEARING PAD NO.04 |  | OPERATING | OPERATING | E221 | LTK0-1M0 | F40607001 |  | LTK0
LTK-H01MKD40AS005 | ADJUST WED LOWER GUIDE BEARING PAD NO.05 |  | OPERATING | OPERATING | E221 | LTK0-1M0 | F40607001 |  | LTK0
LTK-H01MKD40AS006 | ADJUST WED LOWER GUIDE BEARING PAD NO.06 |  | OPERATING | OPERATING | E221 | LTK0-1M0 | F40607001 |  | LTK0
LTK-H01MKD40AS007 | ADJUST WED LOWER GUIDE BEARING PAD NO.07 |  | OPERATING | OPERATING | E221 | LTK0-1M0 | F40607001 |  | LTK0
LTK-H01MKD40AS008 | ADJUST WED LOWER GUIDE BEARING PAD NO.08 |  | OPERATING | OPERATING | E221 | LTK0-1M0 | F40607001 |  | LTK0
LTK-H01MKD40AS009 | ADJUST WED LOWER GUIDE BEARING PAD NO.09 |  | OPERATING | OPERATING | E221 | LTK0-1M0 | F40607001 |  | LTK0
LTK-H01MKD40AS010 | ADJUST WED LOWER GUIDE BEARING PAD NO.10 |  | OPERATING | OPERATING | E221 | LTK0-1D0 | F40607001 |  | LTK0
LTK-H01MKD40HD001 | TEMP. LOWER (MEDIUM) GUIDE BRG.GTU423MR |  | OPERATING | OPERATING | E221 | LTK0-1D0 | F40607001 |  | LTK0
LTK-H01MKD40HD002 | TEMP. LOWER (MEDIUM) GUIDE BRG.GTU424MR |  | OPERATING | OPERATING | E221 | LTK0-1D0 | F40607001 |  | LTK0
LTK-H01MKD40HD01 | LOWER GUIDE BEARING PAD NO.01 |  | OPERATING | OPERATING | E221 | LTK0-1M0 | F40607001 |  | LTK0
LTK-H01MKD40HD02 | LOWER GUIDE BEARING PAD NO.02 |  | OPERATING | OPERATING | E221 | LTK0-1M0 | F40607001 |  | LTK0
LTK-H01MKD40HD03 | LOWER GUIDE BEARING PAD NO.03 |  | OPERATING | OPERATING | E221 | LTK0-1M0 | F40607001 |  | LTK0
LTK-H01MKD40HD04 | LOWER GUIDE BEARING PAD NO.04 |  | OPERATING | OPERATING | E221 | LTK0-1M0 | F40607001 |  | LTK0
LTK-H01MKD40HD05 | LOWER GUIDE BEARING PAD NO.05 |  | OPERATING | OPERATING | E221 | LTK0-1M0 | F40607001 |  | LTK0
LTK-H01MKD40HD06 | LOWER GUIDE BEARING PAD NO.06 |  | OPERATING | OPERATING | E221 | LTK0-1M0 | F40607001 |  | LTK0
LTK-H01MKD40HD07 | LOWER GUIDE BEARING PAD NO.07 |  | OPERATING | OPERATING | E221 | LTK0-1M0 | F40607001 |  | LTK0
LTK-H01MKD40HD08 | LOWER GUIDE BEARING PAD NO.08 |  | OPERATING | OPERATING | E221 | LTK0-1M0 | F40607001 |  | LTK0
LTK-H01MKD40HD09 | LOWER GUIDE BEARING PAD NO.09 |  | OPERATING | OPERATING | E221 | LTK0-1M0 | F40607001 |  | LTK0
LTK-H01MKD40HD10 | LOWER GUIDE BEARING PAD NO.10 |  | OPERATING | OPERATING | E221 | LTK0-1M0 | F40607001 |  | LTK0
LTK-H01MKD50 | SUPPORT LOWER GEN. GUIDE |  | OPERATING | OPERATING | E221 | LTK0-1M0 | F40607001 |  | LTK0
LTK-H01MKU | STATOR/ROTOR COOLING OIL COOLING SYSTEM |  | OPERATING | OPERATING | E221 | LTK0-1M0 | F40607001 |  | LTK0
LTK-H01MKU10 | MAIN TRANSFORMER OIL COOLER NO.1 |  | OPERATING | OPERATING | E221 | LTK0-1M0 | F40607001 |  | LTK0
LTK-H01MKU10AA001 | WATER INLET VALVE NO.1 |  | OPERATING | OPERATING | E221 | LTK0-1M0 | F40607001 |  | LTK0
LTK-H01MKU10AA002 | WATER OUT VALVE NO.1 |  | OPERATING | OPERATING | E221 | LTK0-1M0 | F40607001 |  | LTK0
LTK-H01MKU10AA003 | LTK-H01MKU10AA003 |  | OPERATING | OPERATING | E221 | LTK0-1M0 | F40607001 |  | LTK0
LTK-H01MKU10AA003CP01 | 69W-WATER FLOW RELAY |  | OPERATING | OPERATING | E221 | LTK0-1D0 | F40607001 |  | LTK0
LTK-H01MKU10AP001 | MAIN TRANS OIL CURCULATING PUMP NO.1 |  | OPERATING | OPERATING | E221 | LTK0-1M0 | F40607001 |  | LTK0
LTK-H01MKU10AP001-M01 | MOTOR OIL CURCULATING NO.1 |  | OPERATING | OPERATING | E221 | LTK0-1D0 | F40607001 |  | LTK0
LTK-H01MKU10AP001CP02 | 69Q-OIL FLOW RELAY |  | OPERATING | OPERATING | E221 | LTK0-1M0 | F40607001 |  | LTK0
LTK-H01MKU10AP001KA01 | OIL OUT VALVE NO.1 |  | OPERATING | OPERATING | E221 | LTK0-1M0 | F40607001 |  | LTK0
LTK-H01MKU10AP001KA02 | OIL INLET VALVE NO.1 |  | OPERATING | OPERATING | E221 | LTK0-1M0 | F40607001 |  | LTK0
LTK-H01MKU10AP001KP01 | PUMP OIL CURCULATING NO.1 |  | OPERATING | OPERATING | E221 | LTK0-1M0 | F40607001 |  | LTK0
LTK-H01MKU20 | MAIN TRANSFORMER OIL COOLER NO.2 |  | OPERATING | OPERATING | E221 | LTK0-1M0 | F40607001 |  | LTK0
LTK-H01MKU20AA001 | WATER INLET VALVE NO.2 |  | OPERATING | OPERATING | E221 | LTK0-1M0 | F40607001 |  | LTK0
LTK-H01MKU20AA002 | WATER OUT VALVE NO.2 |  | OPERATING | OPERATING | E221 | LTK0-1M0 | F40607001 |  | LTK0
LTK-H01MKU20AA003 | LTK-H01MKU20AA003 |  | OPERATING | OPERATING | E221 | LTK0-1M0 | F40607001 |  | LTK0
LTK-H01MKU20AA003CP01 | 69W-WATER FLOW RELAY |  | OPERATING | OPERATING | E221 | LTK0-1D0 | F40607001 |  | LTK0
LTK-H01MKU20AP002 | MAIN TRANS OIL CURCULATING PUMP NO.2 |  | OPERATING | OPERATING | E221 | LTK0-1M0 | F40607001 |  | LTK0
LTK-H01MKU20AP002-M01 | MOTOR OIL CURCULATING NO.2 |  | OPERATING | OPERATING | E221 | LTK0-1D0 | F40607001 |  | LTK0
LTK-H01MKU20AP002CP02 | 69Q-OIL FLOW RELAY |  | OPERATING | OPERATING | E221 | LTK0-1D0 | F40607001 |  | LTK0
LTK-H01MKU20AP002KA01 | OIL OUT VALVE NO.2 |  | OPERATING | OPERATING | E221 | LTK0-1M0 | F40607001 |  | LTK0
LTK-H01MKU20AP002KA02 | OIL INLET VALVE NO.2 |  | OPERATING | OPERATING | E221 | LTK0-1M0 | F40607001 |  | LTK0
LTK-H01MKU20AP002KP01 | PUMP OIL CURCULATING NO.2 |  | OPERATING | OPERATING | E221 | LTK0-1M0 | F40607001 |  | LTK0
LTK-H01MKU30 | MAIN TRANSFORMER OIL COOLER NO.3 |  | OPERATING | OPERATING | E221 | LTK0-1M0 | F40607001 |  | LTK0
LTK-H01MKU30AA001 | WATER INLET VALVE NO.3 |  | OPERATING | OPERATING | E221 | LTK0-1M0 | F40607001 |  | LTK0
LTK-H01MKU30AA002 | WATER OUT VALVE NO.3 |  | OPERATING | OPERATING | E221 | LTK0-1M0 | F40607001 |  | LTK0
LTK-H01MKU30AA003 | LTK-H01MKU30AA003 |  | OPERATING | OPERATING | E221 | LTK0-1M0 | F40607001 |  | LTK0
LTK-H01MKU30AA003CP01 | 69W-WATER FLOW RELAY |  | OPERATING | OPERATING | E221 | LTK0-1D0 | F40607001 |  | LTK0
LTK-H01MKU30AP003 | MAIN TRANS OIL CURCULATING PUMP NO.3 |  | OPERATING | OPERATING | E221 | LTK0-1M0 | F40607001 |  | LTK0
LTK-H01MKU30AP003-M01 | MOTOR OIL CURCULATING NO.3 |  | OPERATING | OPERATING | E221 | LTK0-1D0 | F40607001 |  | LTK0
LTK-H01MKU30AP003CP02 | 69Q-OIL FLOW RELAY |  | OPERATING | OPERATING | E221 | LTK0-1D0 | F40607001 |  | LTK0
LTK-H01MKU30AP003KA01 | OIL OUT VALVE NO.3 |  | OPERATING | OPERATING | E221 | LTK0-1M0 | F40607001 |  | LTK0
LTK-H01MKU30AP003KA02 | OIL INLET VALVE NO.3 |  | OPERATING | OPERATING | E221 | LTK0-1M0 | F40607001 |  | LTK0
LTK-H01MKU30AP003KP01 | PUMP OIL CURCULATING NO.3 |  | OPERATING | OPERATING | E221 | LTK0-1M0 | F40607001 |  | LTK0
LTK-H01MKY | CONTROL AND PROTECTION |  | OPERATING | OPERATING | E221 | LTK0-1M0 | F40607001 |  | LTK0
LTK-H01MKY10 | CONTROL AND PROTECTION |  | OPERATING | OPERATING | E221 | LTK0-1M0 | F40607001 |  | LTK0
LTK-H01MKY10AP001 | OIL LIFTING PUMP GTU411PO NO.1 |  | OPERATING | OPERATING | E221 | LTK0-1M0 | F40607001 |  | LTK0
LTK-H01MKY10AP001-M01 | MOTOR GTU411PO |  | OPERATING | OPERATING | E221 | LTK0-1D0 | F40607001 |  | LTK0
LTK-H01MKY10AP001KA01 | SAFETY VALVE 411VQ |  | OPERATING | OPERATING | E221 | LTK0-1M0 | F40607001 |  | LTK0
LTK-H01MKY10AP001KA02 | NON RETURN VALVE 411VT |  | OPERATING | OPERATING | E221 | LTK0-1M0 | F40607001 |  | LTK0
LTK-H01MKY10AP001KA03 | SELECTOR VALVE OF FILTER OIL LIFTING |  | OPERATING | OPERATING | E221 | LTK0-1M0 | F40607001 |  | LTK0
LTK-H01MKY10AP001KA04 | NON RETURN VALVE 411VT |  | OPERATING | OPERATING | E221 | LTK0-1M0 | F40607001 |  | LTK0
LTK-H01MKY10AP001KP01 | PUMP GTU411PO |  | OPERATING | OPERATING | E221 | LTK0-1M0 | F40607001 |  | LTK0
LTK-H01MKY10AP001KT01 | FILTER ON UPLIFTING CIRCUIT NO.02 401FI |  | OPERATING | OPERATING | E221 | LTK0-1M0 | F40607001 |  | LTK0
LTK-H01MKY10AP001KT02 | FILTER ON UPLIFTING CIRCUIT NO.01 401FI |  | OPERATING | OPERATING | E221 | LTK0-1M0 | F40607001 |  | LTK0
LTK-H01MKY10AP002 | OIL LIFTING PUMP GTU412PO NO.2 |  | OPERATING | OPERATING | E221 | LTK0-1M0 | F40607001 |  | LTK0
LTK-H01MKY10AP002-M01 | MOTOR GTU412PO |  | OPERATING | OPERATING | E221 | LTK0-1D0 | F40607001 |  | LTK0
LTK-H01MKY10AP002KA01 | SAFETY VALVE 412VQ |  | OPERATING | OPERATING | E221 | LTK0-1M0 | F40607001 |  | LTK0
LTK-H01MKY10AP002KA02 | NON RETURN VALVE 412VT |  | OPERATING | OPERATING | E221 | LTK0-1M0 | F40607001 |  | LTK0
LTK-H01MKY10AP002KP01 | PUMP GTU412PO |  | OPERATING | OPERATING | E221 | LTK0-1M0 | F40607001 |  | LTK0
LTK-H01MKY10AP002KT01 | OIL LIFT PUMP OIL FILTER 01GTU401FI |  | OPERATING | OPERATING | E221 | LTK0-1M0 | F40607001 |  | LTK0
LTK-H01MKY10CP01 | PRESSURE TRANSDUCER 412MP |  | OPERATING | OPERATING | E221 | LTK0-1D0 | F40607001 |  | LTK0
LTK-H01MKY10CP02 | PRESSURE TRANSDUCER 413MP |  | OPERATING | OPERATING | E221 | LTK0-1D0 | F40607001 |  | LTK0
LTK-H01MKY10HA001 | INJECTION PRESS IN LIFTING CIRCUIT 413MP |  | OPERATING | OPERATING | E221 | LTK0-1M0 | F40607001 |  | LTK0
LTK-H01MKY10HA002 | OIL PRESSURE INJECTION CIRCUIT 412MP |  | OPERATING | OPERATING | E221 | LTK0-1M0 | F40607001 |  | LTK0
LTK-H01P | COOLING WATER SYSTEMS |  | OPERATING | OPERATING | E221 | LTK0-1M0 | F40607001 |  | LTK0
LTK-H01PA | CIRCULATING (MAIN COOLING) WATER SYSTEM |  | OPERATING | OPERATING | E221 | LTK0-1M0 | F40607001 |  | LTK0
LTK-H01PAG | COOLING WATER SYSTEM |  | OPERATING | OPERATING | E221 | LTK0-1M0 | F40607001 |  | LTK0
LTK-H01PAG10 | MAIN COOLING WATER FOR UNIT 01 |  | OPERATING | OPERATING | E221 | LTK0-1M0 | F40607001 |  | LTK0
LTK-H01PAG10AA001 | MANUAL MAIN VALVE 01SRG038VE |  | OPERATING | OPERATING | E221 | LTK0-1M2 | F40607001 |  | LTK0
LTK-H01PAG10AA002 | SUCTION MANUAL MAIN VALVE 01SRG024VE |  | OPERATING | OPERATING | E221 | LTK0-1M2 | F40607001 |  | LTK0
LTK-H01PAG10AA003 | DISCHARGE CHECK VALVE 01SRG025VE |  | OPERATING | OPERATING | E221 | LTK0-1M2 | F40607001 |  | LTK0
LTK-H01PAG10AA004 | DISCHARGE MANUAL MAIN VALVE 01SRG027VE |  | OPERATING | OPERATING | E221 | LTK0-1M2 | F40607001 |  | LTK0
LTK-H01PAG10AA005 | DISCHARGE MANUAL MAIN VALVE 01SRG028VE |  | OPERATING | OPERATING | E221 | LTK0-1M0 | F40607001 |  | LTK0
LTK-H01PAG10AA006 | MANUAL WATER VALVE 01SRG042VE |  | OPERATING | OPERATING | E221 | LTK0-1M0 | F40607001 |  | LTK0
LTK-H01PAG10AA007 | DISCHARGE CHECK VALVE 01SRG034VE |  | OPERATING | OPERATING | E221 | LTK0-1M0 | F40607001 |  | LTK0
LTK-H01PAG10AA008 | MOTOR OPERATE WATER VALVE 01SRG002VE |  | OPERATING | OPERATING | E221 | LTK0-1D0 | F40607001 |  | LTK0
LTK-H01PAG10AA009 | MANUAL WATER VALVE 01SRG035VE |  | OPERATING | OPERATING | E221 | LTK0-1M0 | F40607001 |  | LTK0
LTK-H01PAG10AA010 | MANUAL WATER VALVE 01SRG043VE |  | OPERATING | OPERATING | E221 | LTK0-1M2 | F40607001 |  | LTK0
LTK-H01PAG10AA011 | MANUAL WATER VALVE 01SRG031VE |  | OPERATING | OPERATING | E221 | LTK0-1M2 | F40607001 |  | LTK0
LTK-H01PAG10AA012 | MANUAL WATER VALVE 01SRG033VE |  | OPERATING | OPERATING | E221 | LTK0-1M2 | F40607001 |  | LTK0
LTK-H01PAG10AA013 | MANUAL WATER VALVE 01SRG044VE |  | OPERATING | OPERATING | E221 | LTK0-1M2 | F40607001 |  | LTK0
LTK-H01PAG10AA014 | MANUAL WATER VALVE 01SRG045VE |  | OPERATING | OPERATING | E221 | LTK0-1M2 | F40607001 |  | LTK0
LTK-H01PAG10AA015 | MANUAL WATER VALVE 01SRG046VE |  | OPERATING | OPERATING | E221 | LTK0-1M2 | F40607001 |  | LTK0
LTK-H01PAG10AA016 | MANUAL WATER VALVE 01SRG047VE |  | OPERATING | OPERATING | E221 | LTK0-1M2 | F40607001 |  | LTK0
LTK-H01PAG10AA017 | MANUAL WATER VALVE 01SRG029VE |  | OPERATING | OPERATING | E221 | LTK0-1M2 | F40607001 |  | LTK0
LTK-H01PAG10AA018 | MANUAL WATER VALVE 01SRG030VE |  | OPERATING | OPERATING | E221 | LTK0-1M2 | F40607001 |  | LTK0
LTK-H01PAG10AA019 | MANUAL WATER VALVE 01SRG032VE |  | OPERATING | OPERATING | E221 | LTK0-1M2 | F40607001 |  | LTK0
LTK-H01PAG10AP001 | MAIN COOLING WATER PUMP 01SRG001PO |  | OPERATING | OPERATING | E221 | LTK0-1M2 | F40607001 |  | LTK0
LTK-H01PAG10AP001-M01 | MOTOR |  | OPERATING | OPERATING | E221 | LTK0-1D0 | F40607001 |  | LTK0
LTK-H01PAG10AP001-S01 | DIFF. PRESSURE SW.SRG001DP |  | OPERATING | OPERATING | E221 | LTK0-1D0 | F40607001 |  | LTK0
LTK-H01PAG10AP001KP01 | PUMP 001PO |  | OPERATING | OPERATING | E221 | LTK0-1M2 | F40607001 |  | LTK0
LTK-H01PAG10AP001QP01 | PRESSURE GAUGE SRG009LP |  | OPERATING | OPERATING | E221 | LTK0-1D0 | F40607001 |  | LTK0
LTK-H01PAG10AP001QP02 | PRESSURE GAUGE SRG010LP |  | OPERATING | OPERATING | E221 | LTK0-1D0 | F40607001 |  | LTK0
LTK-H01PAG10AT001 | MAIN AUTOMATIC STRAINER 01SRG001FI |  | OPERATING | OPERATING | E221 | LTK0-1M0 | F40607001 |  | LTK0
LTK-H01PAG10AT001-M01 | MOTOR SRG001FI |  | OPERATING | OPERATING | E221 | LTK0-1D0 | F40607001 |  | LTK0
LTK-H01PAG10AT001-S01 | DIFF. PRESSURE SW. SRG008DP |  | OPERATING | OPERATING | E221 | LTK0-1D0 | F40607001 |  | LTK0
LTK-H01PAG10AT001BR01 | MAIN. WATER SUPPLY PIPE SRG020ND500 |  | OPERATING | OPERATING | E221 | LTK0-1M0 | F40607001 |  | LTK0
LTK-H01PAG10AT001BR02 | MAIN. WATER DISCHARGE PIPE SRG039ND600 |  | OPERATING | OPERATING | E221 | LTK0-1M0 | F40607001 |  | LTK0
LTK-H01PAG10AT001KA01 | AUTOMATIC DRAIN VALVE |  | OPERATING | OPERATING | E221 | LTK0-1D0 | F40607001 |  | LTK0
LTK-H01PAG10AT001KA04 | WATER FLOW RELAY SRG007DI |  | OPERATING | OPERATING | E221 | LTK0-1D0 | F40607001 |  | LTK0
LTK-H01PAG10AT001KP01 | AUTOMATIC STRAINER 001FI |  | OPERATING | OPERATING | E221 | LTK0-1M0 | F40607001 |  | LTK0
LTK-H01PAG10AT001QP01 | PRESSURE GAUGE SRG008LP-1 |  | OPERATING | OPERATING | E221 | LTK0-1D0 | F40607001 |  | LTK0
LTK-H01PAG10AT001QP02 | PRESSURE GAUGE SRG008LP-2 |  | OPERATING | OPERATING | E221 | LTK0-1D0 | F40607001 |  | LTK0
LTK-H01PAG20 | MAIN TR. COOLING WATER SYSTEM |  | OPERATING | OPERATING | E221 | LTK0-1M0 | F40607001 |  | LTK0
LTK-H01PAG20AA001 | MANUAL VALVE SUCTION PUMP 01SRG005VE |  | OPERATING | OPERATING | E221 | LTK0-1M2 | F40607001 |  | LTK0
LTK-H01PAG20AA002 | CHECK VALVE 01SRG006VE |  | OPERATING | OPERATING | E221 | LTK0-1M2 | F40607001 |  | LTK0
LTK-H01PAG20AA003 | MANUAL VALVE DISCHARGE PUMP 01SRG007VE |  | OPERATING | OPERATING | E221 | LTK0-1M2 | F40607001 |  | LTK0
LTK-H01PAG20AA004 | MANUAL VALVE DISCHRGE STR 01SRG008VE |  | OPERATING | OPERATING | E221 | LTK0-1M2 | F40607001 |  | LTK0
LTK-H01PAG20AA005 | MANUAL VALVE SUCTION PUMP 01SRG009VE |  | OPERATING | OPERATING | E221 | LTK0-1M2 | F40607001 |  | LTK0
LTK-H01PAG20AA006 | CHECK VALVE 01SRG010VE |  | OPERATING | OPERATING | E221 | LTK0-1M2 | F40607001 |  | LTK0
LTK-H01PAG20AA007 | MANUAL VALVE DISCHARGE PUMP 01SRG011VE |  | OPERATING | OPERATING | E221 | LTK0-1M2 | F40607001 |  | LTK0
LTK-H01PAG20AA008 | MANUAL VALVE DISCHRGE STR 01SRG012VE |  | OPERATING | OPERATING | E221 | LTK0-1M0 | F40607001 |  | LTK0
LTK-H01PAG20AP001 | MAIN WATER PUMPS FOR MAIN TRANSFERMERS AT NO LOAD 01SRG002PO |  | OPERATING | OPERATING | E221 | LTK0-1M2 | F40607001 |  | LTK0
LTK-H01PAG20AP001-M01 | MOTOR |  | OPERATING | OPERATING | E221 | LTK0-1D0 | F40607001 |  | LTK0
LTK-H01PAG20AP001-S01 | DIFF PRESSURE SW. 002DP |  | OPERATING | OPERATING | E221 | LTK0-1D0 | F40607001 |  | LTK0
LTK-H01PAG20AP001KP01 | PUMP 002PO |  | OPERATING | OPERATING | E221 | LTK0-1M0 | F40607001 |  | LTK0
LTK-H01PAG20AP001QP01 | PRESSURE GAUGE 001LP |  | OPERATING | OPERATING | E221 | LTK0-1D0 | F40607001 |  | LTK0
LTK-H01PAG20AP001QP02 | PRESSURE GAUGE 002LP |  | OPERATING | OPERATING | E221 | LTK0-1D0 | F40607001 |  | LTK0
LTK-H01PAG20AP002 | STAND BY WATER PUMPS FOR MAIN TRANSFERMERS AT NO LOAD 01SRG003PO |  | OPERATING | OPERATING | E221 | LTK0-1M2 | F40607001 |  | LTK0
LTK-H01PAG20AP002-M01 | MOTOR |  | OPERATING | OPERATING | E221 | LTK0-1D0 | F40607001 |  | LTK0
LTK-H01PAG20AP002KP01 | PUMP 003PO |  | OPERATING | OPERATING | E221 | LTK0-1M0 | F40607001 |  | LTK0
LTK-H01PAG20AP002QP01 | PRESSURE GAUGE 003LP |  | OPERATING | OPERATING | E221 | LTK0-1D0 | F40607001 |  | LTK0
LTK-H01PAG20AP002QP02 | PRESSURE GAUGE 004LP |  | OPERATING | OPERATING | E221 | LTK0-1D0 | F40607001 |  | LTK0
LTK-H01PAG20AP003 | LTK-H01PAG20AP003 |  | OPERATING | OPERATING | E221 | LTK0-1M0 | F40607001 |  | LTK0
LTK-H01PAG20AP003-S01 | DIFF PRESSURE SW. 003DP |  | OPERATING | OPERATING | E221 | LTK0-1D0 | F40607001 |  | LTK0
LTK-H01PAG20AT002 | MAIN TRANS AUTOMATIC STRAINER NO.1 01SRG002FI |  | OPERATING | OPERATING | E221 | LTK0-1M2 | F40607001 |  | LTK0
LTK-H01PAG20AT002-M01 | MOTOR AUTOMATIC STRAINER |  | OPERATING | OPERATING | E221 | LTK0-1D0 | F40607001 |  | LTK0
LTK-H01PAG20AT002-S01 | DIFF PRESSURE SW. 004DP |  | OPERATING | OPERATING | E221 | LTK0-1D0 | F40607001 |  | LTK0
LTK-H01PAG20AT002KA01 | AUTOMATIC DRAIN VALVE |  | OPERATING | OPERATING | E221 | LTK0-1D0 | F40607001 |  | LTK0
LTK-H01PAG20AT002KP01 | AUTOMATIC STRAINER 002FI |  | OPERATING | OPERATING | E221 | LTK0-1M0 | F40607001 |  | LTK0
LTK-H01PAG20AT002QP01 | PRESSURE GAUGE004LP-1 |  | OPERATING | OPERATING | E221 | LTK0-1D0 | F40607001 |  | LTK0
LTK-H01PAG20AT002QP02 | PRESSURE GAUGE 004LP-2 |  | OPERATING | OPERATING | E221 | LTK0-1D0 | F40607001 |  | LTK0
LTK-H01PAG20AT003 | MAIN TRANS. AUTOMATIC STRAINER NO.2 01SRG003FI |  | OPERATING | OPERATING | E221 | LTK0-1M2 | F40607001 |  | LTK0
LTK-H01PAG20AT003-M01 | MOTOR AUTOMATIC STRAINER |  | OPERATING | OPERATING | E221 | LTK0-1D0 | F40607001 |  | LTK0
LTK-H01PAG20AT003KA01 | AUTOMATIC DRAIN VALVE |  | OPERATING | OPERATING | E221 | LTK0-1D0 | F40607001 |  | LTK0
LTK-H01PAG20AT003KP01 | AUTOMATIC STRAINER 003FI |  | OPERATING | OPERATING | E221 | LTK0-1M0 | F40607001 |  | LTK0
LTK-H01PAG20AT003QP01 | PRESSURE GAUGE005LP-1 |  | OPERATING | OPERATING | E221 | LTK0-1D0 | F40607001 |  | LTK0
LTK-H01PAG20AT003QP02 | PRESSURE GAUGE 005LP-2 |  | OPERATING | OPERATING | E221 | LTK0-1D0 | F40607001 |  | LTK0
LTK-H01PCB20 | COOLING WATER SUPPLY FOR TURBINE BRG |  | OPERATING | OPERATING | E221 | LTK0-1M2 | F40607001 |  | LTK0
LTK-H01PCB20AA010 | MAIN VALVE WATER INLET TBG COOLER |  | OPERATING | OPERATING | E221 | LTK0-1M2 | F40607001 |  | LTK0
LTK-H01PCB20AA011 | MAIN VALVE WATER OUTLET TBG COOLER |  | OPERATING | OPERATING | E221 | LTK0-1M2 | F40607001 |  | LTK0
LTK-H01PCB20AA058 | VALVE WATER INLET TBG COOLER NO.1 431EH |  | OPERATING | OPERATING | E221 | LTK0-1M2 | F40607001 |  | LTK0
LTK-H01PCB20AA059 | VALVE WATER OUTLET TBG COOLER NO.1 431EH |  | OPERATING | OPERATING | E221 | LTK0-1M2 | F40607001 |  | LTK0
LTK-H01PCB20AA068 | VALVE WATER INLET TBG COOLER NO.2 432EH |  | OPERATING | OPERATING | E221 | LTK0-1M2 | F40607001 |  | LTK0
LTK-H01PCB20AA069 | VALVE WATER OUTLET TBG COOLER NO.1 432EH |  | OPERATING | OPERATING | E221 | LTK0-1M2 | F40607001 |  | LTK0
LTK-H01PCB40 | COOLING WATER SUPPLY FOR GOV |  | OPERATING | OPERATING | E221 | LTK0-1M2 | F40607001 |  | LTK0
LTK-H01PCB40AA010 | VALVE WATER INLET GOV SUMP TANK COOLER 110EH |  | OPERATING | OPERATING | E221 | LTK0-1M2 | F40607001 |  | LTK0
LTK-H01PCB40AA011 | 105EM VALVE WATER INLETGOV SUMP TANK COOLER 110EH |  | OPERATING | OPERATING | E221 | LTK0-1M2 | F40607001 |  | LTK0
LTK-H01PCB40AA020 | VALVE WATER OUTLET GOV SUMP TANK COOLER 110EH |  | OPERATING | OPERATING | E221 | LTK0-1M2 | F40607001 |  | LTK0
LTK-H01PCM10 | COOLING WATER SUPPLY FOR CGB |  | OPERATING | OPERATING | E221 | LTK0-1M2 | F40607001 |  | LTK0
LTK-H01PCM20 | COOLING WATER SUPPLY FOR UPPER GUIDE BEARING |  | OPERATING | OPERATING | E221 | LTK0-1M2 | F40607001 |  | LTK0
LTK-H01PCM20AA010 | VALVE WATER INLET UPPER GUIDE BEARING COOLER (028VE) |  | OPERATING | OPERATING | E221 | LTK0-1M2 | F40607001 |  | LTK0
LTK-H01PCM20AA020 | VALVE WATER OUTLET UPPER GUIDE BEARING COOLER (025VE) |  | OPERATING | OPERATING | E221 | LTK0-1M2 | F40607001 |  | LTK0
LTK-H01PCM20AA055 | VALVE WATER INLET UGB COOLER 001EH (029VE) |  | OPERATING | OPERATING | E221 | LTK0-1M2 | F40607001 |  | LTK0
LTK-H01PCM20AA056 | VALVE WATER OUTLET UGB COOLER 001EH (026VE) |  | OPERATING | OPERATING | E221 | LTK0-1M2 | F40607001 |  | LTK0
LTK-H01PCM20AA065 | VALVE WATER INLET UGB COOLER 002EH (030VE) |  | OPERATING | OPERATING | E221 | LTK0-1M2 | F40607001 |  | LTK0
LTK-H01PCM20AA066 | VALVE WATER OUTLET UGB COOLER 002EH (027VE) |  | OPERATING | OPERATING | E221 | LTK0-1M2 | F40607001 |  | LTK0
LTK-H01PCM30 | COOLING WATER SUPPLY FOR GEN AIR COOLER |  | OPERATING | OPERATING | E221 | LTK0-1M2 | F40607001 |  | LTK0
LTK-H01PCM30AA001 | VALVE WATER INLET GEN AIR COOLER No.1 (001VE) |  | OPERATING | OPERATING | E221 | LTK0-1M2 | F40607001 |  | LTK0
LTK-H01PCM30AA002 | VALVE WATER OUTLET GEN AIR NO.1 (003VE) |  | OPERATING | OPERATING | E221 | LTK0-1M2 | F40607001 |  | LTK0
LTK-H01PCM30AA003 | VALVE WATER INLET GEN AIR COOLER No.2 (005VE) |  | OPERATING | OPERATING | E221 | LTK0-1M2 | F40607001 |  | LTK0
LTK-H01PCM30AA004 | VALVE WATER OUTLET GEN AIR NO.2 (007VE) |  | OPERATING | OPERATING | E221 | LTK0-1M2 | F40607001 |  | LTK0
LTK-H01PCM30AA005 | VALVE WATER INLET GEN AIR COOLER No.3 (009VE) |  | OPERATING | OPERATING | E221 | LTK0-1M2 | F40607001 |  | LTK0
LTK-H01PCM30AA006 | VALVE WATER OUTLET GEN AIR NO.3 (011VE) |  | OPERATING | OPERATING | E221 | LTK0-1M2 | F40607001 |  | LTK0
LTK-H01PCM30AA007 | VALVE WATER INLET GEN AIR COOLER No.4 (015VE) |  | OPERATING | OPERATING | E221 | LTK0-1M2 | F40607001 |  | LTK0
LTK-H01PCM30AA008 | VALVE WATER OUTLET GEN AIR NO.4 (013VE) |  | OPERATING | OPERATING | E221 | LTK0-1M2 | F40607001 |  | LTK0
LTK-H01PCM30AA009 | VALVE WATER INLET GEN AIR COOLER No.5 (019VE) |  | OPERATING | OPERATING | E221 | LTK0-1M2 | F40607001 |  | LTK0
LTK-H01PCM30AA010 | VALVE WATER OUTLET GEN AIR NO.5 (017VE) |  | OPERATING | OPERATING | E221 | LTK0-1M2 | F40607001 |  | LTK0
LTK-H01PCM30AA011 | VALVE WATER INLET GEN AIR COOLER No.6 (023VE) |  | OPERATING | OPERATING | E221 | LTK0-1M2 | F40607001 |  | LTK0
LTK-H01PCM30AA012 | VALVE WATER OUTLET GEN AIR NO.6 (021VE) |  | OPERATING | OPERATING | E221 | LTK0-1M2 | F40607001 |  | LTK0
LTK-H01PCM30AA101 | AIR COOLER DRAIN VALVE (002VE) |  | OPERATING | OPERATING | E221 | LTK0-1M2 | F40607001 |  | LTK0
LTK-H01PCM30AA102 | AIR COOLER DRAIN VALVE (004VE) |  | OPERATING | OPERATING | E221 | LTK0-1M2 | F40607001 |  | LTK0
LTK-H01PCM30AA103 | AIR COOLER DRAIN VALVE (006VE) |  | OPERATING | OPERATING | E221 | LTK0-1M2 | F40607001 |  | LTK0
LTK-H01PCM30AA104 | AIR COOLER DRAIN VALVE (008VE) |  | OPERATING | OPERATING | E221 | LTK0-1M2 | F40607001 |  | LTK0
LTK-H01PCM30AA105 | AIR COOLER DRAIN VALVE (010VE) |  | OPERATING | OPERATING | E221 | LTK0-1M2 | F40607001 |  | LTK0
LTK-H01PCM30AA106 | AIR COOLER DRAIN VALVE (012VE) |  | OPERATING | OPERATING | E221 | LTK0-1M2 | F40607001 |  | LTK0
LTK-H01PCM30AA107 | AIR COOLER DRAIN VALVE (016VE) |  | OPERATING | OPERATING | E221 | LTK0-1M2 | F40607001 |  | LTK0
LTK-H01PCM30AA108 | AIR COOLER DRAIN VALVE (014VE) |  | OPERATING | OPERATING | E221 | LTK0-1M2 | F40607001 |  | LTK0
LTK-H01PCM30AA109 | AIR COOLER DRAIN VALVE (020VE) |  | OPERATING | OPERATING | E221 | LTK0-1M2 | F40607001 |  | LTK0
LTK-H01PCM30AA110 | AIR COOLER DRAIN VALVE (018VE) |  | OPERATING | OPERATING | E221 | LTK0-1M2 | F40607001 |  | LTK0
LTK-H01PCM30AA111 | AIR COOLER DRAIN VALVE (024VE) |  | OPERATING | OPERATING | E221 | LTK0-1M2 | F40607001 |  | LTK0
LTK-H01PCM30AA112 | AIR COOLER DRAIN VALVE (022VE) |  | OPERATING | OPERATING | E221 | LTK0-1M2 | F40607001 |  | LTK0
LTK-H01PCM30AA201 | AIR COOLER VENT VALVE (031VE) |  | OPERATING | OPERATING | E221 | LTK0-1M2 | F40607001 |  | LTK0
LTK-H01PCM30AA202 | AIR COOLER VENT VALVE (032VE) |  | OPERATING | OPERATING | E221 | LTK0-1M2 | F40607001 |  | LTK0
LTK-H01PCM30AA203 | AIR COOLER VENT VALVE (033VE) |  | OPERATING | OPERATING | E221 | LTK0-1M2 | F40607001 |  | LTK0
LTK-H01PCM30AA204 | AIR COOLER VENT VALVE (034VE) |  | OPERATING | OPERATING | E221 | LTK0-1M2 | F40607001 |  | LTK0
LTK-H01PCM30AA205 | AIR COOLER VENT VALVE (035VE) |  | OPERATING | OPERATING | E221 | LTK0-1M2 | F40607001 |  | LTK0
LTK-H01PCM30AA206 | AIR COOLER VENT VALVE (036VE) |  | OPERATING | OPERATING | E221 | LTK0-1M2 | F40607001 |  | LTK0
LTK-H01Q | AUXILIARY STSTEMS |  | OPERATING | OPERATING | E221 | LTK0-1M2 | F40607001 |  | LTK0
LTK-H01QE | GENERAL COMPRESSED AIR SUPPLY |  | OPERATING | OPERATING | E221 | LTK0-1M0 | F40607001 |  | LTK0
LTK-H01QEB | GENERAL COMPRESSED AIR SUPPLY |  | OPERATING | OPERATING | E221 | LTK0-1M0 | F40607001 |  | LTK0
LTK-H01QEB10 | MAIN AIR PRESSURE TANK |  | OPERATING | OPERATING | E221 | LTK0-1M0 | F40607001 |  | LTK0
LTK-H01QEB10BB001 | MAIN AIR PRESSURE TANK 701AQ NO.1A |  | OPERATING | OPERATING | E221 | LTK0-1M0 | F40607001 |  | LTK0
LTK-H01QEB10BB001KA01 | MANUAL VALVE 721VA |  | OPERATING | OPERATING | E221 | LTK0-1M0 | F40607001 |  | LTK0
LTK-H01QEB10BB001KA02 | SAFETY VALVE 701VQ |  | OPERATING | OPERATING | E221 | LTK0-1M0 | F40607001 |  | LTK0
LTK-H01QEB10BB001KA03 | MANUAL VALVE 718VA |  | OPERATING | OPERATING | E221 | LTK0-1M0 | F40607001 |  | LTK0
LTK-H01QEB10BB001KA04 | MANUAL DRAIN VALVE 716VA NO.1A |  | OPERATING | OPERATING | E221 | LTK0-1M0 | F40607001 |  | LTK0
LTK-H01QEB10BB001KA05 | MANUAL DRAIN VALVE 716VA NO.1B |  | OPERATING | OPERATING | E221 | LTK0-1M0 | F40607001 |  | LTK0
LTK-H01QEB10BB001QP001 | PRESSURE SWITCH 701MP |  | OPERATING | OPERATING | E221 | LTK0-1D0 | F40607001 |  | LTK0
LTK-H01QEB10BB001QP002 | PRESSURE SWITCH 702MP |  | OPERATING | OPERATING | E221 | LTK0-1D0 | F40607001 |  | LTK0
LTK-H01QEB10BB001QP003 | PRESSURE GAUGE 701LP |  | OPERATING | OPERATING | E221 | LTK0-1D0 | F40607001 |  | LTK0
LTK-H01QEB10BB002 | MAIN AIR PRESSURE TANK 701AQ NO.1B |  | OPERATING | OPERATING | E221 | LTK0-1M0 | F40607001 |  | LTK0
LTK-H01QEB40 | AUXILAIRY BRAKE |  | OPERATING | OPERATING | E221 | LTK0-1M0 | F40607001 |  | LTK0
LTK-H01QEB40AA001 | MANUAL VALVE 001VI |  | OPERATING | OPERATING | E221 | LTK0-1M2 | F40607001 |  | LTK0
LTK-H01QEB40AA002 | PRESSURE REDUCER 002VA |  | OPERATING | OPERATING | E221 | LTK0-1M2 | F40607001 |  | LTK0
LTK-H01QEB40AA003 | CHECK VALVE (INLET AUXILIARY BRAKE AIR TANK) |  | OPERATING | OPERATING | E221 | LTK0-1M2 | F40607001 |  | LTK0
LTK-H01QEB40AA004 | SAFETY VALVE 001VO |  | OPERATING | OPERATING | E221 | LTK0-1M2 | F40607001 |  | LTK0
LTK-H01QEB40AA005 | DRAIN VALVE 002VI |  | OPERATING | OPERATING | E221 | LTK0-1M2 | F40607001 |  | LTK0
LTK-H01QEB40AA006 | MANUAL VALVE P GAUGE 003VI |  | OPERATING | OPERATING | E221 | LTK0-1M2 | F40607001 |  | LTK0
LTK-H01QEB40AA007 | MANUAL VALVE 004VI |  | OPERATING | OPERATING | E221 | LTK0-1M2 | F40607001 |  | LTK0
LTK-H01QEB40AA008 | CHECK VALVE (OUTLET AUXILIARY BRAKE AIR TANK) |  | OPERATING | OPERATING | E221 | LTK0-1M2 | F40607001 |  | LTK0
LTK-H01QEB40AA009 | PRESSURE REDUCING VALVE 001VA |  | OPERATING | OPERATING | E221 | LTK0-1M2 | F40607001 |  | LTK0
LTK-H01QEB40AA010 | MANUAL VALVE P SWITCH 005VI |  | OPERATING | OPERATING | E221 | LTK0-1M2 | F40607001 |  | LTK0
LTK-H01QEB40AA011 | MANUAL VALVE P GAUGE 006VI |  | OPERATING | OPERATING | E221 | LTK0-1M2 | F40607001 |  | LTK0
LTK-H01QEB40AA012 | SAFETY VALVE 002VO |  | OPERATING | OPERATING | E221 | LTK0-1M2 | F40607001 |  | LTK0
LTK-H01QEB40AA013 | ELECTRO DITRIBUTOR 001EL |  | OPERATING | OPERATING | E221 | LTK0-1M2 | F40607001 |  | LTK0
LTK-H01QEB40AA014 | MANUAL VALVE P SWITCH 007VI |  | OPERATING | OPERATING | E221 | LTK0-1M2 | F40607001 |  | LTK0
LTK-H01QEB40AA015 | MANUAL VALVE 008VI |  | OPERATING | OPERATING | E221 | LTK0-1M2 | F40607001 |  | LTK0
LTK-H01QEB40AT001 | FILTER 002FI |  | OPERATING | OPERATING | E221 | LTK0-1M2 | F40607001 |  | LTK0
LTK-H01QEB40AT002 | LUBRICATOR 001GR |  | OPERATING | OPERATING | E221 | LTK0-1M2 | F40607001 |  | LTK0
LTK-H01QEB40BB001 | AUXILIARY GENERATOR BRAKE AIR TANK |  | OPERATING | OPERATING | E221 | LTK0-1M2 | F40607001 |  | LTK0
LTK-H01QEB40BB001-S01 | PRESSURE SWITCH 002SP |  | OPERATING | OPERATING | E221 | LTK0-1D0 | F40607001 |  | LTK0
LTK-H01QEB40BB001-S02 | PRESSURE SWITCH 001SP |  | OPERATING | OPERATING | E221 | LTK0-1D0 | F40607001 |  | LTK0
LTK-H01QEB40BB001QP01 | PRESSURE GAUGE |  | OPERATING | OPERATING | E221 | LTK0-1D0 | F40607001 |  | LTK0
LTK-H01QEB40BB001QP02 | PRESSURE SWITCH 001SP |  | OPERATING | OPERATING | E221 | LTK0-1D0 | F40607001 |  | LTK0
LTK-H01QEB40BB001QP03 | PRESSURE GAUGE 002LP |  | OPERATING | OPERATING | E221 | LTK0-1D0 | F40607001 |  | LTK0
LTK-H01QEB50 | MECHANICAL BRAKE SYSTEM |  | OPERATING | OPERATING | E221 | LTK0-1M0 | F40607001 |  | LTK0
LTK-H01QEB50AU001 | MECHANICAL BRAKE SHOE NO.1 |  | OPERATING | OPERATING | E221 | LTK0-1M0 | F40607001 |  | LTK0
LTK-H01QEB50AU001-S01 | LIMITE SWITCH LINNING WARE CONTROL |  | OPERATING | OPERATING | E221 | LTK0-1D0 | F40607001 |  | LTK0
LTK-H01QEB50AU001MB01 | JACKING NO.1 |  | OPERATING | OPERATING | E221 | LTK0-1M0 | F40607001 |  | LTK0
LTK-H01QEB50AU002 | MECHANICAL BRAKE SHOE NO.2 |  | OPERATING | OPERATING | E221 | LTK0-1M0 | F40607001 |  | LTK0
LTK-H01QEB50AU002-S01 | LIMITE SWITCH LINNING WARE CONTROL |  | OPERATING | OPERATING | E221 | LTK0-1D0 | F40607001 |  | LTK0
LTK-H01QEB50AU002MB01 | JACKING NO.2 |  | OPERATING | OPERATING | E221 | LTK0-1M0 | F40607001 |  | LTK0
LTK-H01QEB50AU003 | MECHANICAL BRAKE SHOE NO.3 |  | OPERATING | OPERATING | E221 | LTK0-1M0 | F40607001 |  | LTK0
LTK-H01QEB50AU003-S01 | LIMITE SWITCH LINNING WARE CONTROL |  | OPERATING | OPERATING | E221 | LTK0-1D0 | F40607001 |  | LTK0
LTK-H01QEB50AU003MB01 | JACKING NO.3 |  | OPERATING | OPERATING | E221 | LTK0-1M0 | F40607001 |  | LTK0
LTK-H01QEB50AU004 | MECHANICAL BRAKE SHOE NO.4 |  | OPERATING | OPERATING | E221 | LTK0-1M0 | F40607001 |  | LTK0
LTK-H01QEB50AU004-S01 | LIMITE SWITCH LINNING WARE CONTROL |  | OPERATING | OPERATING | E221 | LTK0-1D0 | F40607001 |  | LTK0
LTK-H01QEB50AU004MB01 | JACKING NO.4 |  | OPERATING | OPERATING | E221 | LTK0-1M0 | F40607001 |  | LTK0
LTK-H01QEB50AU005 | MECHANICAL BRAKE SHOE NO.5 |  | OPERATING | OPERATING | E221 | LTK0-1M0 | F40607001 |  | LTK0
LTK-H01QEB50AU005-S01 | TOP POSITION OF LIFTING SHAFT |  | OPERATING | OPERATING | E221 | LTK0-1D0 | F40607001 |  | LTK0
LTK-H01QEB50AU005-S02 | LIMITE SWITCH LINNING WARE CONTROL |  | OPERATING | OPERATING | E221 | LTK0-1D0 | F40607001 |  | LTK0
LTK-H01QEB50AU005MB01 | JACKING NO.5 |  | OPERATING | OPERATING | E221 | LTK0-1M0 | F40607001 |  | LTK0
LTK-H01QEB50AU006 | MECHANICAL BRAKE SHOE NO.6 |  | OPERATING | OPERATING | E221 | LTK0-1M0 | F40607001 |  | LTK0
LTK-H01QEB50AU006-S01 | TOP POSITION OF LIFTING SHAFT |  | OPERATING | OPERATING | E221 | LTK0-1M0 | F40607001 |  | LTK0
LTK-H01QEB50AU006-S02 | LIMITE SWITCH LINNING WARE CONTROL |  | OPERATING | OPERATING | E221 | LTK0-1D0 | F40607001 |  | LTK0
LTK-H01QEB50AU006MB01 | JACKING NO.6 |  | OPERATING | OPERATING | E221 | LTK0-1M0 | F40607001 |  | LTK0
LTK-H01S | ANCILLARY STSTEMS |  | OPERATING | OPERATING | E221 | LTK0-1M0 | F40607001 |  | LTK0
LTK-H01SG | STATIONARY FIRE PROTECTION SYSTEMS |  | OPERATING | OPERATING | E221 | LTK0-1M0 | F40607001 |  | LTK0
LTK-H01SGA | FIRE WATER SYSTEM,CONVENTIONAL AREA |  | OPERATING | OPERATING | E221 | LTK0-1M0 | F40607001 |  | LTK0
LTK-H01SGA10 | G/M FIRE FIGHTING SYSTEM |  | OPERATING | OPERATING | E221 | LTK0-1D0 | F40607001 |  | LTK0
LTK-H01SGA10BB001 | FIRE FIGHTING SYSTEM |  | OPERATING | OPERATING | E221 | LTK0-1D0 | F40607001 |  | LTK0
LTK-H01SGA10BB001-A01 | G/M FIRE CONTROL PANEL |  | OPERATING | OPERATING | E221 | LTK0-1D0 | F40607001 |  | LTK0
LTK-H01SGA10BB001-B01 | G/M FIRE DIFFERENTIAL PRESSURE |  | OPERATING | OPERATING | E221 | LTK0-1D0 | F40607001 |  | LTK0
LTK-H01SGA10BB001-B02 | G/M FIRE WATER FLOW INDICATOR |  | OPERATING | OPERATING | E221 | LTK0-1D0 | F40607001 |  | LTK0
LTK-H01SGA10BB001KA01 | G/M FIRE SUCTION MANUAL VALVE |  | OPERATING | OPERATING | E221 | LTK0-1M0 | F40607001 |  | LTK0
LTK-H01SGA10BB001KA02 | G/M FIRE AUTOMATIC DRAIN VALVE |  | OPERATING | OPERATING | E221 | LTK0-1D0 | F40607001 |  | LTK0
LTK-H01SGA10BB001KA03 | FIRE BYPASS VALVE |  | OPERATING | OPERATING | E221 | LTK0-1M0 | F40607001 |  | LTK0
LTK-H01SGA10BB001KA04 | FIRE DISCHARGE MANUAL VALVE |  | OPERATING | OPERATING | E221 | LTK0-1M0 | F40607001 |  | LTK0
LTK-H01SGA10BB001KA05 | FIRE DISCHARGE CHECK VALVE |  | OPERATING | OPERATING | E221 | LTK0-1M0 | F40607001 |  | LTK0
LTK-H01SGA10BB001KA06 | G/M FIRE WATER MOTOR VALVE |  | OPERATING | OPERATING | E221 | LTK0-1D0 | F40607001 |  | LTK0
LTK-H01SGA10BB001KA07 | G/M FIRE CONTROL VALVE ( DELUXE ) |  | OPERATING | OPERATING | E221 | LTK0-1D0 | F40607001 |  | LTK0
LTK-H01SGA10BB001KA08 | G/M FIRE MANUAL VALVE |  | OPERATING | OPERATING | E221 | LTK0-1M0 | F40607001 |  | LTK0
LTK-H01SGA10BB001KT01 | G/M FIRE STATIONARY STRAINER No.1 |  | OPERATING | OPERATING | E221 | LTK0-1M0 | F40607001 |  | LTK0
LTK-H01SGA10BB001KT02 | G/M FIRE STATIONARY STRAINER No.2 |  | OPERATING | OPERATING | E221 | LTK0-1M0 | F40607001 |  | LTK0
LTK-H01SGA10BB001QH02 | G/M FIRE SMOKE DETECTOR |  | OPERATING | OPERATING | E221 | LTK0-1D0 | F40607001 |  | LTK0
LTK-H01SGA10BB001QP01 | G/M FIREPRESSURE INDICATOR |  | OPERATING | OPERATING | E221 | LTK0-1D0 | F40607001 |  | LTK0
LTK-H01SGA11 | G/M WATER FIRE PROTECTION |  | OPERATING | OPERATING | E221 | LTK0-1D0 | F40607001 |  | LTK0
LTK-H01SGA11BB001 | LTK-H01SGA11BB001 |  | OPERATING | OPERATING | E221 | LTK0-1M0 | F40607001 |  | LTK0
LTK-H01SGA11BB001-F01 | G/M WATER FIRE PROTECTION |  | OPERATING | OPERATING | E221 | LTK0-1D0 | F40607001 |  | LTK0
LTK-H01SGAAA110 | DELUGE VALVE SET FOR KG1A |  | OPERATING | OPERATING | E221 | LTK0-1M2 | F406070 |  | LTK0
LTK-H01SGAAA210 | DELUGE VALVE SET FOR KW1A |  | OPERATING | OPERATING | E221 | LTK0-1M2 | F406070 |  | LTK0
LTK-H02 | LAM TAKONG HYDRO POWER PLANT UNIT 2 |  | OPERATING | OPERATING | E222 | LTK0-1D0 | F40607002 |  | LTK0
LTK-H02A | GRID AND DISTRIBUTION |  | OPERATING | OPERATING | E222 | LTK0-1D0 | F40607002 |  | LTK0
LTK-H02AT | MAIN TRANSFORMER SYSTEM |  | OPERATING | OPERATING | E222 | LTK0-1D0 | F40607002 |  | LTK0
LTK-H02ATA | MAIN TRANSFORMER EQUIPMENT |  | OPERATING | OPERATING | E222 | LTK0-1D0 | F40607002 |  | LTK0
LTK-H02ATA10 | MAIN TRANSFORMER EQUIPMENT |  | OPERATING | OPERATING | E222 | LTK0-1D0 | F40607002 |  | LTK0
LTK-H02ATA10GT100 | 02GEV001TP TX00,MAIN TRANSFORMER (KG2A) |  | OPERATING | OPERATING | E222 | LTK0-1D0 | F40607002 |  | LTK0
LTK-H02ATA10GT100-B01 | 02GEV001MP GAUG,WINDING TEMP. PHASE A |  | OPERATING | OPERATING | E222 | LTK0-1D0 | F40607002 |  | LTK0
LTK-H02ATA10GT100-B02 | 02GEV001MP GAUG,WINDING TEMP. PHASE B |  | OPERATING | OPERATING | E222 | LTK0-1D0 | F40607002 |  | LTK0
LTK-H02ATA10GT100-B03 | 02GEV003MP GAUG,WINDING TEMP. PHASE C |  | OPERATING | OPERATING | E222 | LTK0-1D0 | F40607002 |  | LTK0
LTK-H02ATA10GT100-B04 | 02GEV004MP GAUG,OIL TEMP. PHASE A |  | OPERATING | OPERATING | E222 | LTK0-1D0 | F40607002 |  | LTK0
LTK-H02ATA10GT100-B05 | 02GEV005MP GAUG,OIL TEMP. PHASE B |  | OPERATING | OPERATING | E222 | LTK0-1D0 | F40607002 |  | LTK0
LTK-H02ATA10GT100-B06 | 02GEV006MP GAUG,OIL TEMP. PHASE C |  | OPERATING | OPERATING | E222 | LTK0-1D0 | F40607002 |  | LTK0
LTK-H02ATA10GT100-P2 | 02GEV001TP PNL,MTR. (KG1A) CONTROL PANEL |  | OPERATING | OPERATING | E222 | LTK0-1D0 | F40607002 |  | LTK0
LTK-H02ATA10GT100-P3 | 02GEV001TP Y1,ONLOAD TAP CHANGER PANEL |  | OPERATING | OPERATING | E222 | LTK0-1D0 | F40607002 |  | LTK0
LTK-H02ATA10GW100 | CBL,230KV.CABLE & ACCESSORIES |  | OPERATING | OPERATING | E222 | LTK0-1D0 | F40607002 |  | LTK0
LTK-H02ATA10GW101 | 02GEV001AR PNL,230KV PROTECTION CUBICLE |  | OPERATING | OPERATING | E222 | LTK0-1D0 | F40607002 |  | LTK0
LTK-H02ATA10GW102 | 02LRG003CR PNL,PRESSURE CONTROL PANEL |  | OPERATING | OPERATING | E222 | LTK0-1D0 | F40607002 |  | LTK0
LTK-H02B | POWER TRANAMISSION AND AUXILIARY SUPPLY |  | OPERATING | OPERATING | E222 | LTK0-1D0 | F40607002 |  | LTK0
LTK-H02BA | POWER TRANSMISSION |  | OPERATING | OPERATING | E222 | LTK0-1D0 | F40607002 |  | LTK0
LTK-H02BAC | GENERATOR CIRCUIT BREAKER SYSTEM |  | OPERATING | OPERATING | E222 | LTK0-1D0 | F40607002 |  | LTK0
LTK-H02BAC10 | G/M UNIT BREAKER (1622, 52G) |  | OPERATING | OPERATING | E222 | LTK0-1D0 | F40607002 |  | LTK0
LTK-H02BAC10GA100 | G/M UNIT BREAKER (1622, 52G): 02GTA001JD |  | OPERATING | OPERATING | E222 | LTK0-1D0 | F40607002 |  | LTK0
LTK-H02BAC10GT200 | LTK-H02BAC10GT200 |  | OPERATING | OPERATING | E222 | LTK0-1D0 | F40607002 |  | LTK0
LTK-H02BAC10GT200-T01 | CT 12000/5A C800: 02GTA001TI |  | OPERATING | OPERATING | E222 | LTK0-1D0 | F40607002 |  | LTK0
LTK-H02BAC10GT200-T02 | CT 12000/5A C800: 02GTA002TI |  | OPERATING | OPERATING | E222 | LTK0-1D0 | F40607002 |  | LTK0
LTK-H02BAC10GT200-T03 | CT 12000/5A C800: 02GTA003TI |  | OPERATING | OPERATING | E222 | LTK0-1D0 | F40607002 |  | LTK0
LTK-H02BAC10GT200-T04 | CT 12000/5A C800: 02GTA004TI |  | OPERATING | OPERATING | E222 | LTK0-1D0 | F40607002 |  | LTK0
LTK-H02BAC10GT200-T05 | CT 12000/5A C800: 02GTA005TI |  | OPERATING | OPERATING | E222 | LTK0-1D0 | F40607002 |  | LTK0
LTK-H02BAC10GT200-T06 | CT 12000/5A C800: 02GTA006TI |  | OPERATING | OPERATING | E222 | LTK0-1D0 | F40607002 |  | LTK0
LTK-H02BAC10GT200-T07 | CT 12000/5A C800: 02GTA007TI |  | OPERATING | OPERATING | E222 | LTK0-1D0 | F40607002 |  | LTK0
LTK-H02BAC10GT200-T08 | CT 12000/5A C800: 02GTA008TI |  | OPERATING | OPERATING | E222 | LTK0-1D0 | F40607002 |  | LTK0
LTK-H02BAC10GT200-T09 | CT 12000/5A C800: 02GTA009TI |  | OPERATING | OPERATING | E222 | LTK0-1D0 | F40607002 |  | LTK0
LTK-H02BAC10GT200-T10 | PT 16.5KV/115V 200VA: 02GTA001TU |  | OPERATING | OPERATING | E222 | LTK0-1D0 | F40607002 |  | LTK0
LTK-H02BAC10GT200-T11 | PT 16.5KV/115V 200VA: 02GTA002TU |  | OPERATING | OPERATING | E222 | LTK0-1D0 | F40607002 |  | LTK0
LTK-H02BAC10GT200-T12 | PT 16.5KV/115V 200VA: 02GTA003TU |  | OPERATING | OPERATING | E222 | LTK0-1D0 | F40607002 |  | LTK0
LTK-H02BAC10GT200-T13 | PT 16.5KV/115V 200VA: 02GTA004TU |  | OPERATING | OPERATING | E222 | LTK0-1D0 | F40607002 |  | LTK0
LTK-H02BAC10GT200-T14 | PT 16.5KV/115V 200VA: 02GTA005TU |  | OPERATING | OPERATING | E222 | LTK0-1D0 | F40607002 |  | LTK0
LTK-H02BAC10GT200-T15 | PT 16.5KV/115V 200VA: 02GTA006TU |  | OPERATING | OPERATING | E222 | LTK0-1D0 | F40607002 |  | LTK0
LTK-H02BAC10GT200-T16 | PT 16.5KV/115V 200VA: 02GTA007TU |  | OPERATING | OPERATING | E222 | LTK0-1D0 | F40607002 |  | LTK0
LTK-H02BAC10GT200-T17 | PT 16.5KV/115V 200VA: 02GTA008TU |  | OPERATING | OPERATING | E222 | LTK0-1D0 | F40607002 |  | LTK0
LTK-H02BAC10GT200-T18 | PT 16.5KV/115V 200VA: 02GTA009TU |  | OPERATING | OPERATING | E222 | LTK0-1D0 | F40607002 |  | LTK0
LTK-H02BAC10GW100 | G/M UNIT BREAKER (1612, 52G) CUBICLE |  | OPERATING | OPERATING | E222 | LTK0-1D0 | F40607002 |  | LTK0
LTK-H02BAC10GW101 | SF6 GAS PRESSURE INDICATOR 1: 02GTA001JD |  | OPERATING | OPERATING | E222 | LTK0-1D0 | F40607002 |  | LTK0
LTK-H02BAC10GW102 | SF6 GAS PRESSURE INDICATOR 2: 02GTA001JD |  | OPERATING | OPERATING | E222 | LTK0-1D0 | F40607002 |  | LTK0
LTK-H02BAC20 | DS.89PR-G(1611A) |  | OPERATING | OPERATING | E222 | LTK0-1D0 | F40607002 |  | LTK0
LTK-H02BAC20GS200 | DS.89PR-G (1611A) PH.A REVERSE: GTA001JS |  | OPERATING | OPERATING | E222 | LTK0-1D0 | F40607002 |  | LTK0
LTK-H02BAC20GS201 | DS.89PR-G (1611A) PH.B REVERSE: GTA002JS |  | OPERATING | OPERATING | E222 | LTK0-1D0 | F40607002 |  | LTK0
LTK-H02BAC20GS202 | DS.89PR-G (1611A) PH.C REVERSE: GTA003JS |  | OPERATING | OPERATING | E222 | LTK0-1D0 | F40607002 |  | LTK0
LTK-H02BAC20GW200 | DS.89PR-G(1611A) CUBICLE: 02GTA001TB |  | OPERATING | OPERATING | E222 | LTK0-1D0 | F40607002 |  | LTK0
LTK-H02BAC30 | DS.89PR-M (1611B) |  | OPERATING | OPERATING | E222 | LTK0-1D0 | F40607002 |  | LTK0
LTK-H02BAC30GS200 | DS.89PR-M (1611B) PH.A REVERSE: GTA004JS |  | OPERATING | OPERATING | E222 | LTK0-1D0 | F40607002 |  | LTK0
LTK-H02BAC30GS201 | DS.89PR-M (1611B) PH.A REVERSE: GTA005JS |  | OPERATING | OPERATING | E222 | LTK0-1D0 | F40607002 |  | LTK0
LTK-H02BAC30GS202 | DS.89PR-M (1611B) PH.A REVERSE: GTA006JS |  | OPERATING | OPERATING | E222 | LTK0-1D0 | F40607002 |  | LTK0
LTK-H02BAC30GW300 | DS.89PR-M (1611B) CUBICLE: 02GTA001TB |  | OPERATING | OPERATING | E222 | LTK0-1D0 | F40607002 |  | LTK0
LTK-H02BAC50 | DS. 89SB2 SFC STARTING DISCONNECTOR |  | OPERATING | OPERATING | E222 | LTK0-1D0 | F40607002 |  | LTK0
LTK-H02BAC50GS200 | DS. 89SB2 SFC STARTING DISCONNECTOR PHASE A |  | OPERATING | OPERATING | E222 | LTK0-1D0 | F40607002 |  | LTK0
LTK-H02BAC50GS201 | DS. 89SB2 SFC STARTING DISCONNECTOR PHASE B |  | OPERATING | OPERATING | E222 | LTK0-1D0 | F40607002 |  | LTK0
LTK-H02BAC50GS202 | DS. 89SB2 SFC STARTING DISCONNECTOR PHASE C |  | OPERATING | OPERATING | E222 | LTK0-1D0 | F40607002 |  | LTK0
LTK-H02BAW | NEUTRAL GROUND SYSTEMS |  | OPERATING | OPERATING | E222 | LTK0-1D0 | F40607002 |  | LTK0
LTK-H02BAW10 | NEUTRAL GROUND RESISTOR: NGR: 02GTA10TU |  | OPERATING | OPERATING | E222 | LTK0-1D0 | F40607002 |  | LTK0
LTK-H02BAW10GH100 | NEUTRAL GROUND RESISTOR: NGR: 01GTA10TU |  | OPERATING | OPERATING | E222 | LTK0-1D0 | F40607002 |  | LTK0
LTK-H02BAW10GZ100 | 16.5 KV. BUS ,CABLE,IPB & ACCESSORIES |  | OPERATING | OPERATING | E222 | LTK0-1D0 | F40607002 |  | LTK0
LTK-H02BAW10JN100 | NEUTRAL GROUND CUBICLE: 02GTAOO5CR |  | OPERATING | OPERATING | E222 | LTK0-1D0 | F40607002 |  | LTK0
LTK-H02BAW10JN101 | NEUTRAL GROUND SW (89NG): 02GTA01JS |  | OPERATING | OPERATING | E222 | LTK0-1D0 | F40607002 |  | LTK0
LTK-H02BAW10JN102 | NGR NEUTRAL STAR POINT BUS: 01GTAOO4CR |  | OPERATING | OPERATING | E222 | LTK0-1D0 | F40607002 |  | LTK0
LTK-H02BAW20 | DYNAMIC BRAKE (57DB) 02GTA003TB |  | OPERATING | OPERATING | E222 | LTK0-1D0 | F40607002 |  | LTK0
LTK-H02BAW20AU100 | DS16.5KV DYNAMIC BRAKE(57DB): 02GTA009JS |  | OPERATING | OPERATING | E222 | LTK0-1D0 | F40607002 |  | LTK0
LTK-H02BAW20GW100 | DYNAMIC BRAKE (57DB) CUBICLE: 02GTA003TB |  | OPERATING | OPERATING | E222 | LTK0-1D0 | F40607002 |  | LTK0
LTK-H02BF | LOW VOLTAGE MAIN DISTRIBUTION BOARDS |  | OPERATING | OPERATING | E222 | LTK0-1D0 | F40607002 |  | LTK0
LTK-H02BFA | UNIT 400V MAIN DISTRIBUTION BOARD A |  | OPERATING | OPERATING | E222 | LTK0-1D0 | F40607002 |  | LTK0
LTK-H02BFA10 | LTK-H02BFA10 |  | OPERATING | OPERATING | E222 | LTK0-1D0 | F40607002 |  | LTK0
LTK-H02BFA10GS101 | LV. DISTRIBUTION BOARD(ACB2&NFB2): PH |  | OPERATING | OPERATING | E222 | LTK0-1D0 | F40607002 |  | LTK0
LTK-H02BFT | LOW VOLTAGE AUXILIARY POWER TRANSFORMER |  | OPERATING | OPERATING | E222 | LTK0-1D0 | F40607002 |  | LTK0
LTK-H02BFT10 | 6.6/0.4 KV TRANSFORMER H02 |  | OPERATING | OPERATING | E222 | LTK0-1D0 | F40607002 |  | LTK0
LTK-H02BFT10GT101 | 6.6/0.4 KV TRANSFORMER (KW2A): PH |  | OPERATING | OPERATING | E222 | LTK0-1D0 | F40607002 |  | LTK0
LTK-H02BFT10GT101-P01 | WINDING TEMPERATURE GAUGE FOR KW2A |  | OPERATING | OPERATING | E222 | LTK0-1D0 | F40607002 |  | LTK0
LTK-H02C | INSTRUMENTATION AND CONTROL EQUIPMENT |  | OPERATING | OPERATING | E222 | LTK0-1D0 | F40607002 |  | LTK0
LTK-H02CD | DRIVE CONTROL INTERFACE |  | OPERATING | OPERATING | E222 | LTK0-1D0 | F40607002 |  | LTK0
LTK-H02CDA | CABINETS FOR DRIVE CONTROL INTERFACE |  | OPERATING | OPERATING | E222 | LTK0-1D0 | F40607002 |  | LTK0
LTK-H02CDA11 | 02ULCU1DCS LCU, MAIN UNIT DROP 2/52 |  | OPERATING | OPERATING | E222 | LTK0-1D0 | F40607002 |  | LTK0
LTK-H02CDA11GH100 | LCB METERING UNIT#2 |  | OPERATING | OPERATING | E222 | LTK0-1D0 | F40607002 |  | LTK0
LTK-H02CDA11GH101 | LCB WINDOW ANNUNCIATOR U#2 |  | OPERATING | OPERATING | E222 | LTK0-1D0 | F40607002 |  | LTK0
LTK-H02CDA11GH102 | LCB FLICKER & DISPLAY ST. U#2 |  | OPERATING | OPERATING | E222 | LTK0-1D0 | F40607002 |  | LTK0
LTK-H02CDA11GH103 | LCB UNIT RECORDER U#2 |  | OPERATING | OPERATING | E222 | LTK0-1D0 | F40607002 |  | LTK0
LTK-H02CDA11GH104 | LOCAL CONTROL UNIT |  | OPERATING | OPERATING | E222 | LTK0-1D0 | F40607002 |  | LTK0
LTK-H02CDA11GK101 | 02ULCU1DCS PLC,OVATION |  | OPERATING | OPERATING | E222 | LTK0-1D0 | F40607002 |  | LTK0
LTK-H02CDA11GK102 | 02ULCU1DCS PWS,POWER SUPPLY |  | OPERATING | OPERATING | E222 | LTK0-1D0 | F40607002 |  | LTK0
LTK-H02CDA11GK103 | 02ULCU1DCS IOM,I/O MODULE |  | OPERATING | OPERATING | E222 | LTK0-1D0 | F40607002 |  | LTK0
LTK-H02CDA11GK104 | 02ULCU1DCS R1,RELAY OUTPUT |  | OPERATING | OPERATING | E222 | LTK0-1D0 | F40607002 |  | LTK0
LTK-H02CDA11GK105 | 02ULCU1DCS VENTIL-FAN&FILTER |  | OPERATING | OPERATING | E222 | LTK0-1D0 | F40607002 |  | LTK0
LTK-H02CDA15 | INSTRUMENTATION FOR GEN. SYSTEM |  | OPERATING | OPERATING | E222 | LTK0-1D0 | F40607002 |  | LTK0
LTK-H02CDA16 | INSTRUMENTATION FOR TURBINE CONTROL SYST |  | OPERATING | OPERATING | E222 | LTK0-1D0 | F40607002 |  | LTK0
LTK-H02CDA17 | INSTRUMENTATION FOR POWER WATER SUPPLY |  | OPERATING | OPERATING | E222 | LTK0-1D0 | F40607002 |  | LTK0
LTK-H02CDA18 | INSTRUMENTATION FOR MAIN COOLING WATER |  | OPERATING | OPERATING | E222 | LTK0-1D0 | F40607002 |  | LTK0
LTK-H02CDA19 | INSTRUMENTATION FOR MAIN TRANS. AUX. EQU |  | OPERATING | OPERATING | E222 | LTK0-1D0 | F40607002 |  | LTK0
LTK-H02CDA20 | INSTRUMENTATION FOR DRAFT TUBE |  | OPERATING | OPERATING | E222 | LTK0-1D0 | F40607002 |  | LTK0
LTK-H02CDA21 | INSTRUMENTATION FOR FIRE FIGHTING SYSTEM |  | OPERATING | OPERATING | E222 | LTK0-1D0 | F40607002 |  | LTK0
LTK-H02CH | PROTECTION |  | OPERATING | OPERATING | E222 | LTK0-1D0 | F40607002 |  | LTK0
LTK-H02CHA | CABINETS FOR GENERATOR |  | OPERATING | OPERATING | E222 | LTK0-1D0 | F40607002 |  | LTK0
LTK-H02CHA11 | G/M UNIT PROTECTION |  | OPERATING | OPERATING | E222 | LTK0-1D0 | F40607002 |  | LTK0
LTK-H02CHA11GH100 | 02GTA001AR G/M UNIT PROTECTION BOARD |  | OPERATING | OPERATING | E222 | LTK0-1D0 | F40607002 |  | LTK0
LTK-H02CHA11GH101 | 02GTA001AR PR1,PROTECTION RELAY |  | OPERATING | OPERATING | E222 | LTK0-1D0 | F40607002 |  | LTK0
LTK-H02CHA11GH102 | 02GTA001AR PWS,POWER SUPPLY |  | OPERATING | OPERATING | E222 | LTK0-1D0 | F40607002 |  | LTK0
LTK-H02CHA11GH103 | 02GTA001AR PCB,MODULE CARD |  | OPERATING | OPERATING | E222 | LTK0-1D0 | F40607002 |  | LTK0
LTK-H02CHA11GH104 | 02GTA001AR R1,RELAY |  | OPERATING | OPERATING | E222 | LTK0-1D0 | F40607002 |  | LTK0
LTK-H02CHA11GH105 | 02GTA001AR VENTIL-FAN&FILTER |  | OPERATING | OPERATING | E222 | LTK0-1D0 | F40607002 |  | LTK0
LTK-H02CHA11GH106 | MW TRANSDUCER FOR GOVERNOR |  | OPERATING | OPERATING | E222 | LTK0-1D0 | F40607002 |  | LTK0
LTK-H02CHA11GH107 | POWER SUPPLY FOR DCIS (OVATION) |  | OPERATING | OPERATING | E222 | LTK0-1D0 | F40607002 |  | LTK0
LTK-H02M | MAIN MACHINE SETS |  | OPERATING | OPERATING | E222 | LTK0-1M0 | F40607002 |  | LTK0
LTK-H02MF | PUMPING TURBINE PLANT |  | OPERATING | OPERATING | E222 | LTK0-1M0 | F40607002 |  | LTK0
LTK-H02MFA | PUMP AND TURBINE AS INTEGRAL A |  | OPERATING | OPERATING | E222 | LTK0-1M0 | F40607002 |  | LTK0
LTK-H02MFA10 | PUMPING TURBINE |  | OPERATING | OPERATING | E222 | LTK0-1M0 | F40607002 |  | LTK0
LTK-H02MFA10HA001 | OPERATING RING |  | OPERATING | OPERATING | E222 | LTK0-1M0 | F40607002 |  | LTK0
LTK-H02MFA10HA002 | SERVOMOTOR LINK R (TOP) |  | OPERATING | OPERATING | E222 | LTK0-1M0 | F40607002 |  | LTK0
LTK-H02MFA10HA003 | SERVOMOTOR LINK L (TOP) |  | OPERATING | OPERATING | E222 | LTK0-1M0 | F40607002 |  | LTK0
LTK-H02MFA11 | SPIRAL CASE |  | OPERATING | OPERATING | E222 | LTK0-1M0 | F40607002 |  | LTK0
LTK-H02MFA11HA001 | LTK-H02MFA11HA001 |  | OPERATING | OPERATING | E222 | LTK0-1D0 | F40607002 |  | LTK0
LTK-H02MFA11HA001-B01 | PRESSURE TRANSDUCER 401MP |  | OPERATING | OPERATING | E222 | LTK0-1D0 | F40607002 |  | LTK0
LTK-H02MFA11HA001-B02 | PRESSURE TRANSDUCER 401MD |  | OPERATING | OPERATING | E222 | LTK0-1D0 | F40607002 |  | LTK0
LTK-H02MFA11HA001KB01 | MAN HOLE SPIRAL CASE |  | OPERATING | OPERATING | E222 | LTK0-1M0 | F40607002 |  | LTK0
LTK-H02MFA11HA001KB02 | DRAIN VALVE FOR SPIRAL CASE PRESSURE GUAGE |  | OPERATING | OPERATING | E222 | LTK0-1M0 | F40607002 |  | LTK0
LTK-H02MFA11HA001QP01 | SPIRAL CASE PRESSURE GUAGE |  | OPERATING | OPERATING | E222 | LTK0-1D0 | F40607002 |  | LTK0
LTK-H02MFA20 | GUIDE VANE |  | OPERATING | OPERATING | E222 | LTK0-1M0 | F40607002 |  | LTK0
LTK-H02MFA20HA001 | OPERATING RING |  | OPERATING | OPERATING | E222 | LTK0-1M0 | F40607002 |  | LTK0
LTK-H02MFA20HA002 | SERVOMOTOR LINK R (BOTTOM) |  | OPERATING | OPERATING | E222 | LTK0-1M0 | F40607002 |  | LTK0
LTK-H02MFA20HA003 | SERVOMOTOR LINK L (BOTTOM) |  | OPERATING | OPERATING | E222 | LTK0-1M0 | F40607002 |  | LTK0
LTK-H02MFA20HA101 | GUIDE VANE MECHANISM NO.1 |  | OPERATING | OPERATING | E222 | LTK0-1M0 | F40607002 |  | LTK0
LTK-H02MFA20HA101KB01 | GUIDE VANE NO.01 |  | OPERATING | OPERATING | E222 | LTK0-1M0 | F40607002 |  | LTK0
LTK-H02MFA20HA101KE01 | ARM LEVER GUIDE VANE NO.01 |  | OPERATING | OPERATING | E222 | LTK0-1M0 | F40607002 |  | LTK0
LTK-H02MFA20HA101KE02 | SHEAR PIN NO.01 |  | OPERATING | OPERATING | E222 | LTK0-1M0 | F40607002 |  | LTK0
LTK-H02MFA20HA101KE03 | SENSOR SHEAR PIN NO.01 |  | OPERATING | OPERATING | E222 | LTK0-1D0 | F40607002 |  | LTK0
LTK-H02MFA20HA101MU01 | GUIDE VANE LINK NO.01 |  | OPERATING | OPERATING | E222 | LTK0-1M0 | F40607002 |  | LTK0
LTK-H02MFA20HA102 | GUIDE VANE MECHANISM NO.2 |  | OPERATING | OPERATING | E222 | LTK0-1M0 | F40607002 |  | LTK0
LTK-H02MFA20HA102KB01 | GUIDE VANE NO.02 |  | OPERATING | OPERATING | E222 | LTK0-1M0 | F40607002 |  | LTK0
LTK-H02MFA20HA102KE01 | ARM LEVER GUIDE VANE NO.02 |  | OPERATING | OPERATING | E222 | LTK0-1M0 | F40607002 |  | LTK0
LTK-H02MFA20HA102KE02 | SHEAR PIN NO.02 |  | OPERATING | OPERATING | E222 | LTK0-1M0 | F40607002 |  | LTK0
LTK-H02MFA20HA102KE03 | SENSOR SHEAR PIN NO.02 |  | OPERATING | OPERATING | E222 | LTK0-1D0 | F40607002 |  | LTK0
LTK-H02MFA20HA102MU01 | GUIDE VANE LINK NO.02 |  | OPERATING | OPERATING | E222 | LTK0-1M0 | F40607002 |  | LTK0
LTK-H02MFA20HA103 | GUIDE VANE MECHANISM NO.3 |  | OPERATING | OPERATING | E222 | LTK0-1M0 | F40607002 |  | LTK0
LTK-H02MFA20HA103KB01 | GUIDE VANE NO.03 |  | OPERATING | OPERATING | E222 | LTK0-1M0 | F40607002 |  | LTK0
LTK-H02MFA20HA103KE01 | ARM LEVER GUIDE VANE NO.03 |  | OPERATING | OPERATING | E222 | LTK0-1M0 | F40607002 |  | LTK0
LTK-H02MFA20HA103KE02 | SHEAR PIN NO.03 |  | OPERATING | OPERATING | E222 | LTK0-1M0 | F40607002 |  | LTK0
LTK-H02MFA20HA103KE03 | SENSOR SHEAR PIN NO.03 |  | OPERATING | OPERATING | E222 | LTK0-1D0 | F40607002 |  | LTK0
LTK-H02MFA20HA103MU01 | GUIDE VANE LINK NO.03 |  | OPERATING | OPERATING | E222 | LTK0-1M0 | F40607002 |  | LTK0
LTK-H02MFA20HA104 | GUIDE VANE MECHANISM NO.4 |  | OPERATING | OPERATING | E222 | LTK0-1M0 | F40607002 |  | LTK0
LTK-H02MFA20HA104KB01 | GUIDE VANE NO.04 |  | OPERATING | OPERATING | E222 | LTK0-1M0 | F40607002 |  | LTK0
LTK-H02MFA20HA104KE01 | ARM LEVER GUIDE VANE NO.04 |  | OPERATING | OPERATING | E222 | LTK0-1M0 | F40607002 |  | LTK0
LTK-H02MFA20HA104KE02 | SHEAR PIN NO.04 |  | OPERATING | OPERATING | E222 | LTK0-1M0 | F40607002 |  | LTK0
LTK-H02MFA20HA104KE03 | SENSOR SHEAR PIN NO.04 |  | OPERATING | OPERATING | E222 | LTK0-1D0 | F40607002 |  | LTK0
LTK-H02MFA20HA104MU01 | GUIDE VANE LINK NO.04 |  | OPERATING | OPERATING | E222 | LTK0-1M0 | F40607002 |  | LTK0
LTK-H02MFA20HA105 | GUIDE VANE MECHANISM NO.5 |  | OPERATING | OPERATING | E222 | LTK0-1M0 | F40607002 |  | LTK0
LTK-H02MFA20HA105KB01 | GUIDE VANE NO.05 |  | OPERATING | OPERATING | E222 | LTK0-1M0 | F40607002 |  | LTK0
LTK-H02MFA20HA105KE01 | ARM LEVER GUIDE VANE NO.05 |  | OPERATING | OPERATING | E222 | LTK0-1M0 | F40607002 |  | LTK0
LTK-H02MFA20HA105KE02 | SHEAR PIN NO.05 |  | OPERATING | OPERATING | E222 | LTK0-1M0 | F40607002 |  | LTK0
LTK-H02MFA20HA105KE03 | SENSOR SHEAR PIN NO.05 |  | OPERATING | OPERATING | E222 | LTK0-1D0 | F40607002 |  | LTK0
LTK-H02MFA20HA105MU01 | GUIDE VANE LINK NO.05 |  | OPERATING | OPERATING | E222 | LTK0-1M0 | F40607002 |  | LTK0
LTK-H02MFA20HA106 | GUIDE VANE MECHANISM NO.6 |  | OPERATING | OPERATING | E222 | LTK0-1M0 | F40607002 |  | LTK0
LTK-H02MFA20HA106KB01 | GUIDE VANE NO.06 |  | OPERATING | OPERATING | E222 | LTK0-1M0 | F40607002 |  | LTK0
LTK-H02MFA20HA106KE01 | ARM LEVER GUIDE VANE NO.06 |  | OPERATING | OPERATING | E222 | LTK0-1M0 | F40607002 |  | LTK0
LTK-H02MFA20HA106KE02 | SHEAR PIN NO.06 |  | OPERATING | OPERATING | E222 | LTK0-1M0 | F40607002 |  | LTK0
LTK-H02MFA20HA106KE03 | SENSOR SHEAR PIN NO.06 |  | OPERATING | OPERATING | E222 | LTK0-1D0 | F40607002 |  | LTK0
LTK-H02MFA20HA106MU01 | GUIDE VANE LINK NO.06 |  | OPERATING | OPERATING | E222 | LTK0-1M0 | F40607002 |  | LTK0
LTK-H02MFA20HA107 | GUIDE VANE MECHANISM NO.7 |  | OPERATING | OPERATING | E222 | LTK0-1M0 | F40607002 |  | LTK0
LTK-H02MFA20HA107KB01 | GUIDE VANE NO.07 |  | OPERATING | OPERATING | E222 | LTK0-1M0 | F40607002 |  | LTK0
LTK-H02MFA20HA107KE01 | ARM LEVER GUIDE VANE NO.07 |  | OPERATING | OPERATING | E222 | LTK0-1M0 | F40607002 |  | LTK0
LTK-H02MFA20HA107KE02 | SHEAR PIN NO.07 |  | OPERATING | OPERATING | E222 | LTK0-1M0 | F40607002 |  | LTK0
LTK-H02MFA20HA107KE03 | SENSOR SHEAR PIN NO.07 |  | OPERATING | OPERATING | E222 | LTK0-1D0 | F40607002 |  | LTK0
LTK-H02MFA20HA107MU01 | GUIDE VANE LINK NO.07 |  | OPERATING | OPERATING | E222 | LTK0-1M0 | F40607002 |  | LTK0
LTK-H02MFA20HA108 | GUIDE VANE MECHANISM NO.8 |  | OPERATING | OPERATING | E222 | LTK0-1M0 | F40607002 |  | LTK0
LTK-H02MFA20HA108KB01 | GUIDE VANE NO.08 |  | OPERATING | OPERATING | E222 | LTK0-1M0 | F40607002 |  | LTK0
LTK-H02MFA20HA108KE01 | ARM LEVER GUIDE VANE NO.08 |  | OPERATING | OPERATING | E222 | LTK0-1M0 | F40607002 |  | LTK0
LTK-H02MFA20HA108KE02 | SHEAR PIN NO.08 |  | OPERATING | OPERATING | E222 | LTK0-1M0 | F40607002 |  | LTK0
LTK-H02MFA20HA108KE03 | SENSOR SHEAR PIN NO.08 |  | OPERATING | OPERATING | E222 | LTK0-1D0 | F40607002 |  | LTK0
LTK-H02MFA20HA108MU01 | GUIDE VANE LINK NO.08 |  | OPERATING | OPERATING | E222 | LTK0-1M0 | F40607002 |  | LTK0
LTK-H02MFA20HA109 | GUIDE VANE MECHANISM NO.9 |  | OPERATING | OPERATING | E222 | LTK0-1M0 | F40607002 |  | LTK0
LTK-H02MFA20HA109KB01 | GUIDE VANE NO.09 |  | OPERATING | OPERATING | E222 | LTK0-1M0 | F40607002 |  | LTK0
LTK-H02MFA20HA109KE01 | ARM LEVER GUIDE VANE NO.09 |  | OPERATING | OPERATING | E222 | LTK0-1M0 | F40607002 |  | LTK0
LTK-H02MFA20HA109KE02 | SHEAR PIN NO.09 |  | OPERATING | OPERATING | E222 | LTK0-1M0 | F40607002 |  | LTK0
LTK-H02MFA20HA109KE03 | SENSOR SHEAR PIN NO.09 |  | OPERATING | OPERATING | E222 | LTK0-1D0 | F40607002 |  | LTK0
LTK-H02MFA20HA109MU01 | GUIDE VANE LINK NO.09 |  | OPERATING | OPERATING | E222 | LTK0-1M0 | F40607002 |  | LTK0
LTK-H02MFA20HA110 | GUIDE VANE MECHANISM NO.10 |  | OPERATING | OPERATING | E222 | LTK0-1M0 | F40607002 |  | LTK0
LTK-H02MFA20HA110KB01 | GUIDE VANE NO.10 |  | OPERATING | OPERATING | E222 | LTK0-1M0 | F40607002 |  | LTK0
LTK-H02MFA20HA110KE01 | ARM LEVER GUIDE VANE NO.10 |  | OPERATING | OPERATING | E222 | LTK0-1M0 | F40607002 |  | LTK0
LTK-H02MFA20HA110KE02 | SHEAR PIN NO.10 |  | OPERATING | OPERATING | E222 | LTK0-1M0 | F40607002 |  | LTK0
LTK-H02MFA20HA110KE03 | SENSOR SHEAR PIN NO.10 |  | OPERATING | OPERATING | E222 | LTK0-1D0 | F40607002 |  | LTK0
LTK-H02MFA20HA110MU01 | GUIDE VANE LINK NO.10 |  | OPERATING | OPERATING | E222 | LTK0-1M0 | F40607002 |  | LTK0
LTK-H02MFA20HA111 | GUIDE VANE MECHANISM NO.11 |  | OPERATING | OPERATING | E222 | LTK0-1M0 | F40607002 |  | LTK0
LTK-H02MFA20HA111KB01 | GUIDE VANE NO.11 |  | OPERATING | OPERATING | E222 | LTK0-1M0 | F40607002 |  | LTK0
LTK-H02MFA20HA111KE01 | ARM LEVER GUIDE VANE NO.11 |  | OPERATING | OPERATING | E222 | LTK0-1M0 | F40607002 |  | LTK0
LTK-H02MFA20HA111KE02 | SHEAR PIN NO.11 |  | OPERATING | OPERATING | E222 | LTK0-1M0 | F40607002 |  | LTK0
LTK-H02MFA20HA111KE03 | SENSOR SHEAR PIN NO.11 |  | OPERATING | OPERATING | E222 | LTK0-1D0 | F40607002 |  | LTK0
LTK-H02MFA20HA111MU01 | GUIDE VANE LINK NO.11 |  | OPERATING | OPERATING | E222 | LTK0-1M0 | F40607002 |  | LTK0
LTK-H02MFA20HA112 | GUIDE VANE MECHANISM NO.12 |  | OPERATING | OPERATING | E222 | LTK0-1M0 | F40607002 |  | LTK0
LTK-H02MFA20HA112KB01 | GUIDE VANE NO.12 |  | OPERATING | OPERATING | E222 | LTK0-1M0 | F40607002 |  | LTK0
LTK-H02MFA20HA112KE01 | ARM LEVER GUIDE VANE NO.12 |  | OPERATING | OPERATING | E222 | LTK0-1M0 | F40607002 |  | LTK0
LTK-H02MFA20HA112KE02 | SHEAR PIN NO.12 |  | OPERATING | OPERATING | E222 | LTK0-1M0 | F40607002 |  | LTK0
LTK-H02MFA20HA112KE03 | SENSOR SHEAR PIN NO.12 |  | OPERATING | OPERATING | E222 | LTK0-1D0 | F40607002 |  | LTK0
LTK-H02MFA20HA112MU01 | GUIDE VANE LINK NO.12 |  | OPERATING | OPERATING | E222 | LTK0-1M0 | F40607002 |  | LTK0
LTK-H02MFA20HA113 | GUIDE VANE MECHANISM NO.13 |  | OPERATING | OPERATING | E222 | LTK0-1M0 | F40607002 |  | LTK0
LTK-H02MFA20HA113KB01 | GUIDE VANE NO.13 |  | OPERATING | OPERATING | E222 | LTK0-1M0 | F40607002 |  | LTK0
LTK-H02MFA20HA113KE01 | ARM LEVER GUIDE VANE NO.13 |  | OPERATING | OPERATING | E222 | LTK0-1M0 | F40607002 |  | LTK0
LTK-H02MFA20HA113KE02 | SHEAR PIN NO.13 |  | OPERATING | OPERATING | E222 | LTK0-1M0 | F40607002 |  | LTK0
LTK-H02MFA20HA113KE03 | SENSOR SHEAR PIN NO.13 |  | OPERATING | OPERATING | E222 | LTK0-1D0 | F40607002 |  | LTK0
LTK-H02MFA20HA113MU01 | GUIDE VANE LINK NO.13 |  | OPERATING | OPERATING | E222 | LTK0-1M0 | F40607002 |  | LTK0
LTK-H02MFA20HA114 | GUIDE VANE MECHANISM NO.14 |  | OPERATING | OPERATING | E222 | LTK0-1M0 | F40607002 |  | LTK0
LTK-H02MFA20HA114KB01 | GUIDE VANE NO.14 |  | OPERATING | OPERATING | E222 | LTK0-1M0 | F40607002 |  | LTK0
LTK-H02MFA20HA114KE01 | ARM LEVER GUIDE VANE NO.14 |  | OPERATING | OPERATING | E222 | LTK0-1M0 | F40607002 |  | LTK0
LTK-H02MFA20HA114KE02 | SHEAR PIN NO.14 |  | OPERATING | OPERATING | E222 | LTK0-1M0 | F40607002 |  | LTK0
LTK-H02MFA20HA114KE03 | SENSOR SHEAR PIN NO.14 |  | OPERATING | OPERATING | E222 | LTK0-1D0 | F40607002 |  | LTK0
LTK-H02MFA20HA114MU01 | GUIDE VANE LINK NO.14 |  | OPERATING | OPERATING | E222 | LTK0-1M0 | F40607002 |  | LTK0
LTK-H02MFA20HA115 | GUIDE VANE MECHANISM NO.15 |  | OPERATING | OPERATING | E222 | LTK0-1M0 | F40607002 |  | LTK0
LTK-H02MFA20HA115KB01 | GUIDE VANE NO.15 |  | OPERATING | OPERATING | E222 | LTK0-1M0 | F40607002 |  | LTK0
LTK-H02MFA20HA115KE01 | ARM LEVER GUIDE VANE NO.15 |  | OPERATING | OPERATING | E222 | LTK0-1M0 | F40607002 |  | LTK0
LTK-H02MFA20HA115KE02 | SHEAR PIN NO.15 |  | OPERATING | OPERATING | E222 | LTK0-1M0 | F40607002 |  | LTK0
LTK-H02MFA20HA115KE03 | SENSOR SHEAR PIN NO.15 |  | OPERATING | OPERATING | E222 | LTK0-1D0 | F40607002 |  | LTK0
LTK-H02MFA20HA115MU01 | GUIDE VANE LINK NO.15 |  | OPERATING | OPERATING | E222 | LTK0-1M0 | F40607002 |  | LTK0
LTK-H02MFA20HA116 | GUIDE VANE MECHANISM NO.16 |  | OPERATING | OPERATING | E222 | LTK0-1M0 | F40607002 |  | LTK0
LTK-H02MFA20HA116KB01 | GUIDE VANE NO.16 |  | OPERATING | OPERATING | E222 | LTK0-1M0 | F40607002 |  | LTK0
LTK-H02MFA20HA116KE01 | ARM LEVER GUIDE VANE NO.16 |  | OPERATING | OPERATING | E222 | LTK0-1M0 | F40607002 |  | LTK0
LTK-H02MFA20HA116KE02 | SHEAR PIN NO.16 |  | OPERATING | OPERATING | E222 | LTK0-1M0 | F40607002 |  | LTK0
LTK-H02MFA20HA116KE03 | SENSOR SHEAR PIN NO.16 |  | OPERATING | OPERATING | E222 | LTK0-1D0 | F40607002 |  | LTK0
LTK-H02MFA20HA116MU01 | GUIDE VANE LINK NO.16 |  | OPERATING | OPERATING | E222 | LTK0-1M0 | F40607002 |  | LTK0
LTK-H02MFA20HA117 | GUIDE VANE MECHANISM NO.17 |  | OPERATING | OPERATING | E222 | LTK0-1M0 | F40607002 |  | LTK0
LTK-H02MFA20HA117KB01 | GUIDE VANE NO.17 |  | OPERATING | OPERATING | E222 | LTK0-1M0 | F40607002 |  | LTK0
LTK-H02MFA20HA117KE01 | ARM LEVER GUIDE VANE NO.17 |  | OPERATING | OPERATING | E222 | LTK0-1M0 | F40607002 |  | LTK0
LTK-H02MFA20HA117KE02 | SHEAR PIN NO.17 |  | OPERATING | OPERATING | E222 | LTK0-1M0 | F40607002 |  | LTK0
LTK-H02MFA20HA117KE03 | SENSOR SHEAR PIN NO.17 |  | OPERATING | OPERATING | E222 | LTK0-1D0 | F40607002 |  | LTK0
LTK-H02MFA20HA117MU01 | GUIDE VANE LINK NO.17 |  | OPERATING | OPERATING | E222 | LTK0-1M0 | F40607002 |  | LTK0
LTK-H02MFA20HA118 | GUIDE VANE MECHANISM NO.18 |  | OPERATING | OPERATING | E222 | LTK0-1M0 | F40607002 |  | LTK0
LTK-H02MFA20HA118KB01 | GUIDE VANE NO.18 |  | OPERATING | OPERATING | E222 | LTK0-1M0 | F40607002 |  | LTK0
LTK-H02MFA20HA118KE01 | ARM LEVER GUIDE VANE NO.18 |  | OPERATING | OPERATING | E222 | LTK0-1M0 | F40607002 |  | LTK0
LTK-H02MFA20HA118KE02 | SHEAR PIN NO.18 |  | OPERATING | OPERATING | E222 | LTK0-1M0 | F40607002 |  | LTK0
LTK-H02MFA20HA118KE03 | SENSOR SHEAR PIN NO.18 |  | OPERATING | OPERATING | E222 | LTK0-1D0 | F40607002 |  | LTK0
LTK-H02MFA20HA118MU01 | GUIDE VANE LINK NO.18 |  | OPERATING | OPERATING | E222 | LTK0-1M0 | F40607002 |  | LTK0
LTK-H02MFA20HA119 | GUIDE VANE MECHANISM NO.19 |  | OPERATING | OPERATING | E222 | LTK0-1M0 | F40607002 |  | LTK0
LTK-H02MFA20HA119KB01 | GUIDE VANE NO.19 |  | OPERATING | OPERATING | E222 | LTK0-1M0 | F40607002 |  | LTK0
LTK-H02MFA20HA119KE01 | ARM LEVER GUIDE VANE NO.19 |  | OPERATING | OPERATING | E222 | LTK0-1M0 | F40607002 |  | LTK0
LTK-H02MFA20HA119KE02 | SHEAR PIN NO.19 |  | OPERATING | OPERATING | E222 | LTK0-1M0 | F40607002 |  | LTK0
LTK-H02MFA20HA119KE03 | SENSOR SHEAR PIN NO.19 |  | OPERATING | OPERATING | E222 | LTK0-1D0 | F40607002 |  | LTK0
LTK-H02MFA20HA119MU01 | GUIDE VANE LINK NO.19 |  | OPERATING | OPERATING | E222 | LTK0-1M0 | F40607002 |  | LTK0
LTK-H02MFA20HA120 | GUIDE VANE MECHANISM NO.20 |  | OPERATING | OPERATING | E222 | LTK0-1M0 | F40607002 |  | LTK0
LTK-H02MFA20HA120KB01 | GUIDE VANE NO.20 |  | OPERATING | OPERATING | E222 | LTK0-1M0 | F40607002 |  | LTK0
LTK-H02MFA20HA120KE01 | ARM LEVER GUIDE VANE NO.20 |  | OPERATING | OPERATING | E222 | LTK0-1M0 | F40607002 |  | LTK0
LTK-H02MFA20HA120KE02 | SHEAR PIN NO.20 |  | OPERATING | OPERATING | E222 | LTK0-1M0 | F40607002 |  | LTK0
LTK-H02MFA20HA120KE03 | SENSOR SHEAR PIN NO.20 |  | OPERATING | OPERATING | E222 | LTK0-1D0 | F40607002 |  | LTK0
LTK-H02MFA20HA120MU01 | GUIDE VANE LINK NO.20 |  | OPERATING | OPERATING | E222 | LTK0-1M0 | F40607002 |  | LTK0
LTK-H02MFA30 | RUNNER & TURBINE SHAFT |  | OPERATING | OPERATING | E222 | LTK0-1M0 | F40607002 |  | LTK0
LTK-H02MFA30AU001 | COUPLING BOLTS NO.1 |  | OPERATING | OPERATING | E222 | LTK0-1M0 | F40607002 |  | LTK0
LTK-H02MFA30AU002 | COUPLING BOLTS NO.2 |  | OPERATING | OPERATING | E222 | LTK0-1M0 | F40607002 |  | LTK0
LTK-H02MFA30AU003 | COUPLING BOLTS NO.3 |  | OPERATING | OPERATING | E222 | LTK0-1M0 | F40607002 |  | LTK0
LTK-H02MFA30AU004 | COUPLING BOLTS NO.4 |  | OPERATING | OPERATING | E222 | LTK0-1M0 | F40607002 |  | LTK0
LTK-H02MFA30AU005 | COUPLING BOLTS NO.5 |  | OPERATING | OPERATING | E222 | LTK0-1M0 | F40607002 |  | LTK0
LTK-H02MFA30AU006 | COUPLING BOLTS NO.6 |  | OPERATING | OPERATING | E222 | LTK0-1M0 | F40607002 |  | LTK0
LTK-H02MFA30AU007 | COUPLING BOLTS NO.7 |  | OPERATING | OPERATING | E222 | LTK0-1M0 | F40607002 |  | LTK0
LTK-H02MFA30AU008 | COUPLING BOLTS NO.8 |  | OPERATING | OPERATING | E222 | LTK0-1M0 | F40607002 |  | LTK0
LTK-H02MFA30AU009 | COUPLING BOLTS NO.9 |  | OPERATING | OPERATING | E222 | LTK0-1M0 | F40607002 |  | LTK0
LTK-H02MFA30AU010 | COUPLING BOLTS NO.10 |  | OPERATING | OPERATING | E222 | LTK0-1M0 | F40607002 |  | LTK0
LTK-H02MFA30AU011 | COUPLING BOLTS NO.11 |  | OPERATING | OPERATING | E222 | LTK0-1M0 | F40607002 |  | LTK0
LTK-H02MFA30AU012 | COUPLING BOLTS NO.12 |  | OPERATING | OPERATING | E222 | LTK0-1M0 | F40607002 |  | LTK0
LTK-H02MFA30AU013 | COUPLING BOLTS NO.13 |  | OPERATING | OPERATING | E222 | LTK0-1M0 | F40607002 |  | LTK0
LTK-H02MFA30AU014 | COUPLING BOLTS NO.14 |  | OPERATING | OPERATING | E222 | LTK0-1M0 | F40607002 |  | LTK0
LTK-H02MFA30AU015 | COUPLING BOLTS NO.15 |  | OPERATING | OPERATING | E222 | LTK0-1M0 | F40607002 |  | LTK0
LTK-H02MFA30AU016 | COUPLING BOLTS NO.16 |  | OPERATING | OPERATING | E222 | LTK0-1M0 | F40607002 |  | LTK0
LTK-H02MFA30AU017 | COUPLING BOLTS NO.17 |  | OPERATING | OPERATING | E222 | LTK0-1M0 | F40607002 |  | LTK0
LTK-H02MFA30AU018 | COUPLING BOLTS NO.18 |  | OPERATING | OPERATING | E222 | LTK0-1M0 | F40607002 |  | LTK0
LTK-H02MFA30HB100 | RUNNER |  | OPERATING | OPERATING | E222 | LTK0-1M0 | F40607002 |  | LTK0
LTK-H02MFA30HB101 | RUNNER BLADE NO.01 |  | OPERATING | OPERATING | E222 | LTK0-1M0 | F40607002 |  | LTK0
LTK-H02MFA30HB102 | RUNNER BLADE NO.02 |  | OPERATING | OPERATING | E222 | LTK0-1M0 | F40607002 |  | LTK0
LTK-H02MFA30HB103 | RUNNER BLADE NO.03 |  | OPERATING | OPERATING | E222 | LTK0-1M0 | F40607002 |  | LTK0
LTK-H02MFA30HB104 | RUNNER BLADE NO.04 |  | OPERATING | OPERATING | E222 | LTK0-1M0 | F40607002 |  | LTK0
LTK-H02MFA30HB105 | RUNNER BLADE NO.05 |  | OPERATING | OPERATING | E222 | LTK0-1M0 | F40607002 |  | LTK0
LTK-H02MFA30HB106 | RUNNER BLADE NO.06 |  | OPERATING | OPERATING | E222 | LTK0-1M0 | F40607002 |  | LTK0
LTK-H02MFA30HB107 | RUNNER BLADE NO.07 |  | OPERATING | OPERATING | E222 | LTK0-1M0 | F40607002 |  | LTK0
LTK-H02MFA30HB200 | TURBINE SHAFT |  | OPERATING | OPERATING | E222 | LTK0-1M0 | F40607002 |  | LTK0
LTK-H02MFA40 | HEAD COVER, STAY RING,DRAFT TUBE, SHAFT |  | OPERATING | OPERATING | E222 | LTK0-1M0 | F40607002 |  | LTK0
LTK-H02MFA40HA001 | BOTTOM RING |  | OPERATING | OPERATING | E222 | LTK0-1M0 | F40607002 |  | LTK0
LTK-H02MFA40HA002 | UPPER RING |  | OPERATING | OPERATING | E222 | LTK0-1M0 | F40607002 |  | LTK0
LTK-H02MFA40HA003 | INNER HEAD COVER 1/2 |  | OPERATING | OPERATING | E222 | LTK0-1M0 | F40607002 |  | LTK0
LTK-H02MFA40HA003KB01 | INNER HEAD COVER |  | OPERATING | OPERATING | E222 | LTK0-1M0 | F40607002 |  | LTK0
LTK-H02MFA40HA004 | INNER HEAD COVER 2/2 |  | OPERATING | OPERATING | E222 | LTK0-1M0 | F40607002 |  | LTK0
LTK-H02MFA40HA004KB02 | INNER HEAD COVER |  | OPERATING | OPERATING | E222 | LTK0-1M0 | F40607002 |  | LTK0
LTK-H02MFA40HA005 | DISCHARGE RING |  | OPERATING | OPERATING | E222 | LTK0-1M0 | F40607002 |  | LTK0
LTK-H02MFA40HA005KA01 | DRAIN VALVE FOR DRAFT TUBE |  | OPERATING | OPERATING | E222 | LTK0-1M0 | F40607002 |  | LTK0
LTK-H02MFA40HA005QB01 | DRAFT TUBE PRESSURE GAUGE |  | OPERATING | OPERATING | E222 | LTK0-1M0 | F40607002 |  | LTK0
LTK-H02MFA40HA100 | STAY VANE |  | OPERATING | OPERATING | E222 | LTK0-1M0 | F40607002 |  | LTK0
LTK-H02MFA40HA101 | STAY VANE NO.01 |  | OPERATING | OPERATING | E222 | LTK0-1M0 | F40607002 |  | LTK0
LTK-H02MFA40HA102 | STAY VANE NO.02 |  | OPERATING | OPERATING | E222 | LTK0-1M0 | F40607002 |  | LTK0
LTK-H02MFA40HA103 | STAY VANE NO.03 |  | OPERATING | OPERATING | E222 | LTK0-1M0 | F40607002 |  | LTK0
LTK-H02MFA40HA104 | STAY VANE NO.04 |  | OPERATING | OPERATING | E222 | LTK0-1M0 | F40607002 |  | LTK0
LTK-H02MFA40HA105 | STAY VANE NO.05 |  | OPERATING | OPERATING | E222 | LTK0-1M0 | F40607002 |  | LTK0
LTK-H02MFA40HA106 | STAY VANE NO.06 |  | OPERATING | OPERATING | E222 | LTK0-1M0 | F40607002 |  | LTK0
LTK-H02MFA40HA107 | STAY VANE NO.07 |  | OPERATING | OPERATING | E222 | LTK0-1M0 | F40607002 |  | LTK0
LTK-H02MFA50 | SPIRAL CASE DRAIN |  | OPERATING | OPERATING | E222 | LTK0-1M0 | F40607002 |  | LTK0
LTK-H02MFA50AA001 | SPIRAL CASE DRAIN VALVE |  | OPERATING | OPERATING | E222 | LTK0-1M0 | F40607002 |  | LTK0
LTK-H02MFA50BR001 | PIPE DRAIN SPIRAL CASE |  | OPERATING | OPERATING | E222 | LTK0-1M0 | F40607002 |  | LTK0
LTK-H02MFA60 | DRAFT TUBE SYSTEM |  | OPERATING | OPERATING | E222 | LTK0-1M0 | F40607002 |  | LTK0
LTK-H02MFA60AA001 | CHECK VALVE SUCTION |  | OPERATING | OPERATING | E222 | LTK0-1M0 | F40607002 |  | LTK0
LTK-H02MFA60AA002 | CHECK VALVE DISCHARGE NO.3 |  | OPERATING | OPERATING | E222 | LTK0-1M0 | F40607002 |  | LTK0
LTK-H02MFA60AA003 | CHECK VALVE DISCHARGE NO.5 |  | OPERATING | OPERATING | E222 | LTK0-1M0 | F40607002 |  | LTK0
LTK-H02MFA60AA004 | 2/2 CONTROL VALVE NO.6 |  | OPERATING | OPERATING | E222 | LTK0-1D0 | F40607002 |  | LTK0
LTK-H02MFA60AA005 | 4/2 CONTROL VALVE NO.9 BACKUP GATE NO.2 |  | OPERATING | OPERATING | E222 | LTK0-1D0 | F40607002 |  | LTK0
LTK-H02MFA60AA008 | 4/2 CONTROL VALVE NO.31 |  | OPERATING | OPERATING | E222 | LTK0-1D0 | F40607002 |  | LTK0
LTK-H02MFA60AA009 | VALVE LINE CLOSEING GATE NO.T7 |  | OPERATING | OPERATING | E222 | LTK0-1M0 | F40607002 |  | LTK0
LTK-H02MFA60AA010 | VALVE LINE CLOSEING GATE NO.T9 |  | OPERATING | OPERATING | E222 | LTK0-1M0 | F40607002 |  | LTK0
LTK-H02MFA60AA011 | FLOW CONTROL VALVE NO.8 |  | OPERATING | OPERATING | E222 | LTK0-1M0 | F40607002 |  | LTK0
LTK-H02MFA60AA012 | VALVE LINE OPENING NO. T8 |  | OPERATING | OPERATING | E222 | LTK0-1M0 | F40607002 |  | LTK0
LTK-H02MFA60AA013 | VALVE LINE OPENING NO. T10 |  | OPERATING | OPERATING | E222 | LTK0-1M0 | F40607002 |  | LTK0
LTK-H02MFA60AA014 | BYPASS VALVE OF DRAFT TUBE GATE SET 1 |  | OPERATING | OPERATING | E222 | LTK0-1M0 | F40607002 |  | LTK0
LTK-H02MFA60AA014KA01 | MANUAL FILLING WATER VALVE NO. 1 |  | OPERATING | OPERATING | E222 | LTK0-1M0 | F40607002 |  | LTK0
LTK-H02MFA60AA014KA02 | MANUAL FILLING WATER VALVE NO. 2 |  | OPERATING | OPERATING | E222 | LTK0-1M0 | F40607002 |  | LTK0
LTK-H02MFA60AA015 | BYPASS VALVE OF DRAFT TUBE GATE SET 2 |  | OPERATING | OPERATING | E222 | LTK0-1M0 | F40607002 |  | LTK0
LTK-H02MFA60AA015KA01 | MANUAL FILLING WATER VALVE NO. 1 |  | OPERATING | OPERATING | E222 | LTK0-1M0 | F40607002 |  | LTK0
LTK-H02MFA60AA015KA02 | MANUAL FILLING WATER VALVE NO. 2 |  | OPERATING | OPERATING | E222 | LTK0-1M0 | F40607002 |  | LTK0
LTK-H02MFA60AA015KA03 | AIR VENT VALVE |  | OPERATING | OPERATING | E222 | LTK0-1M0 | F40607002 |  | LTK0
LTK-H02MFA60AB001 | DRAFT TUBE GATE UNIT 02 |  | OPERATING | OPERATING | E222 | LTK0-1M0 | F40607002 |  | LTK0
LTK-H02MFA60AB001-S01 | DRAFT TUBE GATE LIMIT SW. S10 |  | OPERATING | OPERATING | E222 | LTK0-1D0 | F40607002 |  | LTK0
LTK-H02MFA60AB001-S02 | DRAFT TUBE GATE LIMIT SW. S18 |  | OPERATING | OPERATING | E222 | LTK0-1D0 | F40607002 |  | LTK0
LTK-H02MFA60AB001-S03 | DRAFT TUBE GATE LIMIT SW.S19 |  | OPERATING | OPERATING | E222 | LTK0-1D0 | F40607002 |  | LTK0
LTK-H02MFA60AB001-S04 | DRAFT TUBE GATE LIMIT SW. S20 |  | OPERATING | OPERATING | E222 | LTK0-1D0 | F40607002 |  | LTK0
LTK-H02MFA60AB001-S05 | DRAFT TUBE GATE LIMIT SW.S20.1 |  | OPERATING | OPERATING | E222 | LTK0-1D0 | F40607002 |  | LTK0
LTK-H02MFA60AB001-S06 | DRAFT TUBE GATE LIMIT SW.S70 |  | OPERATING | OPERATING | E222 | LTK0-1D0 | F40607002 |  | LTK0
LTK-H02MFA60AB001MS01 | DRAFT TUBE GATE SERVOMOTOR |  | OPERATING | OPERATING | E222 | LTK0-1M0 | F40607002 |  | LTK0
LTK-H02MFA60AP001 | DRAFT TUBE GATE MANUAL PUMP |  | OPERATING | OPERATING | E222 | LTK0-1M0 | F40607002 |  | LTK0
LTK-H02MFA60AP002 | DRAFT TUBE GATE MOTOR PUMP |  | OPERATING | OPERATING | E222 | LTK0-1M0 | F40607002 |  | LTK0
LTK-H02MFA60AP002-M1 | MOTOR |  | OPERATING | OPERATING | E222 | LTK0-1D0 | F40607002 |  | LTK0
LTK-H02MFA60AP002AK01 | FILTER OIL SUCTION PUMP |  | OPERATING | OPERATING | E222 | LTK0-1M0 | F40607002 |  | LTK0
LTK-H02MFA60AP002AK02 | FILTER OIL DISCHARGE PUMP |  | OPERATING | OPERATING | E222 | LTK0-1M0 | F40607002 |  | LTK0
LTK-H02MFA60AP002KA02 | PRESSURE RELESE VALVE NO.30 |  | OPERATING | OPERATING | E222 | LTK0-1M0 | F40607002 |  | LTK0
LTK-H02MFA60AP002KP01 | PUMP |  | OPERATING | OPERATING | E222 | LTK0-1M0 | F40607002 |  | LTK0
LTK-H02MFA60AP002QP01 | PRESSURE GAUGE NO. 20 |  | OPERATING | OPERATING | E222 | LTK0-1D0 | F40607002 |  | LTK0
LTK-H02MFA60AP002QP02 | PRESSURE SW. 20 BAR |  | OPERATING | OPERATING | E222 | LTK0-1D0 | F40607002 |  | LTK0
LTK-H02MFA60AP002QP03 | PRESSURE SW. 155 BAR |  | OPERATING | OPERATING | E222 | LTK0-1D0 | F40607002 |  | LTK0
LTK-H02MFA60AP002QP04 | PRESSURE RELESE VALVE |  | OPERATING | OPERATING | E222 | LTK0-1M0 | F40607002 |  | LTK0
LTK-H02MFA60AP002QP05 | PRESSURE RELESE VALVE 170 BAR |  | OPERATING | OPERATING | E222 | LTK0-1M0 | F40607002 |  | LTK0
LTK-H02MFA60AP002QP06 | PRESSURE GAUGE NO.7 |  | OPERATING | OPERATING | E222 | LTK0-1D0 | F40607002 |  | LTK0
LTK-H02MFA60AP002QP07 | PRESSURE GAUGE NO.32 |  | OPERATING | OPERATING | E222 | LTK0-1D0 | F40607002 |  | LTK0
LTK-H02MFA60BB001 | DRAFT TUBE GATE SUMP TANK SET |  | OPERATING | OPERATING | E222 | LTK0-1M0 | F40607002 |  | LTK0
LTK-H02MFA60BB001KA01 | VALVE |  | OPERATING | OPERATING | E222 | LTK0-1M0 | F40607002 |  | LTK0
LTK-H02MFA60BB002 | DRAFT TUBE GATE PROTEC LINE PRESS.OIL |  | OPERATING | OPERATING | E222 | LTK0-1M0 | F40607002 |  | LTK0
LTK-H02MFA60BB002KA02 | MANUAL VALVE NO. 1 |  | OPERATING | OPERATING | E222 | LTK0-1M0 | F40607002 |  | LTK0
LTK-H02MFA60BB002KA03 | MANUAL VALVE NO. 2 |  | OPERATING | OPERATING | E222 | LTK0-1M0 | F40607002 |  | LTK0
LTK-H02MFA60BB002KA04 | MANUAL VALVE NO. 3 |  | OPERATING | OPERATING | E222 | LTK0-1M0 | F40607002 |  | LTK0
LTK-H02MFA60BB002QP01 | PRESSURE GAUGE NO. 1 |  | OPERATING | OPERATING | E222 | LTK0-1D0 | F40607002 |  | LTK0
LTK-H02MFA60BB002QP02 | PRESSURE GAUGE NO. 2 |  | OPERATING | OPERATING | E222 | LTK0-1D0 | F40607002 |  | LTK0
LTK-H02MFA60GH001 | DRAFT TUBE GATE CONTROL CUBICLE |  | OPERATING | OPERATING | E222 | LTK0-1D0 | F40607002 |  | LTK0
LTK-H02MFA60KE001 | LOCKING DEVIEC |  | OPERATING | OPERATING | E222 | LTK0-1M0 | F40607002 |  | LTK0
LTK-H02MFA60KE002 | RESTING DEVICE MANUAL VALVE |  | OPERATING | OPERATING | E222 | LTK0-1M0 | F40607002 |  | LTK0
LTK-H02MFA60KE003 | DRAFT TUBE GATE CONTROL CUBICLE |  | OPERATING | OPERATING | E222 | LTK0-1D0 | F40607002 |  | LTK0
LTK-H02MFB | PUMP AND TURBINE AS INTEGRAL B |  | OPERATING | OPERATING | E222 | LTK0-1M0 | F40607002 |  | LTK0
LTK-H02MFB10 | INLET VALVE |  | OPERATING | OPERATING | E222 | LTK0-1M0 | F40607002 |  | LTK0
LTK-H02MFB10AA001 | MAIN INLET VALVE SET |  | OPERATING | OPERATING | E222 | LTK0-1M0 | F40607002 |  | LTK0
LTK-H02MFB10AA002 | INLET VALVE |  | OPERATING | OPERATING | E222 | LTK0-1M0 | F40607002 |  | LTK0
LTK-H02MFB10AA003 | LIMIT SWITCH (OPENING) |  | OPERATING | OPERATING | E222 | LTK0-1D0 | F40607002 |  | LTK0
LTK-H02MFB10AA004 | LIMIT SWITCH (CLOSING) |  | OPERATING | OPERATING | E222 | LTK0-1D0 | F40607002 |  | LTK0
LTK-H02MFB10AA005 | INDICATOR |  | OPERATING | OPERATING | E222 | LTK0-1M0 | F40607002 |  | LTK0
LTK-H02MFB10AA006 | ARM INLET VALVE |  | OPERATING | OPERATING | E222 | LTK0-1M0 | F40607002 |  | LTK0
LTK-H02MFB20 | BY - PASS VALVE SET |  | OPERATING | OPERATING | E222 | LTK0-1M0 | F40607002 |  | LTK0
LTK-H02MFB20AA001 | MAIN PASS VALVE 520VE |  | OPERATING | OPERATING | E222 | LTK0-1M0 | F40607002 |  | LTK0
LTK-H02MFB20AA002 | VALVE BEFORE BY - PASS VALVE |  | OPERATING | OPERATING | E222 | LTK0-1M0 | F40607002 |  | LTK0
LTK-H02MFB20AA003 | CT BY- PASS VALVE 521VE |  | OPERATING | OPERATING | E222 | LTK0-1M0 | F40607002 |  | LTK0
LTK-H02MFB20AA004 | CP BY- PASS VALVE 522VE |  | OPERATING | OPERATING | E222 | LTK0-1M0 | F40607002 |  | LTK0
LTK-H02MFB20AA004KA01 | VALVE |  | OPERATING | OPERATING | E222 | LTK0-1M0 | F40607002 |  | LTK0
LTK-H02MFB20AA005 | LTK-H02MFB20AA005 |  | OPERATING | OPERATING | E222 | LTK0-1M0 | F40607002 |  | LTK0
LTK-H02MFB20AA005MU01 | SERVOMOTOR |  | OPERATING | OPERATING | E222 | LTK0-1M0 | F40607002 |  | LTK0
LTK-H02MFB20AA006 | LTK-H02MFB20AA006 |  | OPERATING | OPERATING | E222 | LTK0-1M0 | F40607002 |  | LTK0
LTK-H02MFB20AA006-S1 | PROXIMITY SENSOR OPENING MEASURE 501MM |  | OPERATING | OPERATING | E222 | LTK0-1D0 | F40607002 |  | LTK0
LTK-H02MFB20AA007 | LTK-H02MFB20AA007 |  | OPERATING | OPERATING | E222 | LTK0-1M0 | F40607002 |  | LTK0
LTK-H02MFB20AA007-S2 | OPENING MEASURE PROXIMITY SENSOR 502MM |  | OPERATING | OPERATING | E222 | LTK0-1D0 | F40607002 |  | LTK0
LTK-H02MFB20AU001 | INLET VALVE SERVOMOTOR 501 |  | OPERATING | OPERATING | E222 | LTK0-1M0 | F40607002 |  | LTK0
LTK-H02MFB20AU001MU01 | SERVOMOTOR (501ZM) |  | OPERATING | OPERATING | E222 | LTK0-1M0 | F40607002 |  | LTK0
LTK-H02MFB20AU002 | INLET VALVE SERVOMOTOR 502 |  | OPERATING | OPERATING | E222 | LTK0-1M0 | F40607002 |  | LTK0
LTK-H02MFB20AU002MU01 | SERVOMOTOR (502ZM) |  | OPERATING | OPERATING | E222 | LTK0-1M0 | F40607002 |  | LTK0
LTK-H02MFB20BR01 | PIPE LINE |  | OPERATING | OPERATING | E222 | LTK0-1M0 | F40607002 |  | LTK0
LTK-H02MFB20BR02 | INLET VALVE PRESSURE TANK |  | OPERATING | OPERATING | E222 | LTK0-1M0 | F40607002 |  | LTK0
LTK-H02MFB20BR03 | INLET VALVE SUMP TANK |  | OPERATING | OPERATING | E222 | LTK0-1M0 | F40607002 |  | LTK0
LTK-H02MFB20BR04 | INLET VALVE OIL PUMP 1 |  | OPERATING | OPERATING | E222 | LTK0-1M0 | F40607002 |  | LTK0
LTK-H02MFB20BR05 | INLET VALVE OIL PUMP 2 |  | OPERATING | OPERATING | E222 | LTK0-1M0 | F40607002 |  | LTK0
LTK-H02MFD | PUMP AND TURBINE AS INTEGRAL D |  | OPERATING | OPERATING | E222 | LTK0-1M0 | F40607002 |  | LTK0
LTK-H02MFD10 | TURBINE GUIDE BEARING OIL PAN |  | OPERATING | OPERATING | E222 | LTK0-1M0 | F40607002 |  | LTK0
LTK-H02MFD10BB001 | TURBINE OIL PAN |  | OPERATING | OPERATING | E222 | LTK0-1M0 | F40607002 |  | LTK0
LTK-H02MFD10BQ001 | SUPPORT TURBINE BEARING |  | OPERATING | OPERATING | E222 | LTK0-1M0 | F40607002 |  | LTK0
LTK-H02MFD10CL001 | TUR. BEARING OIL LEVEL 431MN |  | OPERATING | OPERATING | E222 | LTK0-1M0 | F40607002 |  | LTK0
LTK-H02MFD10CT001 | RTD NO.01 401MR |  | OPERATING | OPERATING | E222 | LTK0-1D0 | F40607002 |  | LTK0
LTK-H02MFD10CT002 | RTD NO.02 402MR |  | OPERATING | OPERATING | E222 | LTK0-1D0 | F40607002 |  | LTK0
LTK-H02MFD10CT003 | RTD NO.03 431MR |  | OPERATING | OPERATING | E222 | LTK0-1D0 | F40607002 |  | LTK0
LTK-H02MFD10CT004 | RTD NO.04 431MR |  | OPERATING | OPERATING | E222 | LTK0-1D0 | F40607002 |  | LTK0
LTK-H02MFD10CT005 | RTD NO.05 432MR |  | OPERATING | OPERATING | E222 | LTK0-1D0 | F40607002 |  | LTK0
LTK-H02MFD10QP001 | PRESS. LINE OF BRG CIRCUIT GTU431LN |  | OPERATING | OPERATING | E222 | LTK0-1M0 | F40607002 |  | LTK0
LTK-H02MFD20 | BEARING |  | OPERATING | OPERATING | E222 | LTK0-1M0 | F40607002 |  | LTK0
LTK-H02MFD20AS001 | ADJUST WED NO. 01 |  | OPERATING | OPERATING | E222 | LTK0-1M0 | F40607002 |  | LTK0
LTK-H02MFD20AS002 | ADJUST WED NO. 02 |  | OPERATING | OPERATING | E222 | LTK0-1M0 | F40607002 |  | LTK0
LTK-H02MFD20AS003 | ADJUST WED NO. 03 |  | OPERATING | OPERATING | E222 | LTK0-1M0 | F40607002 |  | LTK0
LTK-H02MFD20AS004 | ADJUST WED NO. 04 |  | OPERATING | OPERATING | E222 | LTK0-1M0 | F40607002 |  | LTK0
LTK-H02MFD20AS005 | ADJUST WED NO. 05 |  | OPERATING | OPERATING | E222 | LTK0-1M0 | F40607002 |  | LTK0
LTK-H02MFD20AS006 | ADJUST WED NO. 06 |  | OPERATING | OPERATING | E222 | LTK0-1M0 | F40607002 |  | LTK0
LTK-H02MFD20AS007 | ADJUST WED NO. 07 |  | OPERATING | OPERATING | E222 | LTK0-1M0 | F40607002 |  | LTK0
LTK-H02MFD20AS008 | ADJUST WED NO. 08 |  | OPERATING | OPERATING | E222 | LTK0-1M0 | F40607002 |  | LTK0
LTK-H02MFD20AS009 | ADJUST WED NO. 09 |  | OPERATING | OPERATING | E222 | LTK0-1M0 | F40607002 |  | LTK0
LTK-H02MFD20AS010 | ADJUST WED NO. 10 |  | OPERATING | OPERATING | E222 | LTK0-1M0 | F40607002 |  | LTK0
LTK-H02MFD20BB001 | TURBINE GUIDE BEARING NO.01 |  | OPERATING | OPERATING | E222 | LTK0-1M0 | F40607002 |  | LTK0
LTK-H02MFD20BB002 | TURBINE GUIDE BEARING NO.02 |  | OPERATING | OPERATING | E222 | LTK0-1M0 | F40607002 |  | LTK0
LTK-H02MFD20BB003 | TURBINE GUIDE BEARING NO.03 |  | OPERATING | OPERATING | E222 | LTK0-1M0 | F40607002 |  | LTK0
LTK-H02MFD20BB004 | TURBINE GUIDE BEARING NO.04 |  | OPERATING | OPERATING | E222 | LTK0-1M0 | F40607002 |  | LTK0
LTK-H02MFD20BB005 | TURBINE GUIDE BEARING NO.05 |  | OPERATING | OPERATING | E222 | LTK0-1M0 | F40607002 |  | LTK0
LTK-H02MFD20BB006 | TURBINE GUIDE BEARING NO.06 |  | OPERATING | OPERATING | E222 | LTK0-1M0 | F40607002 |  | LTK0
LTK-H02MFD20BB007 | TURBINE GUIDE BEARING NO.07 |  | OPERATING | OPERATING | E222 | LTK0-1M0 | F40607002 |  | LTK0
LTK-H02MFD20BB008 | TURBINE GUIDE BEARING NO.08 |  | OPERATING | OPERATING | E222 | LTK0-1M0 | F40607002 |  | LTK0
LTK-H02MFD20BB009 | TURBINE GUIDE BEARING NO.09 |  | OPERATING | OPERATING | E222 | LTK0-1M0 | F40607002 |  | LTK0
LTK-H02MFD20BB010 | TURBINE GUIDE BEARING NO.10 |  | OPERATING | OPERATING | E222 | LTK0-1M0 | F40607002 |  | LTK0
LTK-H02MFS | PUMP AND TURBINE AS INTEGRAL |  | OPERATING | OPERATING | E222 | LTK0-1M0 | F40607002 |  | LTK0
LTK-H02MFS10 | WATER SUPPLY TURBINE SHAFT SEAL |  | OPERATING | OPERATING | E222 | LTK0-1M0 | F40607002 |  | LTK0
LTK-H02MFS10AA001 | SHAFT SEAL WATERING MAIN VALVE 402 VE |  | OPERATING | OPERATING | E222 | LTK0-1D0 | F40607002 |  | LTK0
LTK-H02MFS10AA001KS01 | WATER REDUCING VALVE 402 DU |  | OPERATING | OPERATING | E222 | LTK0-1M0 | F40607002 |  | LTK0
LTK-H02MFS10AA001KS02 | SAFETY VALVE 402VQ |  | OPERATING | OPERATING | E222 | LTK0-1M0 | F40607002 |  | LTK0
LTK-H02MFS10AT001 | AUTOMATIC FLUSING STRAINER NO.01 (406FI) |  | OPERATING | OPERATING | E222 | LTK0-1M0 | F40607002 |  | LTK0
LTK-H02MFS10AT001-M01 | MOTOR AUTOMATIC FLUSING STRAINER NO.01 |  | OPERATING | OPERATING | E222 | LTK0-1D0 | F40607002 |  | LTK0
LTK-H02MFS10AT001-M02 | MOTOR NO.01 |  | OPERATING | OPERATING | E222 | LTK0-1D0 | F40607002 |  | LTK0
LTK-H02MFS10AT001KA01 | MANNUAL VALVE FOR STRAINER NO.01 |  | OPERATING | OPERATING | E222 | LTK0-1M0 | F40607002 |  | LTK0
LTK-H02MFS10AT001KA02 | MANNUAL VALVE FOR STRAINER NO.01 |  | OPERATING | OPERATING | E222 | LTK0-1M0 | F40607002 |  | LTK0
LTK-H02MFS10AT001KA03 | MANNUAL VALVE FOR AUTO FLUSING NO. 01 |  | OPERATING | OPERATING | E222 | LTK0-1M0 | F40607002 |  | LTK0
LTK-H02MFS10AT001KA04 | AUTO DRAIN VALVE FOR AUTO FLUSING NO. 01 |  | OPERATING | OPERATING | E222 | LTK0-1D0 | F40607002 |  | LTK0
LTK-H02MFS10AT001KT01 | STRAINER FOR SHAFT SAEL 405FI |  | OPERATING | OPERATING | E222 | LTK0-1M0 | F40607002 |  | LTK0
LTK-H02MFS10AT001KT02 | STRAINER NO.1 |  | OPERATING | OPERATING | E222 | LTK0-1M0 | F40607002 |  | LTK0
LTK-H02MFS10AT002 | AUTOMATIC FLUSING STRAINER NO.02 (407FI) |  | OPERATING | OPERATING | E222 | LTK0-1M0 | F40607002 |  | LTK0
LTK-H02MFS10AT002-M02 | MOTOR AUTOMATIC FLUSING STRAINER NO.02 |  | OPERATING | OPERATING | E222 | LTK0-1D0 | F40607002 |  | LTK0
LTK-H02MFS10AT002KA01 | MANNUAL VALVE FOR STRAINER NO.02 |  | OPERATING | OPERATING | E222 | LTK0-1M0 | F40607002 |  | LTK0
LTK-H02MFS10AT002KA02 | MANNUAL VALVE FOR STRAINER NO.02 |  | OPERATING | OPERATING | E222 | LTK0-1M0 | F40607002 |  | LTK0
LTK-H02MFS10AT002KA03 | MANNUAL VALVE FOR AUTO FLUSING NO. 02 |  | OPERATING | OPERATING | E222 | LTK0-1M0 | F40607002 |  | LTK0
LTK-H02MFS10AT002KA04 | AUTO DRAIN VALVE FOR AUTO FLUSING NO. 02 |  | OPERATING | OPERATING | E222 | LTK0-1D0 | F40607002 |  | LTK0
LTK-H02MFS10AT002KT01 | STRAINER FOR SHAFT SAEL 405FI |  | OPERATING | OPERATING | E222 | LTK0-1M0 | F40607002 |  | LTK0
LTK-H02MFS10AT002KT02 | STRAINER NO.2 |  | OPERATING | OPERATING | E222 | LTK0-1M0 | F40607002 |  | LTK0
LTK-H02MFS10AU001 | WATER PRESS SHAFT SEAL SUP. LINE 415 MP |  | OPERATING | OPERATING | E222 | LTK0-1D0 | F40607002 |  | LTK0
LTK-H02MFS10AU002 | PRESS. OF WATER IN SHAFT SEAL 410 MP |  | OPERATING | OPERATING | E222 | LTK0-1D0 | F40607002 |  | LTK0
LTK-H02MFS10AU003 | PRESS OF WATER UNDER SHAFT SEAL 411 MP |  | OPERATING | OPERATING | E222 | LTK0-1D0 | F40607002 |  | LTK0
LTK-H02MFS10BR001 | PIPE LINE |  | OPERATING | OPERATING | E222 | LTK0-1D0 | F40607002 |  | LTK0
LTK-H02MFS10BR001BP01 | FLOW SENSOR 401SD |  | OPERATING | OPERATING | E222 | LTK0-1D0 | F40607002 |  | LTK0
LTK-H02MFS10BR001KA05 | AIR HOLES 402PU |  | OPERATING | OPERATING | E222 | LTK0-1M0 | F40607002 |  | LTK0
LTK-H02MFS10CT001 | SHART SEAL TEMP. 401MR |  | OPERATING | OPERATING | E222 | LTK0-1D0 | F40607002 |  | LTK0
LTK-H02MFS10CT002 | SHART SEAL TEMP. 402MR |  | OPERATING | OPERATING | E222 | LTK0-1D0 | F40607002 |  | LTK0
LTK-H02MFS11 | AIR CONTROL VALVE |  | OPERATING | OPERATING | E222 | LTK0-1M0 | F40607002 |  | LTK0
LTK-H02MFS12 | DE-WATERING SIGHT GLASS SET |  | OPERATING | OPERATING | E222 | LTK0-1M0 | F40607002 |  | LTK0
LTK-H02MFS13 | AIR MAINTENANCE SEAL |  | OPERATING | OPERATING | E222 | LTK0-1M0 | F40607002 |  | LTK0
LTK-H02MFV | PUMP AND TURBINE AS INTEGRAL |  | OPERATING | OPERATING | E222 | LTK0-1M0 | F40607002 |  | LTK0
LTK-H02MFV10 | TUR.GUIDE BRG.OIL PUMP |  | OPERATING | OPERATING | E222 | LTK0-1M0 | F40607002 |  | LTK0
LTK-H02MFV10AC001 | TUR.BRG.OIL COOLER NO.1 01GTU431EH |  | OPERATING | OPERATING | E222 | LTK0-1M0 | F40607002 |  | LTK0
LTK-H02MFV10AC001KA01 | VALVE OIL INLET COOLER NO.1 |  | OPERATING | OPERATING | E222 | LTK0-1M0 | F40607002 |  | LTK0
LTK-H02MFV10AC001KA02 | VALVE OIL OUTLET COOLER NO.1 |  | OPERATING | OPERATING | E222 | LTK0-1M0 | F40607002 |  | LTK0
LTK-H02MFV10AC002 | TUR.BRG.OIL COOLER NO.2 01GTU432EH |  | OPERATING | OPERATING | E222 | LTK0-1M0 | F40607002 |  | LTK0
LTK-H02MFV10AC002KA01 | VALVE OIL INLET COOLER NO.2 |  | OPERATING | OPERATING | E222 | LTK0-1M0 | F40607002 |  | LTK0
LTK-H02MFV10AC002KA02 | VALVE OIL OUTLET COOLER NO.2 |  | OPERATING | OPERATING | E222 | LTK0-1M0 | F40607002 |  | LTK0
LTK-H02MFV10AP001 | TUR.GUIDE BRG.OIL PUMP NO.1 01GTU431PO |  | OPERATING | OPERATING | E222 | LTK0-1M0 | F40607002 |  | LTK0
LTK-H02MFV10AP001-M01 | MOTOR, 01GTU431PO |  | OPERATING | OPERATING | E222 | LTK0-1D0 | F40607002 |  | LTK0
LTK-H02MFV10AP001KA01 | SAFETY RELIEF VALVE, 01GTU431VQ |  | OPERATING | OPERATING | E222 | LTK0-1M0 | F40607002 |  | LTK0
LTK-H02MFV10AP001KA02 | CHECK VALVE 405VT |  | OPERATING | OPERATING | E222 | LTK0-1M0 | F40607002 |  | LTK0
LTK-H02MFV10AP001KA03 | CHECK VALVE 407VT |  | OPERATING | OPERATING | E222 | LTK0-1M0 | F40607002 |  | LTK0
LTK-H02MFV10AP001KA04 | VALVE, 01GTU431VE |  | OPERATING | OPERATING | E222 | LTK0-1D0 | F40607002 |  | LTK0
LTK-H02MFV10AP001KA05 | VALVE FOR PRESSURE GAUGE |  | OPERATING | OPERATING | E222 | LTK0-1M0 | F40607002 |  | LTK0
LTK-H02MFV10AP001KP01 | PUMP, 01GTU431PO |  | OPERATING | OPERATING | E222 | LTK0-1M0 | F40607002 |  | LTK0
LTK-H02MFV10AP001QP01 | PRESSURE GAUGE |  | OPERATING | OPERATING | E222 | LTK0-1D0 | F40607002 |  | LTK0
LTK-H02MFV10AP002 | TUR.GUIDE BRG.OIL PUMP NO.2 01GTU432PO |  | OPERATING | OPERATING | E222 | LTK0-1M0 | F40607002 |  | LTK0
LTK-H02MFV10AP002-M01 | MOTOR, 01GTU432PO |  | OPERATING | OPERATING | E222 | LTK0-1D0 | F40607002 |  | LTK0
LTK-H02MFV10AP002KA01 | SAFETY RELIEF VALVE, 01GTU432VQ |  | OPERATING | OPERATING | E222 | LTK0-1M0 | F40607002 |  | LTK0
LTK-H02MFV10AP002KA02 | CHECK VALVE 406VT |  | OPERATING | OPERATING | E222 | LTK0-1M0 | F40607002 |  | LTK0
LTK-H02MFV10AP002KA03 | VALVE, 01GTU432VE |  | OPERATING | OPERATING | E222 | LTK0-1D0 | F40607002 |  | LTK0
LTK-H02MFV10AP002KA04 | VALVE, 01GTU432VE |  | OPERATING | OPERATING | E222 | LTK0-1D0 | F40607002 |  | LTK0
LTK-H02MFV10AP002KP01 | PUMP, 01GTU432PO |  | OPERATING | OPERATING | E222 | LTK0-1M0 | F40607002 |  | LTK0
LTK-H02MFV10AP002QP01 | PRESSURE GAUGE |  | OPERATING | OPERATING | E222 | LTK0-1D0 | F40607002 |  | LTK0
LTK-H02MFV10AT001 | OIL FILTER 431FI |  | OPERATING | OPERATING | E222 | LTK0-1M0 | F40607002 |  | LTK0
LTK-H02MFV10AT001KA01 | VALVE OIL INLET FOR OIL FILTER 431FI |  | OPERATING | OPERATING | E222 | LTK0-1M0 | F40607002 |  | LTK0
LTK-H02MFV10AT001KA02 | VALVE OIL OUTLET FOR OIL FILTER 431FI |  | OPERATING | OPERATING | E222 | LTK0-1M0 | F40607002 |  | LTK0
LTK-H02MFV10AT001KA03 | VALVE OIL BY PART FOR OIL FILTER 431FI |  | OPERATING | OPERATING | E222 | LTK0-1M0 | F40607002 |  | LTK0
LTK-H02MFV10CP001 | FLOW SWITCH 430SD |  | OPERATING | OPERATING | E222 | LTK0-1D0 | F40607002 |  | LTK0
LTK-H02MFV10CP002 | FLOW SWITCH 431SD |  | OPERATING | OPERATING | E222 | LTK0-1D0 | F40607002 |  | LTK0
LTK-H02MFV10CP003 | PRESSURE SWITCH 431MP |  | OPERATING | OPERATING | E222 | LTK0-1D0 | F40607002 |  | LTK0
LTK-H02MFW | RUNNER GAP SEAL WATER SUPPLY |  | OPERATING | OPERATING | E222 | LTK0-1M0 | F40607002 |  | LTK0
LTK-H02MFW10 | SOLENOID VALVE OPERATING WATER |  | OPERATING | OPERATING | E222 | LTK0-1D0 | F40607002 |  | LTK0
LTK-H02MFW10AA001 | SOLENOID VALVE OPERATING WATER GTU403EM |  | OPERATING | OPERATING | E222 | LTK0-1D0 | F40607002 |  | LTK0
LTK-H02MFW10AA001-Q01 | OPENING OF TUR RUN. LAP COOLINGGTU414FC |  | OPERATING | OPERATING | E222 | LTK0-1D0 | F40607002 |  | LTK0
LTK-H02MFW10AA001-Q02 | CLOSURE OF TUR RUN. LAP COOLINGGTU415FC |  | OPERATING | OPERATING | E222 | LTK0-1D0 | F40607002 |  | LTK0
LTK-H02MFW10AA002 | RUNER. GAP COOLING GTU403VE |  | OPERATING | OPERATING | E222 | LTK0-1D0 | F40607002 |  | LTK0
LTK-H02MFW10AA003 | NON RETURN VALVE GTU403VT |  | OPERATING | OPERATING | E222 | LTK0-1M0 | F40607002 |  | LTK0
LTK-H02MFW10AA004 | NON RETURN VALVE GTU404VT |  | OPERATING | OPERATING | E222 | LTK0-1M0 | F40607002 |  | LTK0
LTK-H02MFW20 | SOLENOID VALVE CONTROL REWATERING |  | OPERATING | OPERATING | E222 | LTK0-1D0 | F40607002 |  | LTK0
LTK-H02MFW20AA004 | VALVE CONTROL REWATERING 402VA |  | OPERATING | OPERATING | E222 | LTK0-1M2 | F40607002 |  | LTK0
LTK-H02MFW20AA005 | SOLENOID VALVE CONTROL REWATERING 402EM |  | OPERATING | OPERATING | E222 | LTK0-1D0 | F40607002 |  | LTK0
LTK-H02MFW20AA006 | LTK-H02MFW20AA006 |  | OPERATING | OPERATING | E222 | LTK0-1M0 | F40607002 |  | LTK0
LTK-H02MFW20AA006-Q1 | OPENING OF TUR RUNNER REWATERING 412FC |  | OPERATING | OPERATING | E222 | LTK0-1D0 | F40607002 |  | LTK0
LTK-H02MFW20AA007 | EXHAUST AIR PRESS.OPER. 404VE |  | OPERATING | OPERATING | E222 | LTK0-1D0 | F40607002 |  | LTK0
LTK-H02MFW20AA007-B01 | VIBRATION SENSOR 01GTU431MX |  | OPERATING | OPERATING | E222 | LTK0-1D0 | F40607002 |  | LTK0
LTK-H02MFW20AA007-B02 | VIBRATION SENSOR 01GTU432MX |  | OPERATING | OPERATING | E222 | LTK0-1D0 | F40607002 |  | LTK0
LTK-H02MFW20AA007-Q01 | OPEN WATER RING DRAIN VALVENO.1 416FC |  | OPERATING | OPERATING | E222 | LTK0-1D0 | F40607002 |  | LTK0
LTK-H02MFW20AA007-Q02 | CLOSE WATER RING DRAIN VALVENO.1 417FC |  | OPERATING | OPERATING | E222 | LTK0-1D0 | F40607002 |  | LTK0
LTK-H02MFW20AA007-Q03 | OPEN WATER RING DRAIN VALVENO.2 416FC |  | OPERATING | OPERATING | E222 | LTK0-1D0 | F40607002 |  | LTK0
LTK-H02MFW20AA007-Q04 | CLOSE WATER RING DRAIN VALVENO.2 417FC |  | OPERATING | OPERATING | E222 | LTK0-1D0 | F40607002 |  | LTK0
LTK-H02MFW20AA007-Q2 | CLOSURE OF TUR RUNNER REWATERING 413FC |  | OPERATING | OPERATING | E222 | LTK0-1D0 | F40607002 |  | LTK0
LTK-H02MFW20AA007KA01 | SOLENOID VAL CONTROL WATER DRAIN 404EM |  | OPERATING | OPERATING | E222 | LTK0-1D0 | F40607002 |  | LTK0
LTK-H02MFW20AA007KA02 | HYDRA.CONTROL VALVE NO.1 404VE |  | OPERATING | OPERATING | E222 | LTK0-1D0 | F40607002 |  | LTK0
LTK-H02MFW20AA007KA03 | HYDRA.CONTROL VALVE NO.2 404VE |  | OPERATING | OPERATING | E222 | LTK0-1D0 | F40607002 |  | LTK0
LTK-H02MFW20AA008 | VALVE FOR REWATERING 401VA |  | OPERATING | OPERATING | E222 | LTK0-1D0 | F40607002 |  | LTK0
LTK-H02MFW20AA008-Q01 | OPENING TURBINE RUNNER DEWATERING 410FC |  | OPERATING | OPERATING | E222 | LTK0-1D0 | F40607002 |  | LTK0
LTK-H02MFW20AA008-Q02 | CLOSURE TURBINE RUNNER DEWATERING 411FC |  | OPERATING | OPERATING | E222 | LTK0-1D0 | F40607002 |  | LTK0
LTK-H02MFW20AA008KA02 | SOLENOID VALVE CONTROL DEWATERING 401EM |  | OPERATING | OPERATING | E222 | LTK0-1D0 | F40607002 |  | LTK0
LTK-H02MFW20AA009 | VALVE FOR DEWATERING 406VA |  | OPERATING | OPERATING | E222 | LTK0-1D0 | F40607002 |  | LTK0
LTK-H02MFW20AA009-Q01 | SENSOR POSITION DEWATERING 421FC |  | OPERATING | OPERATING | E222 | LTK0-1D0 | F40607002 |  | LTK0
LTK-H02MFW20AA009-Q02 | SENSOR POSITION DEWATERING 422FC |  | OPERATING | OPERATING | E222 | LTK0-1D0 | F40607002 |  | LTK0
LTK-H02MFW20AA009KA02 | SOLENOID VALVE CONTROLLING VALVE 406EM |  | OPERATING | OPERATING | E222 | LTK0-1D0 | F40607002 |  | LTK0
LTK-H02MFW20AA010 | Valve 413VE Isolated valve for 402VA |  | OPERATING | OPERATING | E222 | LTK0-1M2 | F40607002 |  | LTK0
LTK-H02MFW20BR001 | REWATERING PIPE |  | OPERATING | OPERATING | E222 | LTK0-1M2 | F40607002 |  | LTK0
LTK-H02MFW20CL001 | DEWATERING SIGHT GLASS SET 001LN L1, |  | OPERATING | OPERATING | E222 | LTK0-1M0 | F40607002 |  | LTK0
LTK-H02MFW20DL001 | LEVEL GAUGE ON DRAFT TUBE 401LN |  | OPERATING | OPERATING | E222 | LTK0-1D0 | F40607002 |  | LTK0
LTK-H02MFW20DL002 | TOO HIGH WATER LEVEL UNDER RUNNER 402SN |  | OPERATING | OPERATING | E222 | LTK0-1D0 | F40607002 |  | LTK0
LTK-H02MFW20DL003 | WATER LEVEL IN DRAFT TUBE 401MN |  | OPERATING | OPERATING | E222 | LTK0-1D0 | F40607002 |  | LTK0
LTK-H02MFW20ER001 | NOISE IN TURBINE PIT GTU401MB |  | OPERATING | OPERATING | E222 | LTK0-1D0 | F40607002 |  | LTK0
LTK-H02MFW20ER002 | NOISE IN DRATE TUBE GTU402MB |  | OPERATING | OPERATING | E222 | LTK0-1D0 | F40607002 |  | LTK0
LTK-H02MFW20ER003 | NOISE IN TURBINE PIT-DRATE TUBE |  | OPERATING | OPERATING | E222 | LTK0-1D0 | F40607002 |  | LTK0
LTK-H02MFX | PUMP AND TURBINE AS INTEGRAL |  | OPERATING | OPERATING | E222 | LTK0-1M0 | F40607002 |  | LTK0
LTK-H02MFX10 | GOVERNOR OIL SUMP TANK , 01GRE110BA |  | OPERATING | OPERATING | E222 | LTK0-1M0 | F40607002 |  | LTK0
LTK-H02MFX10AA001 | LTK-H02MFX10AA001 |  | OPERATING | OPERATING | E222 | LTK0-1M0 | F40607002 |  | LTK0
LTK-H02MFX10AA001KA01 | CHANG VALVE, 01GRE120FC |  | OPERATING | OPERATING | E222 | LTK0-1M0 | F40607002 |  | LTK0
LTK-H02MFX10AA004 | LTK-H02MFX10AA004 |  | OPERATING | OPERATING | E222 | LTK0-1M0 | F40607002 |  | LTK0
LTK-H02MFX10AA004KA03 | DRAIN VALVE FOR SUMP TANK, 101VH |  | OPERATING | OPERATING | E222 | LTK0-1M0 | F40607002 |  | LTK0
LTK-H02MFX10AA006 | SAFETY VALVE ON OIL PUMP GRE111VQ |  | OPERATING | OPERATING | E222 | LTK0-1M0 | F40607002 |  | LTK0
LTK-H02MFX10AA011KA01 | UNLOADER VALVE NO.1 ,01GRE111DR |  | OPERATING | OPERATING | E222 | LTK0-1M0 | F40607002 |  | LTK0
LTK-H02MFX10AA011KA02 | UNLOADER VALVE NO.2 ,01GRE112DR |  | OPERATING | OPERATING | E222 | LTK0-1M0 | F40607002 |  | LTK0
LTK-H02MFX10AH001 | GOV. SUMP TANK COOLER 110EH |  | OPERATING | OPERATING | E222 | LTK0-1M0 | F40607002 |  | LTK0
LTK-H02MFX10AP001 | GOVERNOR OIL PUMP NO.1, 01GRE111PO |  | OPERATING | OPERATING | E222 | LTK0-1M0 | F40607002 |  | LTK0
LTK-H02MFX10AP001-M01 | MOTOR, 01GRE111PO |  | OPERATING | OPERATING | E222 | LTK0-1D0 | F40607002 |  | LTK0
LTK-H02MFX10AP001KA01 | UNLOAD OF PUMP UPON START-UP GRE111EM |  | OPERATING | OPERATING | E222 | LTK0-1M0 | F40607002 |  | LTK0
LTK-H02MFX10AP001KA02 | SOLENOID VALVE 101EM, 01GRE101EM |  | OPERATING | OPERATING | E222 | LTK0-1D0 | F40607002 |  | LTK0
LTK-H02MFX10AP001KA03 | NON-RETURN VALVE GRE101VT |  | OPERATING | OPERATING | E222 | LTK0-1M0 | F40607002 |  | LTK0
LTK-H02MFX10AP001KA04 | NON-RETURN VALVE GRE102VT |  | OPERATING | OPERATING | E222 | LTK0-1M0 | F40607002 |  | LTK0
LTK-H02MFX10AP001KA05 | NON-RETURN VALVE GRE103VT |  | OPERATING | OPERATING | E222 | LTK0-1M0 | F40607002 |  | LTK0
LTK-H02MFX10AP001KP01 | PUMP, 01GRE111PO |  | OPERATING | OPERATING | E222 | LTK0-1M0 | F40607002 |  | LTK0
LTK-H02MFX10AP001KT01 | OIL FILTER ON OIL PUMP GRE111KI |  | OPERATING | OPERATING | E222 | LTK0-1M0 | F40607002 |  | LTK0
LTK-H02MFX10AP002 | GOVERNOR OIL PUMP NO.2, 01GRE112PO |  | OPERATING | OPERATING | E222 | LTK0-1M0 | F40607002 |  | LTK0
LTK-H02MFX10AP002-M01 | MOTOR, 01GRE112PO |  | OPERATING | OPERATING | E222 | LTK0-1D0 | F40607002 |  | LTK0
LTK-H02MFX10AP002KA01 | UNLOAD OF PUMP UPON START-UP GRE112EM |  | OPERATING | OPERATING | E222 | LTK0-1M0 | F40607002 |  | LTK0
LTK-H02MFX10AP002KA04 | SOLENOID VALVE GRE105EM, 01GRE105EM |  | OPERATING | OPERATING | E222 | LTK0-1D0 | F40607002 |  | LTK0
LTK-H02MFX10AP002KP01 | PUMP, 01GRE112PO |  | OPERATING | OPERATING | E222 | LTK0-1M0 | F40607002 |  | LTK0
LTK-H02MFX10AP002KT01 | OIL FILTER ON OIL PUMP GRE112KI |  | OPERATING | OPERATING | E222 | LTK0-1M0 | F40607002 |  | LTK0
LTK-H02MFX10AT001 | LTK-H02MFX10AT001 |  | OPERATING | OPERATING | E222 | LTK0-1M0 | F40607002 |  | LTK0
LTK-H02MFX10AT001QB01 | GOVERNOR DUPLEX FILTER NO.1, 01GRE110FI |  | OPERATING | OPERATING | E222 | LTK0-1M0 | F40607002 |  | LTK0
LTK-H02MFX10AT001QB03 | CLOGGING OF GOV. DUAL FILTER GRE120FC |  | OPERATING | OPERATING | E222 | LTK0-1D0 | F40607002 |  | LTK0
LTK-H02MFX10AT002 | LTK-H02MFX10AT002 |  | OPERATING | OPERATING | E222 | LTK0-1M0 | F40607002 |  | LTK0
LTK-H02MFX10AT002QB02 | GOVERNOR DUPLEX FILTER NO.2, 01GRE110FI |  | OPERATING | OPERATING | E222 | LTK0-1M0 | F40607002 |  | LTK0
LTK-H02MFX10BB001 | SUMP TANK |  | OPERATING | OPERATING | E222 | LTK0-1M0 | F40607002 |  | LTK0
LTK-H02MFX10BB001-B01 | GOVERNING OIL TEMPERATURE, 01GRE110MR |  | OPERATING | OPERATING | E222 | LTK0-1D0 | F40607002 |  | LTK0
LTK-H02MFX10BB001-B02 | GOVERNING OIL TEMPERATURE, 01GRE110LT |  | OPERATING | OPERATING | E222 | LTK0-1D0 | F40607002 |  | LTK0
LTK-H02MFX10BB001-F01 | WATER IN OIL POLL FOR OIL SMP TANK 110SZ |  | OPERATING | OPERATING | E222 | LTK0-1D0 | F40607002 |  | LTK0
LTK-H02MFX10BB001KA01 | CONNECTION 101PJ |  | OPERATING | OPERATING | E222 | LTK0-1M0 | F40607002 |  | LTK0
LTK-H02MFX10BB001KA02 | CONNECTION 102PJ |  | OPERATING | OPERATING | E222 | LTK0-1M0 | F40607002 |  | LTK0
LTK-H02MFX10BB001KT01 | FILTER AIR VENT FOR SUMP TANK, 101FJ |  | OPERATING | OPERATING | E222 | LTK0-1M0 | F40607002 |  | LTK0
LTK-H02MFX10BB001QB01 | TOO LOW OIL LEVEL IN PRESS TANK GRE111SN |  | OPERATING | OPERATING | E222 | LTK0-1D0 | F40607002 |  | LTK0
LTK-H02MFX10BB001QB02 | LOW OIL LEVEL IN PRESS TANK GRE112SN |  | OPERATING | OPERATING | E222 | LTK0-1D0 | F40607002 |  | LTK0
LTK-H02MFX10CM001 | LACK WATER CIR IN GOV. OIL COL GRE110SD |  | OPERATING | OPERATING | E222 | LTK0-1D0 | F40607002 |  | LTK0
LTK-H02MFX10MF010 | FLUID SUPPLY FOR GOVERNOR CONTROL |  | OPERATING | OPERATING | E222 | LTK0-1M0 | F40607002 |  | LTK0
LTK-H02MFX11 | GOVERNOR PRESS TANK,01GRE101AQ |  | OPERATING | OPERATING | E222 | LTK0-1D0 | F40607002 |  | LTK0
LTK-H02MFX11AA001 | OIL LEVEL IN AIR /OIL ACCUMULTOR 101MN |  | OPERATING | OPERATING | E222 | LTK0-1D0 | F40607002 |  | LTK0
LTK-H02MFX11AA002 | SAFETY VALVE 101VQ |  | OPERATING | OPERATING | E222 | LTK0-1M0 | F40607002 |  | LTK0
LTK-H02MFX11BB001 | PRESS TANK |  | OPERATING | OPERATING | E222 | LTK0-1M0 | F40607002 |  | LTK0
LTK-H02MFX11BB001KA01 | VALVE OF GOV. OIL PRESS TANK 102 VA |  | OPERATING | OPERATING | E222 | LTK0-1M0 | F40607002 |  | LTK0
LTK-H02MFX11BB001KA02 | VALVE GOV. OIL PRESS TANK BLEED 103 VA |  | OPERATING | OPERATING | E222 | LTK0-1M0 | F40607002 |  | LTK0
LTK-H02MFX11BB001KA03 | VALVE AIR GOV. OIL PRESS TANK 106 VA |  | OPERATING | OPERATING | E222 | LTK0-1M0 | F40607002 |  | LTK0
LTK-H02MFX11BB001KA04 | VALVE ISO OF GOV. OIL PRESS. TANK 110VH |  | OPERATING | OPERATING | E222 | LTK0-1M0 | F40607002 |  | LTK0
LTK-H02MFX11BB001KA05 | VALVE OIL PRESS. TANK LEVEL DETECT111VH |  | OPERATING | OPERATING | E222 | LTK0-1M0 | F40607002 |  | LTK0
LTK-H02MFX11BB001KA06 | VALVE DRAIN GOV. OIL PRESS. TANK 112VH |  | OPERATING | OPERATING | E222 | LTK0-1M0 | F40607002 |  | LTK0
LTK-H02MFX11CL001 | TOO LOW OIL LEVEL IN PRESS. TANK 101SN |  | OPERATING | OPERATING | E222 | LTK0-1D0 | F40607002 |  | LTK0
LTK-H02MFX11CL002 | OIL LEVEL IND. ON AIR/OIL PRESS. 101LN |  | OPERATING | OPERATING | E222 | LTK0-1D0 | F40607002 |  | LTK0
LTK-H02MFX11CP001 | ACCUMULATOR PRESSURE101MP |  | OPERATING | OPERATING | E222 | LTK0-1D0 | F40607002 |  | LTK0
LTK-H02MFX11CP002 | PRESSURE GAUGE 101LP |  | OPERATING | OPERATING | E222 | LTK0-1D0 | F40607002 |  | LTK0
LTK-H02MFX12 | AIR SUPPLY FOR GOV. PRESS TANK |  | OPERATING | OPERATING | E222 | LTK0-1M0 | F40607002 |  | LTK0
LTK-H02MFX12AA001 | VALVE AIR FILTER GOV.PRESS TANK 104VA |  | OPERATING | OPERATING | E222 | LTK0-1M0 | F40607002 |  | LTK0
LTK-H02MFX12AA002 | VALVE MANUAL AIR FILTER GOV P.TANK 105VA |  | OPERATING | OPERATING | E222 | LTK0-1M0 | F40607002 |  | LTK0
LTK-H02MFX12AA003 | NON RETURN VALVE 105VT |  | OPERATING | OPERATING | E222 | LTK0-1M0 | F40607002 |  | LTK0
LTK-H02MFX12AA004 | NON RETURN VALVE 106VT |  | OPERATING | OPERATING | E222 | LTK0-1M0 | F40607002 |  | LTK0
LTK-H02MFX12AA005 | 01GRE107DP FS,VALVE (107DP) |  | OPERATING | OPERATING | E222 | LTK0-1M0 | F40607002 |  | LTK0
LTK-H02MFX12AA006 | LTK-H02MFX12AA006 |  | OPERATING | OPERATING | E222 | LTK0-1M0 | F40607002 |  | LTK0
LTK-H02MFX12AA006-S01 | POSITION SWITCH 101FC |  | OPERATING | OPERATING | E222 | LTK0-1D0 | F40607002 |  | LTK0
LTK-H02MFX12AA006-S02 | POSITION SWITCH 102FC |  | OPERATING | OPERATING | E222 | LTK0-1D0 | F40607002 |  | LTK0
LTK-H02MFX12AA006-X01 | LOCAL 104CR |  | OPERATING | OPERATING | E222 | LTK0-1D0 | F40607002 |  | LTK0
LTK-H02MFX12AA006KA01 | GOVERNOR ACC. ISOLATING VALVE ( 101VD ) |  | OPERATING | OPERATING | E222 | LTK0-1M0 | F40607002 |  | LTK0
LTK-H02MFX12AA007 | CONTROL OF ISOLATING VALVE ( 101EM ) |  | OPERATING | OPERATING | E222 | LTK0-1D0 | F40607002 |  | LTK0
LTK-H02MFX12AA008 | ACTUATOR CONTROL VALVE (101EB) |  | OPERATING | OPERATING | E222 | LTK0-1D0 | F40607002 |  | LTK0
LTK-H02MFX12AA009 | GOV.START / STOP CONTROL VALVE (200EM) |  | OPERATING | OPERATING | E222 | LTK0-1D0 | F40607002 |  | LTK0
LTK-H02MFX12AA010 | GOVERNOR SAFETY SOLENOID VALVE (100 EM) |  | OPERATING | OPERATING | E222 | LTK0-1D0 | F40607002 |  | LTK0
LTK-H02MFX12AA011 | GOV. MAIN DISTRIBUTING VALVE( GRE101DR ) |  | OPERATING | OPERATING | E222 | LTK0-1M0 | F40607002 |  | LTK0
LTK-H02MFX12AA011-B1 | FEEDBACK TRANSDUCER 101MM |  | OPERATING | OPERATING | E222 | LTK0-1D0 | F40607002 |  | LTK0
LTK-H02MFX12AA011-B2 | FEEDBACK TRANSDUCER 103MM |  | OPERATING | OPERATING | E222 | LTK0-1D0 | F40607002 |  | LTK0
LTK-H02MFX12AT001 | FILTER AUTOMATIC AIR SUPPLY 105FJ |  | OPERATING | OPERATING | E222 | LTK0-1M0 | F40607002 |  | LTK0
LTK-H02MFX12AU001 | GUIDE VANE SERVOMOTOR 101ZM |  | OPERATING | OPERATING | E222 | LTK0-1M0 | F40607002 |  | LTK0
LTK-H02MFX12AU001-B1 | FEEDBACK TRANSDUCER FOR WICKETGATE 102MM |  | OPERATING | OPERATING | E222 | LTK0-1D0 | F40607002 |  | LTK0
LTK-H02MFX12AU001-B2 | FEEDBACK TRANSDUCER FOR WICKETGATE 104MM |  | OPERATING | OPERATING | E222 | LTK0-1D0 | F40607002 |  | LTK0
LTK-H02MFX12AU002 | GUIDE VANE SERVOMOTOR 102ZM |  | OPERATING | OPERATING | E222 | LTK0-1M0 | F40607002 |  | LTK0
LTK-H02MFX12AU002-S01 | MANUAL LOCK VANE ARE APPLIED112FC |  | OPERATING | OPERATING | E222 | LTK0-1M0 | F40607002 |  | LTK0
LTK-H02MFX12AU002-S02 | MANUAL LOCK VANE ARE NO-APPLIED 113FC |  | OPERATING | OPERATING | E222 | LTK0-1M0 | F40607002 |  | LTK0
LTK-H02MFX12BR001 | PIPE LINE |  | OPERATING | OPERATING | E222 | LTK0-1M0 | F40607002 |  | LTK0
LTK-H02MFX20 | INLET VALVE OIL SUMP TANK SYSTEM |  | OPERATING | OPERATING | E222 | LTK0-1M0 | F40607002 |  | LTK0
LTK-H02MFX20AA001 | UNLOADING OF PUMP 1 UPON START-UP 511EM |  | OPERATING | OPERATING | E222 | LTK0-1M0 | F40607002 |  | LTK0
LTK-H02MFX20AA001-L01 | SOLENNOID ONLOAD 511EM |  | OPERATING | OPERATING | E222 | LTK0-1D0 | F40607002 |  | LTK0
LTK-H02MFX20AA001-L02 | SOLENNOID UNLOAD 511EM |  | OPERATING | OPERATING | E222 | LTK0-1D0 | F40607002 |  | LTK0
LTK-H02MFX20AA001KA01 | VALVE OIL DRAINAGE I/V SUMP TANK 505VH |  | OPERATING | OPERATING | E222 | LTK0-1M0 | F40607002 |  | LTK0
LTK-H02MFX20AA001KA02 | FLOW RESTRICTOR 511DP |  | OPERATING | OPERATING | E222 | LTK0-1M0 | F40607002 |  | LTK0
LTK-H02MFX20AA001KA03 | FLOW RESTRICTOR 512DP |  | OPERATING | OPERATING | E222 | LTK0-1M0 | F40607002 |  | LTK0
LTK-H02MFX20AA002 | OIL VALVE UNLOAD START NORMAL PUMP 511DR |  | OPERATING | OPERATING | E222 | LTK0-1M0 | F40607002 |  | LTK0
LTK-H02MFX20AA003 | NON-RETURN-VALVE 501VT |  | OPERATING | OPERATING | E222 | LTK0-1M0 | F40607002 |  | LTK0
LTK-H02MFX20AA004 | UNLOADING OF PUMP 2 UPON START-UP 512EM |  | OPERATING | OPERATING | E222 | LTK0-1M0 | F40607002 |  | LTK0
LTK-H02MFX20AA004-L01 | SOLENNOID ONLOAD 512EM |  | OPERATING | OPERATING | E222 | LTK0-1D0 | F40607002 |  | LTK0
LTK-H02MFX20AA004-L02 | SOLENNOID UNLOAD 512EM |  | OPERATING | OPERATING | E222 | LTK0-1D0 | F40607002 |  | LTK0
LTK-H02MFX20AA004KA01 | FLOW RESTRICTOR 513DP |  | OPERATING | OPERATING | E222 | LTK0-1D0 | F40607002 |  | LTK0
LTK-H02MFX20AA004KA02 | FLOW RESTRICTOR 514DP |  | OPERATING | OPERATING | E222 | LTK0-1D0 | F40607002 |  | LTK0
LTK-H02MFX20AA005 | OIL VALVE UNLOAD START NORMAL PUMP 512DR |  | OPERATING | OPERATING | E222 | LTK0-1M0 | F40607002 |  | LTK0
LTK-H02MFX20AA006 | NON-RETURN-VALVE 502VT |  | OPERATING | OPERATING | E222 | LTK0-1M0 | F40607002 |  | LTK0
LTK-H02MFX20AA007 | NON-RETURN-VALVE 503VT |  | OPERATING | OPERATING | E222 | LTK0-1M0 | F40607002 |  | LTK0
LTK-H02MFX20AA008 | SAFETY VALVE ON OIL PUMP 511VQ |  | OPERATING | OPERATING | E222 | LTK0-1M0 | F40607002 |  | LTK0
LTK-H02MFX20AP001 | INLET VALVE OIL MOTOR-PUMP 511PO |  | OPERATING | OPERATING | E222 | LTK0-1M0 | F40607002 |  | LTK0
LTK-H02MFX20AP001-M01 | MOTOR |  | OPERATING | OPERATING | E222 | LTK0-1D0 | F40607002 |  | LTK0
LTK-H02MFX20AP001KP01 | OIL PUMP 511PO |  | OPERATING | OPERATING | E222 | LTK0-1M0 | F40607002 |  | LTK0
LTK-H02MFX20AP002 | INLET VALVE OIL MOTOR-PUMP 512PO |  | OPERATING | OPERATING | E222 | LTK0-1M0 | F40607002 |  | LTK0
LTK-H02MFX20AP002-M01 | MOTOR |  | OPERATING | OPERATING | E222 | LTK0-1D0 | F40607002 |  | LTK0
LTK-H02MFX20AP002KP01 | OIL PUMP 512PO |  | OPERATING | OPERATING | E222 | LTK0-1M0 | F40607002 |  | LTK0
LTK-H02MFX20AT001 | LTK-H02MFX20AT001 |  | OPERATING | OPERATING | E222 | LTK0-1M0 | F40607002 |  | LTK0
LTK-H02MFX20AT001-Z2 | FILTER OIL CIRCUIT 510FI |  | OPERATING | OPERATING | E222 | LTK0-1M0 | F40607002 |  | LTK0
LTK-H02MFX20AT001QB001 | COGGING I/V DUAL FILTER 520FC |  | OPERATING | OPERATING | E222 | LTK0-1M0 | F40607002 |  | LTK0
LTK-H02MFX20BB001 | INLET VALVE OIL SUMP TANK SYSTEM 510BA |  | OPERATING | OPERATING | E222 | LTK0-1M0 | F40607002 |  | LTK0
LTK-H02MFX20BB001-B1 | OIL LEVEL IN SUMP TANK 510MN |  | OPERATING | OPERATING | E222 | LTK0-1D0 | F40607002 |  | LTK0
LTK-H02MFX20BB001-B2 | THERMOMETER 510LT |  | OPERATING | OPERATING | E222 | LTK0-1D0 | F40607002 |  | LTK0
LTK-H02MFX20BB001-B3 | OIL LEVEL IND AIR/OIL PRESS TANK 510LN |  | OPERATING | OPERATING | E222 | LTK0-1D0 | F40607002 |  | LTK0
LTK-H02MFX20BB001-B4 | WATER IN POLLUTION I/V SUMP TANK 510SZ |  | OPERATING | OPERATING | E222 | LTK0-1D0 | F40607002 |  | LTK0
LTK-H02MFX20BB001-B5 | SWITCH SENSING TOO LOW OIL LEVEL 511SN |  | OPERATING | OPERATING | E222 | LTK0-1D0 | F40607002 |  | LTK0
LTK-H02MFX20BB001-B6 | SWITCH SENSING TOO LOW OIL LEVEL 512SN |  | OPERATING | OPERATING | E222 | LTK0-1D0 | F40607002 |  | LTK0
LTK-H02MFX20BB001-B7 | OIL CIRCUIT PRESSURE TRANSDUCER 510MP |  | OPERATING | OPERATING | E222 | LTK0-1D0 | F40607002 |  | LTK0
LTK-H02MFX20BB001-X1 | OIL TEMP IN I/V OIL SMP TANK 510MR |  | OPERATING | OPERATING | E222 | LTK0-1D0 | F40607002 |  | LTK0
LTK-H02MFX20BB001-X2 | CONNECTION 502PJ |  | OPERATING | OPERATING | E222 | LTK0-1M0 | F40607002 |  | LTK0
LTK-H02MFX20BB001-X3 | CONNECTION 501PJ |  | OPERATING | OPERATING | E222 | LTK0-1M0 | F40607002 |  | LTK0
LTK-H02MFX20BB001-X4 | OIL SUMP TANK CONNECTING BOX 501CR |  | OPERATING | OPERATING | E222 | LTK0-1D0 | F40607002 |  | LTK0
LTK-H02MFX20BB001-Z1 | FILTER ON WATER CIRCUIT 501FJ |  | OPERATING | OPERATING | E222 | LTK0-1M0 | F40607002 |  | LTK0
LTK-H02MFX20BB001QP01 | PRESSURE GAUGE 510LP |  | OPERATING | OPERATING | E222 | LTK0-1D0 | F40607002 |  | LTK0
LTK-H02MFX21 | INLET VALVE OIL/AIR PRESSTANK |  | OPERATING | OPERATING | E222 | LTK0-1M0 | F40607002 |  | LTK0
LTK-H02MFX21AA002 | VALVE 502VA |  | OPERATING | OPERATING | E222 | LTK0-1M0 | F40607002 |  | LTK0
LTK-H02MFX21AA003 | VALVE 503VA |  | OPERATING | OPERATING | E222 | LTK0-1M0 | F40607002 |  | LTK0
LTK-H02MFX21AA004 | VALVE 506VA |  | OPERATING | OPERATING | E222 | LTK0-1M0 | F40607002 |  | LTK0
LTK-H02MFX21AA005 | OIL LEVEL IN AIR/OIL ACCUMULATOR 501MN |  | OPERATING | OPERATING | E222 | LTK0-1D0 | F40607002 |  | LTK0
LTK-H02MFX21AA006 | VALVE 501VH |  | OPERATING | OPERATING | E222 | LTK0-1M0 | F40607002 |  | LTK0
LTK-H02MFX21AA007 | VALVE 510VH |  | OPERATING | OPERATING | E222 | LTK0-1M0 | F40607002 |  | LTK0
LTK-H02MFX21AA008 | VALVE 511VH |  | OPERATING | OPERATING | E222 | LTK0-1M0 | F40607002 |  | LTK0
LTK-H02MFX21AA009 | VALVE WATER BLEEDING PRESS TANK 507VA |  | OPERATING | OPERATING | E222 | LTK0-1M0 | F40607002 |  | LTK0
LTK-H02MFX21BB001 | INLET VALVE OIL/AIR PRESSTANK 501AQ NO.1 |  | OPERATING | OPERATING | E222 | LTK0-1M0 | F40607002 |  | LTK0
LTK-H02MFX21BB001-S01 | SWITCH SENING TOO LOW OIL LEVEL 501SN |  | OPERATING | OPERATING | E222 | LTK0-1D0 | F40607002 |  | LTK0
LTK-H02MFX21BB001KS01 | SAFETY VALVE501VQ |  | OPERATING | OPERATING | E222 | LTK0-1M0 | F40607002 |  | LTK0
LTK-H02MFX21BB002 | INLET VALVE OIL/AIR PRESSTANK 501AQ NO.2 |  | OPERATING | OPERATING | E222 | LTK0-1M0 | F40607002 |  | LTK0
LTK-H02MFX21BB010 | 01GVG500AQ INLET VALVE OIL/AIR PRESSTANK |  | OPERATING | OPERATING | E222 | LTK0-1M0 | F40607002 |  | LTK0
LTK-H02MFX21CL001 | LTK-H02MFX21CL001 |  | OPERATING | OPERATING | E222 | LTK0-1D0 | F40607002 |  | LTK0
LTK-H02MFX21CL001-B1 | OIL LEVEL IND AIR/OIL PRESS TANK 501LN |  | OPERATING | OPERATING | E222 | LTK0-1D0 | F40607002 |  | LTK0
LTK-H02MFX21CP001 | LTK-H02MFX21CP001 |  | OPERATING | OPERATING | E222 | LTK0-1D0 | F40607002 |  | LTK0
LTK-H02MFX21CP001-B2 | ACCUMULATOR PRESS. TRANSDUCER 501MP |  | OPERATING | OPERATING | E222 | LTK0-1D0 | F40607002 |  | LTK0
LTK-H02MFX21CP001QP01 | PRESS. GAUAG 501LP |  | OPERATING | OPERATING | E222 | LTK0-1D0 | F40607002 |  | LTK0
LTK-H02MFX30 | OIL SUMP TANK FOR LEAKAGE210BA |  | OPERATING | OPERATING | E222 | LTK0-1D0 | F40607002 |  | LTK0
LTK-H02MFX30AA001 | VALVE OIL DRAIN LEAKAGE SUMP TANK 203VT |  | OPERATING | OPERATING | E222 | LTK0-1M0 | F40607002 |  | LTK0
LTK-H02MFX30AA002 | NON-RETURN VALVE 210 VT |  | OPERATING | OPERATING | E222 | LTK0-1M0 | F40607002 |  | LTK0
LTK-H02MFX30AP001 | GOVERNOR LEAKAGE OIL PUMP 211PO |  | OPERATING | OPERATING | E222 | LTK0-1M0 | F40607002 |  | LTK0
LTK-H02MFX30AP001-M01 | MOTOR |  | OPERATING | OPERATING | E222 | LTK0-1D0 | F40607002 |  | LTK0
LTK-H02MFX30AP001KP01 | OIL PUMP 211PO |  | OPERATING | OPERATING | E222 | LTK0-1M0 | F40607002 |  | LTK0
LTK-H02MFX30AP001KS01 | SAFETY VALVE LEAKAGE OIL PUMP 211VQ |  | OPERATING | OPERATING | E222 | LTK0-1M0 | F40607002 |  | LTK0
LTK-H02MFX30AT001 | LEAKAGE OIL FILTER 210FI |  | OPERATING | OPERATING | E222 | LTK0-1M0 | F40607002 |  | LTK0
LTK-H02MFX30AT002 | LTK-H02MFX30AT002 |  | OPERATING | OPERATING | E222 | LTK0-1M0 | F40607002 |  | LTK0
LTK-H02MFX30AT002CP01 | CLOGGING OF LEAKAGE FILTER 210FC |  | OPERATING | OPERATING | E222 | LTK0-1D0 | F40607002 |  | LTK0
LTK-H02MFX30CL001 | LOW OIL LEVEL IN LEAKAGE SUMP TANK 210SN |  | OPERATING | OPERATING | E222 | LTK0-1D0 | F40607002 |  | LTK0
LTK-H02MFX30CL002 | HIGH OIL LEVEL IN LEAKAGE 211SN |  | OPERATING | OPERATING | E222 | LTK0-1D0 | F40607002 |  | LTK0
LTK-H02MFX30CL003 | TOO LOW OIL LEVEL LEAKAGE SUMP TANK212SN |  | OPERATING | OPERATING | E222 | LTK0-1D0 | F40607002 |  | LTK0
LTK-H02MFX30CL004 | OIL LEVEL IND LEAKAGE SUMP TANK 210LN |  | OPERATING | OPERATING | E222 | LTK0-1D0 | F40607002 |  | LTK0
LTK-H02MFX30CL005 | WATER IN OIL POLLUTION LEAKAGE 210SZ |  | OPERATING | OPERATING | E222 | LTK0-1D0 | F40607002 |  | LTK0
LTK-H02MFY | TURBINE CONTROL SYSTEM |  | OPERATING | OPERATING | E222 | LTK0-1D0 | F40607002 |  | LTK0
LTK-H02MFY10 | TURBINE CONTROL SYSTEM |  | OPERATING | OPERATING | E222 | LTK0-1D0 | F40607002 |  | LTK0
LTK-H02MFY10GH001 | 02GRE110AR OPERATING CUBICLE |  | OPERATING | OPERATING | E222 | LTK0-1D0 | F40607002 |  | LTK0
LTK-H02MFY10GH002 | 02GRE101AR ACTUATOR CONTROL CUBICLE |  | OPERATING | OPERATING | E222 | LTK0-1D0 | F40607002 |  | LTK0
LTK-H02MFY20 | INLET VALVE CONTROL 501AR |  | OPERATING | OPERATING | E222 | LTK0-1D0 | F40607002 |  | LTK0
LTK-H02MFY20AA001 | CONTROL ISO VALVE INLET VALVE ACC. 501EM |  | OPERATING | OPERATING | E222 | LTK0-1D0 | F40607002 |  | LTK0
LTK-H02MFY20AA001-L01 | SOLENNOID NORMAL CLOSE 501EM |  | OPERATING | OPERATING | E222 | LTK0-1D0 | F40607002 |  | LTK0
LTK-H02MFY20AA001-L02 | SOLENNOID NORMAL OPEN 501EM |  | OPERATING | OPERATING | E222 | LTK0-1D0 | F40607002 |  | LTK0
LTK-H02MFY20AA002 | CLOSE/OPEN INLET VALVE 510EM |  | OPERATING | OPERATING | E222 | LTK0-1D0 | F40607002 |  | LTK0
LTK-H02MFY20AA002KA01 | FLOW RESTRICTOR 515DP |  | OPERATING | OPERATING | E222 | LTK0-1M0 | F40607002 |  | LTK0
LTK-H02MFY20AA002KA02 | FLOW RESTRICTOR 516DP |  | OPERATING | OPERATING | E222 | LTK0-1M0 | F40607002 |  | LTK0
LTK-H02MFY20AA002KA03 | FLOW RESTRICTOR 523DP |  | OPERATING | OPERATING | E222 | LTK0-1M0 | F40607002 |  | LTK0
LTK-H02MFY20AA003 | OIL VALVE FOR INLET VALVE CONTROL 510DR |  | OPERATING | OPERATING | E222 | LTK0-1D0 | F40607002 |  | LTK0
LTK-H02MFY20AA003KA01 | FLOW RESTRICTOR 501DP |  | OPERATING | OPERATING | E222 | LTK0-1M0 | F40607002 |  | LTK0
LTK-H02MFY20AA003KA02 | FLOW RESTRICTOR 502DP |  | OPERATING | OPERATING | E222 | LTK0-1M0 | F40607002 |  | LTK0
LTK-H02MFY20AA004 | CONTROL MAIN BYPASS INLET VALVE 520EM |  | OPERATING | OPERATING | E222 | LTK0-1D0 | F40607002 |  | LTK0
LTK-H02MFY20AA004-L01 | SOLENNOID NORMAL CLOSE 520EM |  | OPERATING | OPERATING | E222 | LTK0-1D0 | F40607002 |  | LTK0
LTK-H02MFY20AA004-L02 | SOLENNOID NORMAL OPEN 520EM |  | OPERATING | OPERATING | E222 | LTK0-1D0 | F40607002 |  | LTK0
LTK-H02MFY20AA004-S01 | OPENING LIMIT SW. MAIN BYPASS I/V 521FC |  | OPERATING | OPERATING | E222 | LTK0-1D0 | F40607002 |  | LTK0
LTK-H02MFY20AA004-S02 | CLOSING LIMIT SW. MAIN BYPASS I/V 522FC |  | OPERATING | OPERATING | E222 | LTK0-1D0 | F40607002 |  | LTK0
LTK-H02MFY20AA004KA01 | FLOW RESTRICTOR 517DP |  | OPERATING | OPERATING | E222 | LTK0-1M0 | F40607002 |  | LTK0
LTK-H02MFY20AA005 | CONTROL BYPASS VALVE FOR CT 521EM |  | OPERATING | OPERATING | E222 | LTK0-1D0 | F40607002 |  | LTK0
LTK-H02MFY20AA005-L01 | SOLENNOID NORMAL CLOSE 521EM |  | OPERATING | OPERATING | E222 | LTK0-1D0 | F40607002 |  | LTK0
LTK-H02MFY20AA005-L02 | SOLENNOID NORMAL OPEN 521EM |  | OPERATING | OPERATING | E222 | LTK0-1D0 | F40607002 |  | LTK0
LTK-H02MFY20AA005-S01 | OPEN LIMIT SWITCH CT BYPASS I/V 523FC |  | OPERATING | OPERATING | E222 | LTK0-1D0 | F40607002 |  | LTK0
LTK-H02MFY20AA005-S02 | CLOSE LIMIT SWITCH CT BYPASS I/V 524FC |  | OPERATING | OPERATING | E222 | LTK0-1D0 | F40607002 |  | LTK0
LTK-H02MFY20AA005KA01 | FLOW RESTRICTOR 519DP |  | OPERATING | OPERATING | E222 | LTK0-1M0 | F40607002 |  | LTK0
LTK-H02MFY20AA006 | CONTROL BYPASS VALVE FOR CP 522EM |  | OPERATING | OPERATING | E222 | LTK0-1D0 | F40607002 |  | LTK0
LTK-H02MFY20AA006-L01 | SOLENNOID NORMAL CLOSE 522EM |  | OPERATING | OPERATING | E222 | LTK0-1D0 | F40607002 |  | LTK0
LTK-H02MFY20AA006-L02 | SOLENNOID NORMAL OPEN 522EM |  | OPERATING | OPERATING | E222 | LTK0-1D0 | F40607002 |  | LTK0
LTK-H02MFY20AA006-S01 | OPENING LIMIT SW.CP BYPASS OF I/V 525FC |  | OPERATING | OPERATING | E222 | LTK0-1D0 | F40607002 |  | LTK0
LTK-H02MFY20AA006-S02 | CLOSING LIMIT SW.CP BYPASS OF I/V 526FC |  | OPERATING | OPERATING | E222 | LTK0-1D0 | F40607002 |  | LTK0
LTK-H02MFY20AA006KA01 | FLOW RESTRICTOR 520DP |  | OPERATING | OPERATING | E222 | LTK0-1M0 | F40607002 |  | LTK0
LTK-H02MFY20AA007 | CON. SPHERIRAL V. DOWNSTREAM SEAL 530EM |  | OPERATING | OPERATING | E222 | LTK0-1D0 | F40607002 |  | LTK0
LTK-H02MFY20AA007KA01 | FLOW RESTRICTOR 518DP |  | OPERATING | OPERATING | E222 | LTK0-1M0 | F40607002 |  | LTK0
LTK-H02MFY20AA008 | DISTRIBUTING VALVE 530DR |  | OPERATING | OPERATING | E222 | LTK0-1D0 | F40607002 |  | LTK0
LTK-H02MFY20AA009 | SERVOMOTOR DOWNSTREAM SEAL CONTROL 530ZM |  | OPERATING | OPERATING | E222 | LTK0-1D0 | F40607002 |  | LTK0
LTK-H02MFY20AA009-B01 | SPIRAL CASE PRESS. TRANSDUCER502MP |  | OPERATING | OPERATING | E222 | LTK0-1D0 | F40607002 |  | LTK0
LTK-H02MFY20AA009-S01 | RELEASE OF DOWNSTREAM SEALING RING531FC |  | OPERATING | OPERATING | E222 | LTK0-1D0 | F40607002 |  | LTK0
LTK-H02MFY20AA009-S02 | DOWNSTREAM SEALING APPLY 535FC NO.1 |  | OPERATING | OPERATING | E222 | LTK0-1D0 | F40607002 |  | LTK0
LTK-H02MFY20AA009-S03 | DOWNSTREAM SEALING APPLY 535FC NO.2 |  | OPERATING | OPERATING | E222 | LTK0-1D0 | F40607002 |  | LTK0
LTK-H02MFY20AA009-S04 | DOWNSTREAM SEALING APPLY 535FC NO.3 |  | OPERATING | OPERATING | E222 | LTK0-1D0 | F40607002 |  | LTK0
LTK-H02MFY20AA009CP01 | PRESS.GAUGE ON DOWNSTREAM I/V 530LP |  | OPERATING | OPERATING | E222 | LTK0-1D0 | F40607002 |  | LTK0
LTK-H02MFY20AA009KA01 | FLOW RESTRICTOR 508DP |  | OPERATING | OPERATING | E222 | LTK0-1M0 | F40607002 |  | LTK0
LTK-H02MFY20AA009KA02 | FLOW RESTRICTOR 509DP |  | OPERATING | OPERATING | E222 | LTK0-1M0 | F40607002 |  | LTK0
LTK-H02MFY20AA010 | 02GVG520VE MAIN BYPASS INLET VALVE |  | OPERATING | OPERATING | E222 | LTK0-1M0 | F40607002 |  | LTK0
LTK-H02MFY20AA011 | 01GVG521VE CP BYPASS INLET VALVE |  | OPERATING | OPERATING | E222 | LTK0-1M0 | F40607002 |  | LTK0
LTK-H02MFY20AA012 | 01GVG522VE CT BYPASS INLET VALVE |  | OPERATING | OPERATING | E222 | LTK0-1M0 | F40607002 |  | LTK0
LTK-H02MFY20AT001 | STRIANER DOWN STEAM SEAL 501FI |  | OPERATING | OPERATING | E222 | LTK0-1M2 | F406070 |  | LTK0
LTK-H02MFY21 | TURBINE LUB.OIL STRAINER |  | OPERATING | OPERATING | E222 | LTK0-1M0 | F40607002 |  | LTK0
LTK-H02MK | GENERATOR PLANT |  | OPERATING | OPERATING | E222 | LTK0-1D0 | F40607002 |  | LTK0
LTK-H02MKA | GENERATOR,COMPLETE,INCL.STATOR,ROTOR |  | OPERATING | OPERATING | E222 | LTK0-1D0 | F40607002 |  | LTK0
LTK-H02MKA10 | MAIN SHAFT |  | OPERATING | OPERATING | E222 | LTK0-1M0 | F40607002 |  | LTK0
LTK-H02MKA10HB001 | GEN. SHAFT |  | OPERATING | OPERATING | E222 | LTK0-1M0 | F40607002 |  | LTK0
LTK-H02MKA10HB002 | GEN. UPPER SHAFT |  | OPERATING | OPERATING | E222 | LTK0-1M0 | F40607002 |  | LTK0
LTK-H02MKA20 | ROTOR |  | OPERATING | OPERATING | E222 | LTK0-1D0 | F40607002 |  | LTK0
LTK-H02MKA20AU002 | BRAKE RING |  | OPERATING | OPERATING | E222 | LTK0-1M0 | F40607002 |  | LTK0
LTK-H02MKA20HB001 | GEN. ROTOR |  | OPERATING | OPERATING | E222 | LTK0-1D0 | F40607002 |  | LTK0
LTK-H02MKA20HB002 | POLE ROTOR |  | OPERATING | OPERATING | E222 | LTK0-1D0 | F40607002 |  | LTK0
LTK-H02MKA30 | BRAKE & JACK |  | OPERATING | OPERATING | E222 | LTK0-1M0 | F40607002 |  | LTK0
LTK-H02MKA30AA001 | JACKING OIL PUMP DISCONNECTED QUICK UNION |  | OPERATING | OPERATING | E222 | LTK0-1M2 | F40607002 |  | LTK0
LTK-H02MKA30AA002 | JACKING OIL PUMP MANUAL VALVE 009VI |  | OPERATING | OPERATING | E222 | LTK0-1M2 | F40607002 |  | LTK0
LTK-H02MKA30AP001 | JACKING OIL PUMP SET |  | OPERATING | OPERATING | E222 | LTK0-1M0 | F40607002 |  | LTK0
LTK-H02MKA30AP001-M01 | MOTOR |  | OPERATING | OPERATING | E222 | LTK0-1D0 | F40607002 |  | LTK0
LTK-H02MKA30AP001KA01 | JACKING OIL PUMP CHECK VALVE |  | OPERATING | OPERATING | E222 | LTK0-1M2 | F40607002 |  | LTK0
LTK-H02MKA30AP001KA02 | JACKING OIL PUMP SAFETY VALVE 003 VO |  | OPERATING | OPERATING | E222 | LTK0-1M2 | F40607002 |  | LTK0
LTK-H02MKA30AP001KA03 | JACKING OIL PUMP P GUAGE VALVE 003LP |  | OPERATING | OPERATING | E222 | LTK0-1M2 | F40607002 |  | LTK0
LTK-H02MKA30AP001KA04 | JACKING OIL PUMP MANUAL DISTRIBUTOR VALVE 001DR |  | OPERATING | OPERATING | E222 | LTK0-1M2 | F40607002 |  | LTK0
LTK-H02MKA30AP001KA05 | JACKING OIL PUMP FLOW LIMITER 001VD |  | OPERATING | OPERATING | E222 | LTK0-1M2 | F40607002 |  | LTK0
LTK-H02MKA30AP001KA06 | JACKING OIL PUMP OUTLET MANUAL VALVE 010VI |  | OPERATING | OPERATING | E222 | LTK0-1M2 | F40607002 |  | LTK0
LTK-H02MKA30AP001KP01 | PUMP |  | OPERATING | OPERATING | E222 | LTK0-1M0 | F40607002 |  | LTK0
LTK-H02MKA30AP001KT01 | JACKING OIL PUMP OIL STRINER 001FI |  | OPERATING | OPERATING | E222 | LTK0-1M2 | F40607002 |  | LTK0
LTK-H02MKA30AP001MK01 | COUPLING |  | OPERATING | OPERATING | E222 | LTK0-1M0 | F40607002 |  | LTK0
LTK-H02MKA30AU001 | FRICTION BRAKE No.1 |  | OPERATING | OPERATING | E222 | LTK0-1M0 | F40607002 |  | LTK0
LTK-H02MKA30AU002 | FRICTION BRAKE No.2 |  | OPERATING | OPERATING | E222 | LTK0-1M2 | F40607002 |  | LTK0
LTK-H02MKA30AU003 | FRICTION BRAKE No.3 |  | OPERATING | OPERATING | E222 | LTK0-1M2 | F40607002 |  | LTK0
LTK-H02MKA30AU004 | FRICTION BRAKE No.4 |  | OPERATING | OPERATING | E222 | LTK0-1M2 | F40607002 |  | LTK0
LTK-H02MKA30AU005 | FRICTION BRAKE No.5 |  | OPERATING | OPERATING | E222 | LTK0-1M2 | F40607002 |  | LTK0
LTK-H02MKA30AU006 | FRICTION BRAKE No.6 |  | OPERATING | OPERATING | E222 | LTK0-1M2 | F40607002 |  | LTK0
LTK-H02MKA30BB001 | GEN. OIL PAN |  | OPERATING | OPERATING | E222 | LTK0-1M0 | F40607002 |  | LTK0
LTK-H02MKA30HA001 | LOWER BRACKET |  | OPERATING | OPERATING | E222 | LTK0-1M0 | F40607002 |  | LTK0
LTK-H02MKA30HA002 | UPPER BACKET |  | OPERATING | OPERATING | E222 | LTK0-1M0 | F40607002 |  | LTK0
LTK-H02MKA30HA003 | GEN FLOOR PLATE |  | OPERATING | OPERATING | E222 | LTK0-1M0 | F40607002 |  | LTK0
LTK-H02MKA30HA004 | TURBINE FLOOR (CONCRETE) |  | OPERATING | OPERATING | E222 | LTK0-1M0 | F40607002 |  | LTK0
LTK-H02MKA40 | STATOR |  | OPERATING | OPERATING | E222 | LTK0-1D0 | F40607002 |  | LTK0
LTK-H02MKA40HA001 | GEN. STATOR |  | OPERATING | OPERATING | E222 | LTK0-1D0 | F40607002 |  | LTK0
LTK-H02MKA40HA002 | GEN. LOWER AIR BUFFLE |  | OPERATING | OPERATING | E222 | LTK0-1D0 | F40607002 |  | LTK0
LTK-H02MKA40HA003 | GEN. UPPER AIR BUFFLE |  | OPERATING | OPERATING | E222 | LTK0-1D0 | F40607002 |  | LTK0
LTK-H02MKA50 | AIR COOLER |  | OPERATING | OPERATING | E222 | LTK0-1M0 | F40607002 |  | LTK0
LTK-H02MKA50AC001 | GEN. AIR COOLER NO.01 (02GST003RF) |  | OPERATING | OPERATING | E222 | LTK0-1M2 | F40607002 |  | LTK0
LTK-H02MKA50AC0016 | 01GAL005CR COOL,GEN/MOTOR AIR COOLER |  | OPERATING | OPERATING | E222 | LTK0-1M0 | F40607002 |  | LTK0
LTK-H02MKA50AC002 | GEN. AIR COOLER NO.02 (02GST032VE) |  | OPERATING | OPERATING | E222 | LTK0-1M2 | F40607002 |  | LTK0
LTK-H02MKA50AC003 | GEN. AIR COOLER NO.03 (02GST001RF) |  | OPERATING | OPERATING | E222 | LTK0-1M2 | F40607002 |  | LTK0
LTK-H02MKA50AC004 | GEN. AIR COOLER NO.04 (02GST004RF) |  | OPERATING | OPERATING | E222 | LTK0-1M2 | F40607002 |  | LTK0
LTK-H02MKA50AC005 | GEN. AIR COOLER NO.05 (02GST005RF) |  | OPERATING | OPERATING | E222 | LTK0-1M2 | F40607002 |  | LTK0
LTK-H02MKA50AC006 | GEN. AIR COOLER NO.06 (02GST006RF) |  | OPERATING | OPERATING | E222 | LTK0-1M2 | F40607002 |  | LTK0
LTK-H02MKA50AC016 | LTK-H02MKA50AC016 |  | OPERATING | OPERATING | E222 | LTK0-1M0 | F40607002 |  | LTK0
LTK-H02MKA50AC016KA01 | 01SRG029VE VLV,GEN.AIR WATER IN |  | OPERATING | OPERATING | E222 | LTK0-1M0 | F40607002 |  | LTK0
LTK-H02MKA50AC016KA02 | 01SRG030VE VLV, GEN.AIR WATER OUT |  | OPERATING | OPERATING | E222 | LTK0-1M0 | F40607002 |  | LTK0
LTK-H02MKA50AC016KA03 | 01SRG031VE VLV, BYPASS VALVE WATER IN |  | OPERATING | OPERATING | E222 | LTK0-1M0 | F40607002 |  | LTK0
LTK-H02MKA50AC016KA04 | 01SRG032VE VLV, BYPASS VALVE WATER OUT |  | OPERATING | OPERATING | E222 | LTK0-1M0 | F40607002 |  | LTK0
LTK-H02MKA50AP001 | LTK-H02MKA50AP001 |  | OPERATING | OPERATING | E222 | LTK0-1D0 | F40607002 |  | LTK0
LTK-H02MKA50AP0016 | 01GAL004CR LCB,GEN.SPACE HEATER SET |  | OPERATING | OPERATING | E222 | LTK0-1D0 | F40607002 |  | LTK0
LTK-H02MKA50CP001 | LTK-H02MKA50CP001 |  | OPERATING | OPERATING | E222 | LTK0-1M0 | F40607002 |  | LTK0
LTK-H02MKA50CP0016 | 01GAL003DI FE,DIAPHRAM FOR FLOW RATE ADJ |  | OPERATING | OPERATING | E222 | LTK0-1M0 | F40607002 |  | LTK0
LTK-H02MKA60 | HIGH CURRENT DETECTOR (HCD.) |  | OPERATING | OPERATING | E222 | LTK0-1D0 | F40607002 |  | LTK0
LTK-H02MKC | GENERATOR EXCITER SET, |  | OPERATING | OPERATING | E222 | LTK0-1D0 | F40607002 |  | LTK0
LTK-H02MKC10 | EXCITATION & CONTROL SYSTEM |  | OPERATING | OPERATING | E222 | LTK0-1D0 | F40607002 |  | LTK0
LTK-H02MKC10GH100 | 01GEX001AR EXCITATION CONTROL & PRO. |  | OPERATING | OPERATING | E222 | LTK0-1D0 | F40607002 |  | LTK0
LTK-H02MKC10GH100-H01 | 01GEX001AR METR,METERING |  | OPERATING | OPERATING | E222 | LTK0-1D0 | F40607002 |  | LTK0
LTK-H02MKC10GH100-M01 | 01GEX001AR FAN,VENTILATION FAN |  | OPERATING | OPERATING | E222 | LTK0-1D0 | F40607002 |  | LTK0
LTK-H02MKC10GH100-M02 | 01GEX002AR FAN,VENTILATION FAN |  | OPERATING | OPERATING | E222 | LTK0-1D0 | F40607002 |  | LTK0
LTK-H02MKC10GH100-V01 | 01GEX001AR TRY,THYRISTOR EXCITER U210 |  | OPERATING | OPERATING | E222 | LTK0-1D0 | F40607002 |  | LTK0
LTK-H02MKC10GH100-V02 | 01GEX001AR TRY,THYRISTOR EXCITER U220 |  | OPERATING | OPERATING | E222 | LTK0-1D0 | F40607002 |  | LTK0
LTK-H02MKC10GH100-V03 | 01GEX001AR TRY,THYRISTOR EXCITER U230 |  | OPERATING | OPERATING | E222 | LTK0-1D0 | F40607002 |  | LTK0
LTK-H02MKC10GH100-V04 | 01GEX002AR TRY,THYRISTOR EXCITER U401 |  | OPERATING | OPERATING | E222 | LTK0-1D0 | F40607002 |  | LTK0
LTK-H02MKC10GS100 | EXCITATION DISCONECTING SWITCH (89E) |  | OPERATING | OPERATING | E222 | LTK0-1D0 | F40607002 |  | LTK0
LTK-H02MKC10GS200 | MAIN FIELD BREAKER ( 41 ) |  | OPERATING | OPERATING | E222 | LTK0-1D0 | F40607002 |  | LTK0
LTK-H02MKC10GS200-A01 | COLLECTOR RING & BRUSH |  | OPERATING | OPERATING | E222 | LTK0-1D0 | F40607002 |  | LTK0
LTK-H02MKC10GS200-A02 | COLLECTOR RING & BRUSH (UPPER SIDE) |  | OPERATING | OPERATING | E222 | LTK0-1D0 | F40607002 |  | LTK0
LTK-H02MKC10GS200-A03 | COLLECTOR RING & BRUSH (LOWER SIDE) |  | OPERATING | OPERATING | E222 | LTK0-1D0 | F40607002 |  | LTK0
LTK-H02MKC10GS200-M01 | COAL DUST EXHAUST FAN (BRUSH) |  | OPERATING | OPERATING | E222 | LTK0-1D0 | F40607002 |  | LTK0
LTK-H02MKC10GS200KT01 | COAL DUST EXHAUST FILTER (BRUSH) |  | OPERATING | OPERATING | E222 | LTK0-1D0 | F40607002 |  | LTK0
LTK-H02MKC10GU100 | 01GEX002AR LINE CHARGE EXCI. CONTROL |  | OPERATING | OPERATING | E222 | LTK0-1D0 | F40607002 |  | LTK0
LTK-H02MKC10GU101 | 01GEX002AR TX,LINE CHARGING TRANSFORMER |  | OPERATING | OPERATING | E222 | LTK0-1D0 | F40607002 |  | LTK0
LTK-H02MKC12 | EXCITOR TRANSFORMER: 01GEX001AT |  | OPERATING | OPERATING | E222 | LTK0-1D0 | F40607002 |  | LTK0
LTK-H02MKC12GT100 | EXCITOR TRANSFORMER CUBICLE |  | OPERATING | OPERATING | E222 | LTK0-1D0 | F40607002 |  | LTK0
LTK-H02MKC12GT100-M01 | 01GEX001AT FAN,VENTILATION FAN NO.1 |  | OPERATING | OPERATING | E222 | LTK0-1D0 | F40607002 |  | LTK0
LTK-H02MKC12GT100-M02 | 01GEX001AT FAN,VENTILATION FAN NO.2 |  | OPERATING | OPERATING | E222 | LTK0-1D0 | F40607002 |  | LTK0
LTK-H02MKC12GT100QP01 | 01GEX001AT RTD,RTD TRANSFORMER PHASE A |  | OPERATING | OPERATING | E222 | LTK0-1D0 | F40607002 |  | LTK0
LTK-H02MKC12GT100QP02 | 01GEX001AT RTD,RTD TRANSFORMER PHASE B |  | OPERATING | OPERATING | E222 | LTK0-1D0 | F40607002 |  | LTK0
LTK-H02MKC12GT100QP03 | 01GEX001AT RTD,RTD TRANSFORMER PHASE C |  | OPERATING | OPERATING | E222 | LTK0-1D0 | F40607002 |  | LTK0
LTK-H02MKC20 | EXCITATION & CONTROL SYSTEM UNIT 2 |  | OPERATING | OPERATING | E222 | LTK0-1D0 | F40607002 |  | LTK0
LTK-H02MKC30 | DOME LIGHT |  | OPERATING | OPERATING | E222 | LTK0-1D0 | F40607002 |  | LTK0
LTK-H02MKD | GEN. LOW & THRUST BEARING |  | OPERATING | OPERATING | E222 | LTK0-1M0 | F40607002 |  | LTK0
LTK-H02MKD10 | GEN. LOW & THRUST BEARING OIL PAN |  | OPERATING | OPERATING | E222 | LTK0-1M0 | F40607002 |  | LTK0
LTK-H02MKD10AA001 | SAFETY VALVE 421VQ |  | OPERATING | OPERATING | E222 | LTK0-1M0 | F40607002 |  | LTK0
LTK-H02MKD10AA002 | SELECTOR VALVE OF OIL FILTER |  | OPERATING | OPERATING | E222 | LTK0-1M0 | F40607002 |  | LTK0
LTK-H02MKD10AA003 | VALVE GTU425VH |  | OPERATING | OPERATING | E222 | LTK0-1M0 | F40607002 |  | LTK0
LTK-H02MKD10AC001 | THRUST BRG OIL COOLER NO.01 421EH |  | OPERATING | OPERATING | E222 | LTK0-1M0 | F40607002 |  | LTK0
LTK-H02MKD10AC001CP01 | 01GTU420SD SW-F,LOWER BRG.WATER FLOW RY. |  | OPERATING | OPERATING | E222 | LTK0-1D0 | F40607002 |  | LTK0
LTK-H02MKD10AC001CP02 | 01GTU421SD SW-F,LOWER BRG.OIL FLOW RELAY |  | OPERATING | OPERATING | E222 | LTK0-1D0 | F40607002 |  | LTK0
LTK-H02MKD10AC002 | THRUST BRG OIL COOLER NO.02 421EH |  | OPERATING | OPERATING | E222 | LTK0-1M0 | F40607002 |  | LTK0
LTK-H02MKD10AC003 | THRUST BRG OIL COOLER NO.03 421EH |  | OPERATING | OPERATING | E222 | LTK0-1M0 | F40607002 |  | LTK0
LTK-H02MKD10AP001 | THRUST BRG.OIL PUMP NO.01 GTU421PO |  | OPERATING | OPERATING | E222 | LTK0-1M0 | F40607002 |  | LTK0
LTK-H02MKD10AP001-M01 | MOTOR GTU421PO |  | OPERATING | OPERATING | E222 | LTK0-1D0 | F40607002 |  | LTK0
LTK-H02MKD10AP001KA01 | VALVE 421VH |  | OPERATING | OPERATING | E222 | LTK0-1M0 | F40607002 |  | LTK0
LTK-H02MKD10AP001KA02 | NON RETURN VALVE 421LP |  | OPERATING | OPERATING | E222 | LTK0-1M0 | F40607002 |  | LTK0
LTK-H02MKD10AP001KA03 | OIL INLET VALVE COOLER NO.01 |  | OPERATING | OPERATING | E222 | LTK0-1M0 | F40607002 |  | LTK0
LTK-H02MKD10AP001KA04 | OIL OUTLET VALVE COOLER NO.01 |  | OPERATING | OPERATING | E222 | LTK0-1M0 | F40607002 |  | LTK0
LTK-H02MKD10AP001KA05 | OIL INLET VALVE COOLER NO.02 |  | OPERATING | OPERATING | E222 | LTK0-1M0 | F40607002 |  | LTK0
LTK-H02MKD10AP001KA06 | OIL OUTLET VALVE COOLER NO.02 |  | OPERATING | OPERATING | E222 | LTK0-1M0 | F40607002 |  | LTK0
LTK-H02MKD10AP001KA07 | OIL INLET VALVE COOLER NO.03 |  | OPERATING | OPERATING | E222 | LTK0-1M0 | F40607002 |  | LTK0
LTK-H02MKD10AP001KA08 | OIL OUTLET VALVE COOLER NO.03 |  | OPERATING | OPERATING | E222 | LTK0-1M0 | F40607002 |  | LTK0
LTK-H02MKD10AP001KP01 | PUMP GTU421PO |  | OPERATING | OPERATING | E222 | LTK0-1M0 | F40607002 |  | LTK0
LTK-H02MKD10AP001KT01 | GLOGGING FILTER THRUST BRG 421MP |  | OPERATING | OPERATING | E222 | LTK0-1D0 | F40607002 |  | LTK0
LTK-H02MKD10AP002 | THRUST BRG.OIL PUMP NO.2 GTU422PO |  | OPERATING | OPERATING | E222 | LTK0-1M0 | F40607002 |  | LTK0
LTK-H02MKD10AP002-M01 | MOTOR GTU422PO |  | OPERATING | OPERATING | E222 | LTK0-1D0 | F40607002 |  | LTK0
LTK-H02MKD10AP002KA01 | VALVE 422VH |  | OPERATING | OPERATING | E222 | LTK0-1M0 | F40607002 |  | LTK0
LTK-H02MKD10AP002KP01 | PUMP GTU422PO |  | OPERATING | OPERATING | E222 | LTK0-1M0 | F40607002 |  | LTK0
LTK-H02MKD10AP004 | SAFETY VALVE 422VQ |  | OPERATING | OPERATING | E222 | LTK0-1M0 | F40607002 |  | LTK0
LTK-H02MKD10AP005 | PRESSURE GAUGE INDICATER 422 LP |  | OPERATING | OPERATING | E222 | LTK0-1D0 | F40607002 |  | LTK0
LTK-H02MKD10AP006 | NON RETURN VALVE 422VT |  | OPERATING | OPERATING | E222 | LTK0-1M0 | F40607002 |  | LTK0
LTK-H02MKD10AS001 | PIVOT ADJUSTING BEARING NO.01 |  | OPERATING | OPERATING | E222 | LTK0-1M0 | F40607002 |  | LTK0
LTK-H02MKD10AS002 | PIVOT ADJUSTING BEARING NO.02 |  | OPERATING | OPERATING | E222 | LTK0-1M0 | F40607002 |  | LTK0
LTK-H02MKD10AS003 | PIVOT ADJUSTING BEARING NO.03 |  | OPERATING | OPERATING | E222 | LTK0-1M0 | F40607002 |  | LTK0
LTK-H02MKD10AS004 | PIVOT ADJUSTING BEARING NO.04 |  | OPERATING | OPERATING | E222 | LTK0-1M0 | F40607002 |  | LTK0
LTK-H02MKD10AS005 | PIVOT ADJUSTING BEARING NO.05 |  | OPERATING | OPERATING | E222 | LTK0-1M0 | F40607002 |  | LTK0
LTK-H02MKD10AS006 | PIVOT ADJUSTING BEARING NO.06 |  | OPERATING | OPERATING | E222 | LTK0-1M0 | F40607002 |  | LTK0
LTK-H02MKD10AS007 | PIVOT ADJUSTING BEARING NO.07 |  | OPERATING | OPERATING | E222 | LTK0-1M0 | F40607002 |  | LTK0
LTK-H02MKD10AS008 | PIVOT ADJUSTING BEARING NO.08 |  | OPERATING | OPERATING | E222 | LTK0-1M0 | F40607002 |  | LTK0
LTK-H02MKD10AS009 | PIVOT ADJUSTING BEARING NO.09 |  | OPERATING | OPERATING | E222 | LTK0-1M0 | F40607002 |  | LTK0
LTK-H02MKD10AS010 | PIVOT ADJUSTING BEARING NO.10 |  | OPERATING | OPERATING | E222 | LTK0-1M0 | F40607002 |  | LTK0
LTK-H02MKD10AT001 | OIL FILTER 421FI NO.01 |  | OPERATING | OPERATING | E222 | LTK0-1M0 | F40607002 |  | LTK0
LTK-H02MKD10AT002 | OIL FILTER 421FI NO.02 |  | OPERATING | OPERATING | E222 | LTK0-1M0 | F40607002 |  | LTK0
LTK-H02MKD10CL001 | LEVEL OIL IN THRUST BRG OIL TANKGTU421MN |  | OPERATING | OPERATING | E222 | LTK0-1D0 | F40607002 |  | LTK0
LTK-H02MKD10CP001 | PRESSURE GAUGE INDICATER 421VT |  | OPERATING | OPERATING | E222 | LTK0-1D0 | F40607002 |  | LTK0
LTK-H02MKD10CP002 | PRESSURE GAUGE INDICATER 423 LP |  | OPERATING | OPERATING | E222 | LTK0-1D0 | F40607002 |  | LTK0
LTK-H02MKD10CP003 | LACK OIL CIR. IN GUIDE BRG COOLER 421SD |  | OPERATING | OPERATING | E222 | LTK0-1D0 | F40607002 |  | LTK0
LTK-H02MKD10CT001 | TEMP. THRUST BEARING PAD GTU412MR |  | OPERATING | OPERATING | E222 | LTK0-1D0 | F40607002 |  | LTK0
LTK-H02MKD10CT002 | TEMP. THRUST BEARING PAD GTU411MR |  | OPERATING | OPERATING | E222 | LTK0-1D0 | F40607002 |  | LTK0
LTK-H02MKD10CT003 | OIL TEMP IN THRUST BEARING TANKGTU421MR |  | OPERATING | OPERATING | E222 | LTK0-1D0 | F40607002 |  | LTK0
LTK-H02MKD10CT004 | OIL TEMP IN THRUST BEARING TANKGTU422MR |  | OPERATING | OPERATING | E222 | LTK0-1D0 | F40607002 |  | LTK0
LTK-H02MKD10CT005 | OIL TEMP THRUST BRG TANK GTU421MR |  | OPERATING | OPERATING | E222 | LTK0-1D0 | F40607002 |  | LTK0
LTK-H02MKD11 | SUPPORT LOWER GEN. GUIDE |  | OPERATING | OPERATING | E222 | LTK0-1M0 | F40607002 |  | LTK0
LTK-H02MKD20 | UPPER GUIDE BRG SET |  | OPERATING | OPERATING | E222 | LTK0-1M0 | F40607002 |  | LTK0
LTK-H02MKD20AA001 | VALVE 001VH |  | OPERATING | OPERATING | E222 | LTK0-1M2 | F40607002 |  | LTK0
LTK-H02MKD20AA002 | RETURN VALVE OF THE OIL PURIFIER 002VH |  | OPERATING | OPERATING | E222 | LTK0-1M2 | F40607002 |  | LTK0
LTK-H02MKD20AA003 | TO THE OIL PURIFIER 003VH |  | OPERATING | OPERATING | E222 | LTK0-1M2 | F40607002 |  | LTK0
LTK-H02MKD20AA010 | VALVE 004VH |  | OPERATING | OPERATING | E222 | LTK0-1M2 | F40607002 |  | LTK0
LTK-H02MKD20AA011 | NON RETURN VALVE 001VT |  | OPERATING | OPERATING | E222 | LTK0-1M2 | F40607002 |  | LTK0
LTK-H02MKD20AA012 | VALVE 016VH |  | OPERATING | OPERATING | E222 | LTK0-1M2 | F40607002 |  | LTK0
LTK-H02MKD20AA020 | VALVE 005VH |  | OPERATING | OPERATING | E222 | LTK0-1M2 | F40607002 |  | LTK0
LTK-H02MKD20AA021 | NON RETURN VALVE 002VT |  | OPERATING | OPERATING | E222 | LTK0-1M2 | F40607002 |  | LTK0
LTK-H02MKD20AA022 | VALVE 017VH |  | OPERATING | OPERATING | E222 | LTK0-1M2 | F40607002 |  | LTK0
LTK-H02MKD20AA031 | VALVE 006VH |  | OPERATING | OPERATING | E222 | LTK0-1M2 | F40607002 |  | LTK0
LTK-H02MKD20AA032 | VALVE 007VH |  | OPERATING | OPERATING | E222 | LTK0-1M2 | F40607002 |  | LTK0
LTK-H02MKD20AA050 | VALVE 008VH |  | OPERATING | OPERATING | E222 | LTK0-1M2 | F40607002 |  | LTK0
LTK-H02MKD20AA051 | VALVE 010VH |  | OPERATING | OPERATING | E222 | LTK0-1M2 | F40607002 |  | LTK0
LTK-H02MKD20AA060 | VALVE 009VH |  | OPERATING | OPERATING | E222 | LTK0-1M2 | F40607002 |  | LTK0
LTK-H02MKD20AA061 | VALVE 011VH |  | OPERATING | OPERATING | E222 | LTK0-1M2 | F40607002 |  | LTK0
LTK-H02MKD20AA070 | VALVE 013VH |  | OPERATING | OPERATING | E222 | LTK0-1M2 | F40607002 |  | LTK0
LTK-H02MKD20AA101 | VALVE 019VH |  | OPERATING | OPERATING | E222 | LTK0-1M2 | F40607002 |  | LTK0
LTK-H02MKD20AA111 | VALVE 014VH |  | OPERATING | OPERATING | E222 | LTK0-1M2 | F40607002 |  | LTK0
LTK-H02MKD20AA121 | VALVE 015VH |  | OPERATING | OPERATING | E222 | LTK0-1M2 | F40607002 |  | LTK0
LTK-H02MKD20AA201 | VALVE 012VH |  | OPERATING | OPERATING | E222 | LTK0-1M2 | F40607002 |  | LTK0
LTK-H02MKD20AA202 | VALVE 018VH |  | OPERATING | OPERATING | E222 | LTK0-1M2 | F40607002 |  | LTK0
LTK-H02MKD20AA501 | DRAIN VALVE FOR TANK 020VH |  | OPERATING | OPERATING | E222 | LTK0-1M2 | F40607002 |  | LTK0
LTK-H02MKD20AA710 | SAFETY VALVE 001VQ |  | OPERATING | OPERATING | E222 | LTK0-1M2 | F40607002 |  | LTK0
LTK-H02MKD20AA720 | SAFETY VALVE 002VQ |  | OPERATING | OPERATING | E222 | LTK0-1M2 | F40607002 |  | LTK0
LTK-H02MKD20AC001 | UPPER GUIDE BRG. OIL COOLER NO.01 (02GPF001EH) |  | OPERATING | OPERATING | E222 | LTK0-1M2 | F40607002 |  | LTK0
LTK-H02MKD20AC002 | UPPER GUIDE BRG. OIL COOLER NO.02 (02GPF002EH) |  | OPERATING | OPERATING | E222 | LTK0-1M2 | F40607002 |  | LTK0
LTK-H02MKD20AP001 | UPPER GUIDE BRG.OIL PUMP NO.1 GAL001PO |  | OPERATING | OPERATING | E222 | LTK0-1M0 | F40607002 |  | LTK0
LTK-H02MKD20AP001-M01 | MOTOR GPF001PO |  | OPERATING | OPERATING | E222 | LTK0-1D0 | F40607002 |  | LTK0
LTK-H02MKD20AP001CP01 | 01GPF001ID SW-F,UP.BRG.WATER FLOW RELAY |  | OPERATING | OPERATING | E222 | LTK0-1D0 | F40607002 |  | LTK0
LTK-H02MKD20AP001CP02 | PRESSURE SWITCH 001IP |  | OPERATING | OPERATING | E222 | LTK0-1D0 | F40607002 |  | LTK0
LTK-H02MKD20AP001CP03 | PRESSURE GAUGE 001LP |  | OPERATING | OPERATING | E222 | LTK0-1D0 | F40607002 |  | LTK0
LTK-H02MKD20AP001CP04 | OIL FLOW CONTROL SWITCH 002IT |  | OPERATING | OPERATING | E222 | LTK0-1D0 | F40607002 |  | LTK0
LTK-H02MKD20AP001CT01 | THERMOMETER 003IT |  | OPERATING | OPERATING | E222 | LTK0-1D0 | F40607002 |  | LTK0
LTK-H02MKD20AP001CT02 | THERMOMETER 004IT |  | OPERATING | OPERATING | E222 | LTK0-1D0 | F40607002 |  | LTK0
LTK-H02MKD20AP001DM01 | ELEC AND VISUAL CLOGGING INDICATOR 001IZ |  | OPERATING | OPERATING | E222 | LTK0-1D0 | F40607002 |  | LTK0
LTK-H02MKD20AP001KP01 | PUMP GTU001PO |  | OPERATING | OPERATING | E222 | LTK0-1M0 | F40607002 |  | LTK0
LTK-H02MKD20AP002 | UPPER GUIDE BRG.OIL PUMP2 GPF002PO |  | OPERATING | OPERATING | E222 | LTK0-1M2 | F40607002 |  | LTK0
LTK-H02MKD20AP002-M01 | MOTOR GPF002PO |  | OPERATING | OPERATING | E222 | LTK0-1D0 | F40607002 |  | LTK0
LTK-H02MKD20AP002KA01 | PUMP GPF002PO |  | OPERATING | OPERATING | E222 | LTK0-1M2 | F40607002 |  | LTK0
LTK-H02MKD20AS001 | ADJUSTING GEN. UPPERBEARING NO.01 |  | OPERATING | OPERATING | E222 | LTK0-1M0 | F40607002 |  | LTK0
LTK-H02MKD20AS002 | ADJUSTING GEN. UPPERBEARING NO.02 |  | OPERATING | OPERATING | E222 | LTK0-1M0 | F40607002 |  | LTK0
LTK-H02MKD20AS003 | ADJUSTING GEN. UPPERBEARING NO.03 |  | OPERATING | OPERATING | E222 | LTK0-1M0 | F40607002 |  | LTK0
LTK-H02MKD20AS004 | ADJUSTING GEN. UPPERBEARING NO.04 |  | OPERATING | OPERATING | E222 | LTK0-1M0 | F40607002 |  | LTK0
LTK-H02MKD20AS005 | ADJUSTING GEN. UPPERBEARING NO.05 |  | OPERATING | OPERATING | E222 | LTK0-1M0 | F40607002 |  | LTK0
LTK-H02MKD20AS006 | ADJUSTING GEN. UPPERBEARING NO.06 |  | OPERATING | OPERATING | E222 | LTK0-1M0 | F40607002 |  | LTK0
LTK-H02MKD20AS007 | ADJUSTING GEN. UPPERBEARING NO.07 |  | OPERATING | OPERATING | E222 | LTK0-1M0 | F40607002 |  | LTK0
LTK-H02MKD20AS008 | ADJUSTING GEN. UPPERBEARING NO.08 |  | OPERATING | OPERATING | E222 | LTK0-1M0 | F40607002 |  | LTK0
LTK-H02MKD20AT001 | DUAL OIL FILTER 001FI |  | OPERATING | OPERATING | E222 | LTK0-1M2 | F40607002 |  | LTK0
LTK-H02MKD20AT002 | DUAL OIL FILTER 002FI |  | OPERATING | OPERATING | E222 | LTK0-1M2 | F40607002 |  | LTK0
LTK-H02MKD20BB001 | GEN. UPPER BEARING OIL PAN |  | OPERATING | OPERATING | E222 | LTK0-1M0 | F40607002 |  | LTK0
LTK-H02MKD20BR001 | PIPE LINE |  | OPERATING | OPERATING | E222 | LTK0-1M0 | F40607002 |  | LTK0
LTK-H02MKD20CL001 | UUPPER BRG OIL LEVELLOW GAL001SN |  | OPERATING | OPERATING | E222 | LTK0-1D0 | F40607002 |  | LTK0
LTK-H02MKD20CL002 | UPPER BRG OIL LEVELHIGH GAL002SN |  | OPERATING | OPERATING | E222 | LTK0-1D0 | F40607002 |  | LTK0
LTK-H02MKD20CP001 | PRESSURE GAUGE 002LP |  | OPERATING | OPERATING | E222 | LTK0-1D0 | F40607002 |  | LTK0
LTK-H02MKD20CT001 | UPPER GUIDE BRG PAD TEMP TRANSDUCC 003MT |  | OPERATING | OPERATING | E222 | LTK0-1D0 | F40607002 |  | LTK0
LTK-H02MKD20CT002 | UPPER GUIDE BRG PAD TEMP TRANSDUC 004MT |  | OPERATING | OPERATING | E222 | LTK0-1D0 | F40607002 |  | LTK0
LTK-H02MKD20CT003 | UPPER GUIDE BRG PAD TEMP TRANSDUC 005MT |  | OPERATING | OPERATING | E222 | LTK0-1D0 | F40607002 |  | LTK0
LTK-H02MKD20CT004 | UPPER GUIDE BRG PAD TEMP SENSOR 025MR |  | OPERATING | OPERATING | E222 | LTK0-1D0 | F40607002 |  | LTK0
LTK-H02MKD20CT005 | UPPER GUIDE BRG PAD TEMP SENSOR 026MR |  | OPERATING | OPERATING | E222 | LTK0-1D0 | F40607002 |  | LTK0
LTK-H02MKD20CT006 | UPPER GUIDE BRG PAD TEMP SENSOR 027MR |  | OPERATING | OPERATING | E222 | LTK0-1D0 | F40607002 |  | LTK0
LTK-H02MKD20CT007 | UPPER GUIDE BRG PAD TEMP SENSOR 028MR |  | OPERATING | OPERATING | E222 | LTK0-1D0 | F40607002 |  | LTK0
LTK-H02MKD20CT008 | UPPER GUIDE BRG PAD TEMP SENSOR 029MR |  | OPERATING | OPERATING | E222 | LTK0-1D0 | F40607002 |  | LTK0
LTK-H02MKD20HD01 | UPPER GUIDE BRG PAD NO.1 |  | OPERATING | OPERATING | E222 | LTK0-1M0 | F40607002 |  | LTK0
LTK-H02MKD20HD02 | UPPER GUIDE BRG PAD NO.2 |  | OPERATING | OPERATING | E222 | LTK0-1M0 | F40607002 |  | LTK0
LTK-H02MKD20HD03 | UPPER GUIDE BRG PAD NO.3 |  | OPERATING | OPERATING | E222 | LTK0-1M0 | F40607002 |  | LTK0
LTK-H02MKD20HD04 | UPPER GUIDE BRG PAD NO.4 |  | OPERATING | OPERATING | E222 | LTK0-1M0 | F40607002 |  | LTK0
LTK-H02MKD20HD05 | UPPER GUIDE BRG PAD NO.5 |  | OPERATING | OPERATING | E222 | LTK0-1M0 | F40607002 |  | LTK0
LTK-H02MKD20HD06 | UPPER GUIDE BRG PAD NO.6 |  | OPERATING | OPERATING | E222 | LTK0-1M0 | F40607002 |  | LTK0
LTK-H02MKD20HD07 | UPPER GUIDE BRG PAD NO.7 |  | OPERATING | OPERATING | E222 | LTK0-1M0 | F40607002 |  | LTK0
LTK-H02MKD20HD08 | UPPER GUIDE BRG PAD NO.8 |  | OPERATING | OPERATING | E222 | LTK0-1M0 | F40607002 |  | LTK0
LTK-H02MKD30 | THRUST BEARING SET 01GTU4 . |  | OPERATING | OPERATING | E222 | LTK0-1M0 | F40607002 |  | LTK0
LTK-H02MKD30AS001 | ADJUST WED THRUST BEARING PAD NO.01 |  | OPERATING | OPERATING | E222 | LTK0-1M0 | F40607002 |  | LTK0
LTK-H02MKD30AS002 | ADJUST WED THRUST BEARING PAD NO.02 |  | OPERATING | OPERATING | E222 | LTK0-1M0 | F40607002 |  | LTK0
LTK-H02MKD30AS003 | ADJUST WED THRUST BEARING PAD NO.03 |  | OPERATING | OPERATING | E222 | LTK0-1M0 | F40607002 |  | LTK0
LTK-H02MKD30AS004 | ADJUST WED THRUST BEARING PAD NO.04 |  | OPERATING | OPERATING | E222 | LTK0-1M0 | F40607002 |  | LTK0
LTK-H02MKD30AS005 | ADJUST WED THRUST BEARING PAD NO.05 |  | OPERATING | OPERATING | E222 | LTK0-1M0 | F40607002 |  | LTK0
LTK-H02MKD30AS006 | ADJUST WED THRUST BEARING PAD NO.06 |  | OPERATING | OPERATING | E222 | LTK0-1M0 | F40607002 |  | LTK0
LTK-H02MKD30AS007 | ADJUST WED THRUST BEARING PAD NO.07 |  | OPERATING | OPERATING | E222 | LTK0-1M0 | F40607002 |  | LTK0
LTK-H02MKD30AS008 | ADJUST WED THRUST BEARING PAD NO.08 |  | OPERATING | OPERATING | E222 | LTK0-1M0 | F40607002 |  | LTK0
LTK-H02MKD30HD01 | THRUST BEARING PAD NO.01 |  | OPERATING | OPERATING | E222 | LTK0-1M0 | F40607002 |  | LTK0
LTK-H02MKD30HD02 | THRUST BEARING PAD NO.02 |  | OPERATING | OPERATING | E222 | LTK0-1M0 | F40607002 |  | LTK0
LTK-H02MKD30HD03 | THRUST BEARING PAD NO.03 |  | OPERATING | OPERATING | E222 | LTK0-1M0 | F40607002 |  | LTK0
LTK-H02MKD30HD04 | THRUST BEARING PAD NO.04 |  | OPERATING | OPERATING | E222 | LTK0-1M0 | F40607002 |  | LTK0
LTK-H02MKD30HD05 | THRUST BEARING PAD NO.05 |  | OPERATING | OPERATING | E222 | LTK0-1M0 | F40607002 |  | LTK0
LTK-H02MKD30HD06 | THRUST BEARING PAD NO.06 |  | OPERATING | OPERATING | E222 | LTK0-1M0 | F40607002 |  | LTK0
LTK-H02MKD30HD07 | THRUST BEARING PAD NO.07 |  | OPERATING | OPERATING | E222 | LTK0-1M0 | F40607002 |  | LTK0
LTK-H02MKD30HD08 | THRUST BEARING PAD NO.08 |  | OPERATING | OPERATING | E222 | LTK0-1M0 | F40607002 |  | LTK0
LTK-H02MKD40 | GEN.LOWER GUIDE BEARING SET |  | OPERATING | OPERATING | E222 | LTK0-1M0 | F40607002 |  | LTK0
LTK-H02MKD40AS001 | ADJUST WED LOWER GUIDE BEARING PAD NO.01 |  | OPERATING | OPERATING | E222 | LTK0-1M0 | F40607002 |  | LTK0
LTK-H02MKD40AS002 | ADJUST WED LOWER GUIDE BEARING PAD NO.02 |  | OPERATING | OPERATING | E222 | LTK0-1M0 | F40607002 |  | LTK0
LTK-H02MKD40AS003 | ADJUST WED LOWER GUIDE BEARING PAD NO.03 |  | OPERATING | OPERATING | E222 | LTK0-1M0 | F40607002 |  | LTK0
LTK-H02MKD40AS004 | ADJUST WED LOWER GUIDE BEARING PAD NO.04 |  | OPERATING | OPERATING | E222 | LTK0-1M0 | F40607002 |  | LTK0
LTK-H02MKD40AS005 | ADJUST WED LOWER GUIDE BEARING PAD NO.05 |  | OPERATING | OPERATING | E222 | LTK0-1M0 | F40607002 |  | LTK0
LTK-H02MKD40AS006 | ADJUST WED LOWER GUIDE BEARING PAD NO.06 |  | OPERATING | OPERATING | E222 | LTK0-1M0 | F40607002 |  | LTK0
LTK-H02MKD40AS007 | ADJUST WED LOWER GUIDE BEARING PAD NO.07 |  | OPERATING | OPERATING | E222 | LTK0-1M0 | F40607002 |  | LTK0
LTK-H02MKD40AS008 | ADJUST WED LOWER GUIDE BEARING PAD NO.08 |  | OPERATING | OPERATING | E222 | LTK0-1M0 | F40607002 |  | LTK0
LTK-H02MKD40AS009 | ADJUST WED LOWER GUIDE BEARING PAD NO.09 |  | OPERATING | OPERATING | E222 | LTK0-1M0 | F40607002 |  | LTK0
LTK-H02MKD40AS010 | ADJUST WED LOWER GUIDE BEARING PAD NO.10 |  | OPERATING | OPERATING | E222 | LTK0-1D0 | F40607002 |  | LTK0
LTK-H02MKD40HD001 | TEMP. LOWER (MEDIUM) GUIDE BRG.GTU423MR |  | OPERATING | OPERATING | E222 | LTK0-1D0 | F40607002 |  | LTK0
LTK-H02MKD40HD002 | TEMP. LOWER (MEDIUM) GUIDE BRG.GTU424MR |  | OPERATING | OPERATING | E222 | LTK0-1D0 | F40607002 |  | LTK0
LTK-H02MKD40HD01 | LOWER GUIDE BEARING PAD NO.01 |  | OPERATING | OPERATING | E222 | LTK0-1M0 | F40607002 |  | LTK0
LTK-H02MKD40HD02 | LOWER GUIDE BEARING PAD NO.02 |  | OPERATING | OPERATING | E222 | LTK0-1M0 | F40607002 |  | LTK0
LTK-H02MKD40HD03 | LOWER GUIDE BEARING PAD NO.03 |  | OPERATING | OPERATING | E222 | LTK0-1M0 | F40607002 |  | LTK0
LTK-H02MKD40HD04 | LOWER GUIDE BEARING PAD NO.04 |  | OPERATING | OPERATING | E222 | LTK0-1M0 | F40607002 |  | LTK0
LTK-H02MKD40HD05 | LOWER GUIDE BEARING PAD NO.05 |  | OPERATING | OPERATING | E222 | LTK0-1M0 | F40607002 |  | LTK0
LTK-H02MKD40HD06 | LOWER GUIDE BEARING PAD NO.06 |  | OPERATING | OPERATING | E222 | LTK0-1M0 | F40607002 |  | LTK0
LTK-H02MKD40HD07 | LOWER GUIDE BEARING PAD NO.07 |  | OPERATING | OPERATING | E222 | LTK0-1M0 | F40607002 |  | LTK0
LTK-H02MKD40HD08 | LOWER GUIDE BEARING PAD NO.08 |  | OPERATING | OPERATING | E222 | LTK0-1M0 | F40607002 |  | LTK0
LTK-H02MKD40HD09 | LOWER GUIDE BEARING PAD NO.09 |  | OPERATING | OPERATING | E222 | LTK0-1M0 | F40607002 |  | LTK0
LTK-H02MKD40HD10 | LOWER GUIDE BEARING PAD NO.10 |  | OPERATING | OPERATING | E222 | LTK0-1M0 | F40607002 |  | LTK0
LTK-H02MKD50 | SUPPORT LOWER GEN. GUIDE |  | OPERATING | OPERATING | E222 | LTK0-1M0 | F40607002 |  | LTK0
LTK-H02MKU | STATOR/ROTOR COOLING OIL COOLING SYSTEM |  | OPERATING | OPERATING | E222 | LTK0-1M0 | F40607002 |  | LTK0
LTK-H02MKU10 | MAIN TRANSFORMER OIL COOLER NO.1 |  | OPERATING | OPERATING | E222 | LTK0-1M0 | F40607002 |  | LTK0
LTK-H02MKU10AA001 | WATER INLET VALVE NO.1 |  | OPERATING | OPERATING | E222 | LTK0-1M0 | F40607002 |  | LTK0
LTK-H02MKU10AA002 | WATER OUT VALVE NO.1 |  | OPERATING | OPERATING | E222 | LTK0-1M0 | F40607002 |  | LTK0
LTK-H02MKU10AA003 | LTK-H02MKU10AA003 |  | OPERATING | OPERATING | E222 | LTK0-1M0 | F40607002 |  | LTK0
LTK-H02MKU10AA003CP01 | 69W-WATER FLOW RELAY |  | OPERATING | OPERATING | E222 | LTK0-1D0 | F40607002 |  | LTK0
LTK-H02MKU10AC001 | MAIN TRANSFORMER OIL COOLER NO.1 |  | OPERATING | OPERATING | E222 | LTK0-1M2 | F40607002 |  | LTK0
LTK-H02MKU10AP001 | MAIN TRANS OIL CURCULATING PUMP NO.1 |  | OPERATING | OPERATING | E222 | LTK0-1M0 | F40607002 |  | LTK0
LTK-H02MKU10AP001-M01 | MOTOR OIL CURCULATING NO.1 |  | OPERATING | OPERATING | E222 | LTK0-1D0 | F40607002 |  | LTK0
LTK-H02MKU10AP001CP02 | 69Q-OIL FLOW RELAY |  | OPERATING | OPERATING | E222 | LTK0-1M0 | F40607002 |  | LTK0
LTK-H02MKU10AP001KA01 | OIL OUT VALVE NO.1 |  | OPERATING | OPERATING | E222 | LTK0-1M0 | F40607002 |  | LTK0
LTK-H02MKU10AP001KA02 | OIL INLET VALVE NO.1 |  | OPERATING | OPERATING | E222 | LTK0-1M0 | F40607002 |  | LTK0
LTK-H02MKU10AP001KP01 | PUMP OIL CURCULATING NO.1 |  | OPERATING | OPERATING | E222 | LTK0-1M0 | F40607002 |  | LTK0
LTK-H02MKU20 | MAIN TRANSFORMER OIL COOLER NO.2 |  | OPERATING | OPERATING | E222 | LTK0-1M0 | F40607002 |  | LTK0
LTK-H02MKU20AA001 | WATER INLET VALVE NO.2 |  | OPERATING | OPERATING | E222 | LTK0-1M0 | F40607002 |  | LTK0
LTK-H02MKU20AA002 | WATER OUT VALVE NO.2 |  | OPERATING | OPERATING | E222 | LTK0-1M0 | F40607002 |  | LTK0
LTK-H02MKU20AA003 | LTK-H02MKU20AA003 |  | OPERATING | OPERATING | E222 | LTK0-1M0 | F40607002 |  | LTK0
LTK-H02MKU20AA003CP01 | 69W-WATER FLOW RELAY |  | OPERATING | OPERATING | E222 | LTK0-1D0 | F40607002 |  | LTK0
LTK-H02MKU20AC001 | MAIN TRANSFORMER OIL COOLER NO.2 |  | OPERATING | OPERATING | E222 | LTK0-1M2 | F40607002 |  | LTK0
LTK-H02MKU20AP002 | MAIN TRANS OIL CURCULATING PUMP NO.2 |  | OPERATING | OPERATING | E222 | LTK0-1M0 | F40607002 |  | LTK0
LTK-H02MKU20AP002-M01 | MOTOR OIL CURCULATING NO.2 |  | OPERATING | OPERATING | E222 | LTK0-1D0 | F40607002 |  | LTK0
LTK-H02MKU20AP002CP02 | 69Q-OIL FLOW RELAY |  | OPERATING | OPERATING | E222 | LTK0-1D0 | F40607002 |  | LTK0
LTK-H02MKU20AP002KA01 | OIL OUT VALVE NO.2 |  | OPERATING | OPERATING | E222 | LTK0-1M0 | F40607002 |  | LTK0
LTK-H02MKU20AP002KA02 | OIL INLET VALVE NO.2 |  | OPERATING | OPERATING | E222 | LTK0-1M0 | F40607002 |  | LTK0
LTK-H02MKU20AP002KP01 | PUMP OIL CURCULATING NO.2 |  | OPERATING | OPERATING | E222 | LTK0-1M0 | F40607002 |  | LTK0
LTK-H02MKU30 | MAIN TRANSFORMER OIL COOLER NO.3 |  | OPERATING | OPERATING | E222 | LTK0-1M0 | F40607002 |  | LTK0
LTK-H02MKU30AA001 | WATER INLET VALVE NO.3 |  | OPERATING | OPERATING | E222 | LTK0-1M0 | F40607002 |  | LTK0
LTK-H02MKU30AA002 | WATER OUT VALVE NO.3 |  | OPERATING | OPERATING | E222 | LTK0-1M0 | F40607002 |  | LTK0
LTK-H02MKU30AA003 | LTK-H02MKU30AA003 |  | OPERATING | OPERATING | E222 | LTK0-1M0 | F40607002 |  | LTK0
LTK-H02MKU30AA003CP01 | 69W-WATER FLOW RELAY |  | OPERATING | OPERATING | E222 | LTK0-1D0 | F40607002 |  | LTK0
LTK-H02MKU30AC001 | MAIN TRANSFORMER OIL COOLER NO.3 |  | OPERATING | OPERATING | E222 | LTK0-1M2 | F40607002 |  | LTK0
LTK-H02MKU30AP003 | MAIN TRANS OIL CURCULATING PUMP NO.3 |  | OPERATING | OPERATING | E222 | LTK0-1M0 | F40607002 |  | LTK0
LTK-H02MKU30AP003-M01 | MOTOR OIL CURCULATING NO.3 |  | OPERATING | OPERATING | E222 | LTK0-1D0 | F40607002 |  | LTK0
LTK-H02MKU30AP003CP02 | 69Q-OIL FLOW RELAY |  | OPERATING | OPERATING | E222 | LTK0-1D0 | F40607002 |  | LTK0
LTK-H02MKU30AP003KA01 | OIL OUT VALVE NO.3 |  | OPERATING | OPERATING | E222 | LTK0-1M0 | F40607002 |  | LTK0
LTK-H02MKU30AP003KA02 | OIL INLET VALVE NO.3 |  | OPERATING | OPERATING | E222 | LTK0-1M0 | F40607002 |  | LTK0
LTK-H02MKU30AP003KP01 | PUMP OIL CURCULATING NO.3 |  | OPERATING | OPERATING | E222 | LTK0-1M0 | F40607002 |  | LTK0
LTK-H02MKY | CONTROL AND PROTECTION |  | OPERATING | OPERATING | E222 | LTK0-1M0 | F40607002 |  | LTK0
LTK-H02MKY10 | CONTROL AND PROTECTION |  | OPERATING | OPERATING | E222 | LTK0-1M0 | F40607002 |  | LTK0
LTK-H02MKY10AP001 | 02GTU411PO PUMP,OIL LIFTING PUMP NO.1 |  | OPERATING | OPERATING | E222 | LTK0-1M0 | F40607002 |  | LTK0
LTK-H02MKY10AP001-M01 | MOTOR GTU411PO |  | OPERATING | OPERATING | E222 | LTK0-1D0 | F40607002 |  | LTK0
LTK-H02MKY10AP001KA01 | SAFETY VALVE 411VQ |  | OPERATING | OPERATING | E222 | LTK0-1M0 | F40607002 |  | LTK0
LTK-H02MKY10AP001KA02 | NON RETURN VALVE 411VT |  | OPERATING | OPERATING | E222 | LTK0-1M0 | F40607002 |  | LTK0
LTK-H02MKY10AP001KA03 | SELECTOR VALVE OF FILTER OIL LIFTING |  | OPERATING | OPERATING | E222 | LTK0-1M0 | F40607002 |  | LTK0
LTK-H02MKY10AP001KA04 | NON RETURN VALVE 411VT |  | OPERATING | OPERATING | E222 | LTK0-1M0 | F40607002 |  | LTK0
LTK-H02MKY10AP001KP01 | PUMP GTU411PO |  | OPERATING | OPERATING | E222 | LTK0-1M0 | F40607002 |  | LTK0
LTK-H02MKY10AP001KT01 | FILTER ON UPLIFTING CIRCUIT NO.02 401FI |  | OPERATING | OPERATING | E222 | LTK0-1M0 | F40607002 |  | LTK0
LTK-H02MKY10AP001KT02 | FILTER ON UPLIFTING CIRCUIT NO.01 401FI |  | OPERATING | OPERATING | E222 | LTK0-1M0 | F40607002 |  | LTK0
LTK-H02MKY10AP002 | OIL LIFTING PUMP GTU412PO NO.2 |  | OPERATING | OPERATING | E222 | LTK0-1M0 | F40607002 |  | LTK0
LTK-H02MKY10AP002-M01 | MOTOR GTU412PO |  | OPERATING | OPERATING | E222 | LTK0-1D0 | F40607002 |  | LTK0
LTK-H02MKY10AP002KA01 | SAFETY VALVE 412VQ |  | OPERATING | OPERATING | E222 | LTK0-1M0 | F40607002 |  | LTK0
LTK-H02MKY10AP002KA02 | NON RETURN VALVE 412VT |  | OPERATING | OPERATING | E222 | LTK0-1M0 | F40607002 |  | LTK0
LTK-H02MKY10AP002KP01 | PUMP GTU412PO |  | OPERATING | OPERATING | E222 | LTK0-1M0 | F40607002 |  | LTK0
LTK-H02MKY10AP002KT01 | OIL LIFT PUMP OIL FILTER 01GTU401FI |  | OPERATING | OPERATING | E222 | LTK0-1M0 | F40607002 |  | LTK0
LTK-H02MKY10CP01 | PRESSURE TRANSDUCER 412MP |  | OPERATING | OPERATING | E222 | LTK0-1D0 | F40607002 |  | LTK0
LTK-H02MKY10CP02 | PRESSURE TRANSDUCER 413MP |  | OPERATING | OPERATING | E222 | LTK0-1D0 | F40607002 |  | LTK0
LTK-H02MKY10HA001 | INJECTION PRESS IN LIFTING CIRCUIT 413MP |  | OPERATING | OPERATING | E222 | LTK0-1M0 | F40607002 |  | LTK0
LTK-H02MKY10HA002 | OIL PRESSURE INJECTION CIRCUIT 412MP |  | OPERATING | OPERATING | E222 | LTK0-1M0 | F40607002 |  | LTK0
LTK-H02P | COOLING WATER SYSTEMS |  | OPERATING | OPERATING | E222 | LTK0-1M0 | F40607002 |  | LTK0
LTK-H02PA | CIRCULATING (MAIN COOLING) WATER SYSTEM |  | OPERATING | OPERATING | E222 | LTK0-1M0 | F40607002 |  | LTK0
LTK-H02PAG | COOLING WATER SYSTEM |  | OPERATING | OPERATING | E222 | LTK0-1M0 | F40607002 |  | LTK0
LTK-H02PAG10 | MAIN COOLING WATER FOR UNIT 01 |  | OPERATING | OPERATING | E222 | LTK0-1M0 | F40607002 |  | LTK0
LTK-H02PAG10AA001 | MANUAL MAIN VALVE 02SRG038VE |  | OPERATING | OPERATING | E222 | LTK0-1M2 | F40607002 |  | LTK0
LTK-H02PAG10AA002 | SUCTION MANUAL MAIN VALVE 02SRG024VE |  | OPERATING | OPERATING | E222 | LTK0-1M2 | F40607002 |  | LTK0
LTK-H02PAG10AA003 | DISCHARGE CHECK VALVE 02SRG025VE |  | OPERATING | OPERATING | E222 | LTK0-1M2 | F40607002 |  | LTK0
LTK-H02PAG10AA004 | DISCHARGE MANUAL MAIN VALVE 02SRG027VE |  | OPERATING | OPERATING | E222 | LTK0-1M2 | F40607002 |  | LTK0
LTK-H02PAG10AA005 | DISCHARGE MANUAL MAIN VALVE 02SRG028VE |  | OPERATING | OPERATING | E222 | LTK0-1M2 | F40607002 |  | LTK0
LTK-H02PAG10AA006 | MAIN COOLING SUPPLY FOR KG2A MANUAL VALVE 02SRG042VE |  | OPERATING | OPERATING | E222 | LTK0-1M2 | F406094 |  | LTK0
LTK-H02PAG10AA007 | DISCHARGE CHECK VALVE 02SRG034VE |  | OPERATING | OPERATING | E222 | LTK0-1M2 | F40607002 |  | LTK0
LTK-H02PAG10AA008 | MOTOR OPERATE WATER VALVE 02SRG002VE |  | OPERATING | OPERATING | E222 | LTK0-1M2 | F40607002 |  | LTK0
LTK-H02PAG10AA009 | MANUAL WATER VALVE 02SRG035VE |  | OPERATING | OPERATING | E222 | LTK0-1M2 | F40607002 |  | LTK0
LTK-H02PAG10AA010 | MANUAL VALVE DISCHARGE FROM KG2A 02SRG043VE |  | OPERATING | OPERATING | E222 | LTK0-1M2 | F406094 |  | LTK0
LTK-H02PAG10AA011 | MANUAL WATER VALVE 02SRG031VE |  | OPERATING | OPERATING | E222 | LTK0-1M2 | F40607002 |  | LTK0
LTK-H02PAG10AA012 | MANUAL WATER VALVE 02SRG033VE |  | OPERATING | OPERATING | E222 | LTK0-1M2 | F40607002 |  | LTK0
LTK-H02PAG10AA013 | MANUAL WATER VALVE 02SRG044VE |  | OPERATING | OPERATING | E222 | LTK0-1M2 | F40607002 |  | LTK0
LTK-H02PAG10AA014 | MANUAL WATER VALVE 02SRG045VE |  | OPERATING | OPERATING | E222 | LTK0-1M2 | F40607002 |  | LTK0
LTK-H02PAG10AA015 | MANUAL WATER VALVE 02SRG046VE |  | OPERATING | OPERATING | E222 | LTK0-1M2 | F40607002 |  | LTK0
LTK-H02PAG10AA016 | MANUAL WATER VALVE 02SRG047VE |  | OPERATING | OPERATING | E222 | LTK0-1M2 | F40607002 |  | LTK0
LTK-H02PAG10AA017 | MANUAL WATER VALVE 02SRG029VE |  | OPERATING | OPERATING | E222 | LTK0-1M2 | F40607002 |  | LTK0
LTK-H02PAG10AA018 | MANUAL WATER VALVE 02SRG030VE |  | OPERATING | OPERATING | E222 | LTK0-1M2 | F40607002 |  | LTK0
LTK-H02PAG10AA019 | MANUAL WATER VALVE 02SRG032VE |  | OPERATING | OPERATING | E222 | LTK0-1M2 | F40607002 |  | LTK0
LTK-H02PAG10AP001 | MAIN COOLING WATER PUMP 02SRG001PO |  | OPERATING | OPERATING | E222 | LTK0-1M2 | F40607002 |  | LTK0
LTK-H02PAG10AP001-M01 | MOTOR |  | OPERATING | OPERATING | E222 | LTK0-1D0 | F40607002 |  | LTK0
LTK-H02PAG10AP001-S01 | DIFF. PRESSURE SW.SRG001DP |  | OPERATING | OPERATING | E222 | LTK0-1D0 | F40607002 |  | LTK0
LTK-H02PAG10AP001KP01 | PUMP 001PO |  | OPERATING | OPERATING | E222 | LTK0-1M2 | F40607002 |  | LTK0
LTK-H02PAG10AP001QP01 | PRESSURE GAUGE SRG009LP |  | OPERATING | OPERATING | E222 | LTK0-1D0 | F40607002 |  | LTK0
LTK-H02PAG10AP001QP02 | PRESSURE GAUGE SRG010LP |  | OPERATING | OPERATING | E222 | LTK0-1D0 | F40607002 |  | LTK0
LTK-H02PAG10AT001 | MAIN AUTOMATIC STRAINER 02SRG001FI |  | OPERATING | OPERATING | E222 | LTK0-1M2 | F40607002 |  | LTK0
LTK-H02PAG10AT001-M01 | MOTOR SRG001FI |  | OPERATING | OPERATING | E222 | LTK0-1D0 | F40607002 |  | LTK0
LTK-H02PAG10AT001-S01 | DIFF. PRESSURE SW. SRG008DP |  | OPERATING | OPERATING | E222 | LTK0-1D0 | F40607002 |  | LTK0
LTK-H02PAG10AT001BR01 | MAIN. WATER SUPPLY PIPE SRG020ND500 |  | OPERATING | OPERATING | E222 | LTK0-1M0 | F40607002 |  | LTK0
LTK-H02PAG10AT001BR02 | MAIN. WATER DISCHARGE PIPE SRG039ND600 |  | OPERATING | OPERATING | E222 | LTK0-1M0 | F40607002 |  | LTK0
LTK-H02PAG10AT001KA01 | AUTOMATIC DRAIN VALVE |  | OPERATING | OPERATING | E222 | LTK0-1D0 | F40607002 |  | LTK0
LTK-H02PAG10AT001KA04 | WATER FLOW RELAY SRG007DI |  | OPERATING | OPERATING | E222 | LTK0-1M2 | F40607002 |  | LTK0
LTK-H02PAG10AT001KP01 | AUTOMATIC STRAINER 001FI |  | OPERATING | OPERATING | E222 | LTK0-1M0 | F40607002 |  | LTK0
LTK-H02PAG10AT001QP01 | PRESSURE GAUGE SRG008LP-1 |  | OPERATING | OPERATING | E222 | LTK0-1D0 | F40607002 |  | LTK0
LTK-H02PAG10AT001QP02 | PRESSURE GAUGE SRG008LP-2 |  | OPERATING | OPERATING | E222 | LTK0-1D0 | F40607002 |  | LTK0
LTK-H02PAG20 | MAIN TRANSFORMER COOLING WATER SYSTEM |  | OPERATING | OPERATING | E222 | LTK0-1M0 | F40607002 |  | LTK0
LTK-H02PAG20AA001 | MANUAL VALVE SUCTION PUMP 02SRG005VE |  | OPERATING | OPERATING | E222 | LTK0-1M2 | F40607002 |  | LTK0
LTK-H02PAG20AA002 | CHECK VALVE 02SRG006VE |  | OPERATING | OPERATING | E222 | LTK0-1M2 | F40607002 |  | LTK0
LTK-H02PAG20AA003 | MANUAL VALVE DISCHARGE PUMP 02SRG007VE |  | OPERATING | OPERATING | E222 | LTK0-1M2 | F40607002 |  | LTK0
LTK-H02PAG20AA004 | MANUAL VALVE DISCHRGE STR 02SRG008VE |  | OPERATING | OPERATING | E222 | LTK0-1M2 | F40607002 |  | LTK0
LTK-H02PAG20AA005 | MANUAL VALVE SUCTION PUMP 02SRG009VE |  | OPERATING | OPERATING | E222 | LTK0-1M2 | F406094 |  | LTK0
LTK-H02PAG20AA006 | MAIN COOLING SUPPLY FOR KG2A CHECK VALVE 02SRG010VE |  | OPERATING | OPERATING | E222 | LTK0-1M2 | F406094 |  | LTK0
LTK-H02PAG20AA007 | MANUAL VALVE DISCHARGE PUMP 02SRG011VE |  | OPERATING | OPERATING | E222 | LTK0-1M2 | F40607002 |  | LTK0
LTK-H02PAG20AA008 | MANUAL VALVE DISCHRGE STR 02SRG012VE |  | OPERATING | OPERATING | E222 | LTK0-1M2 | F40607002 |  | LTK0
LTK-H02PAG20AP001 | MAIN WATER PUMPS FOR MAIN TRANSFERMERS AT NO LOAD 02SRG002PO |  | OPERATING | OPERATING | E222 | LTK0-1M2 | F40607002 |  | LTK0
LTK-H02PAG20AP001-M01 | MOTOR |  | OPERATING | OPERATING | E222 | LTK0-1D0 | F40607002 |  | LTK0
LTK-H02PAG20AP001-S01 | DIFF PRESSURE SW. 002DP |  | OPERATING | OPERATING | E222 | LTK0-1D0 | F40607002 |  | LTK0
LTK-H02PAG20AP001KP01 | PUMP 002PO |  | OPERATING | OPERATING | E222 | LTK0-1M0 | F40607002 |  | LTK0
LTK-H02PAG20AP001QP01 | PRESSURE GAUGE 001LP |  | OPERATING | OPERATING | E222 | LTK0-1D0 | F40607002 |  | LTK0
LTK-H02PAG20AP001QP02 | PRESSURE GAUGE 002LP |  | OPERATING | OPERATING | E222 | LTK0-1D0 | F40607002 |  | LTK0
LTK-H02PAG20AP002 | STAND BY WATER PUMPS FOR MAIN TRANSFERMERS AT NO LOAD 02SRG003PO |  | OPERATING | OPERATING | E222 | LTK0-1M2 | F40607002 |  | LTK0
LTK-H02PAG20AP002-M01 | MOTOR |  | OPERATING | OPERATING | E222 | LTK0-1D0 | F40607002 |  | LTK0
LTK-H02PAG20AP002KP01 | PUMP 003PO |  | OPERATING | OPERATING | E222 | LTK0-1M0 | F40607002 |  | LTK0
LTK-H02PAG20AP002QP01 | PRESSURE GAUGE 003LP |  | OPERATING | OPERATING | E222 | LTK0-1D0 | F40607002 |  | LTK0
LTK-H02PAG20AP002QP02 | PRESSURE GAUGE 004LP |  | OPERATING | OPERATING | E222 | LTK0-1D0 | F40607002 |  | LTK0
LTK-H02PAG20AP003 | LTK-H02PAG20AP003 |  | OPERATING | OPERATING | E222 | LTK0-1M0 | F40607002 |  | LTK0
LTK-H02PAG20AP003-S01 | DIFF PRESSURE SW. 003DP |  | OPERATING | OPERATING | E222 | LTK0-1D0 | F40607002 |  | LTK0
LTK-H02PAG20AT002 | MAIN TRANS AUTOMATIC STRAINER NO.1 02SRG002FI |  | OPERATING | OPERATING | E222 | LTK0-1M2 | F40607002 |  | LTK0
LTK-H02PAG20AT002-M01 | MOTOR |  | OPERATING | OPERATING | E222 | LTK0-1D0 | F40607002 |  | LTK0
LTK-H02PAG20AT002-S01 | DIFF PRESSURE SW. 004DP |  | OPERATING | OPERATING | E222 | LTK0-1D0 | F40607002 |  | LTK0
LTK-H02PAG20AT002KA01 | AUTOMATIC DRAIN VALVE |  | OPERATING | OPERATING | E222 | LTK0-1D0 | F40607002 |  | LTK0
LTK-H02PAG20AT002KP01 | AUTOMATIC STRAINER 002FI |  | OPERATING | OPERATING | E222 | LTK0-1M0 | F40607002 |  | LTK0
LTK-H02PAG20AT002QP01 | PRESSURE GAUGE004LP-1 |  | OPERATING | OPERATING | E222 | LTK0-1D0 | F40607002 |  | LTK0
LTK-H02PAG20AT002QP02 | PRESSURE GAUGE 004LP-2 |  | OPERATING | OPERATING | E222 | LTK0-1D0 | F40607002 |  | LTK0
LTK-H02PAG20AT003 | MAIN TRANS. AUTOMATIC STRAINER NO.2 02SRG003FI |  | OPERATING | OPERATING | E222 | LTK0-1M2 | F40607002 |  | LTK0
LTK-H02PAG20AT003-M01 | MOTOR |  | OPERATING | OPERATING | E222 | LTK0-1D0 | F40607002 |  | LTK0
LTK-H02PAG20AT003KA01 | AUTOMATIC DRAIN VALVE |  | OPERATING | OPERATING | E222 | LTK0-1D0 | F40607002 |  | LTK0
LTK-H02PAG20AT003KP01 | AUTOMATIC STRAINER 003FI |  | OPERATING | OPERATING | E222 | LTK0-1M0 | F40607002 |  | LTK0
LTK-H02PAG20AT003QP01 | PRESSURE GAUGE005LP-1 |  | OPERATING | OPERATING | E222 | LTK0-1D0 | F40607002 |  | LTK0
LTK-H02PAG20AT003QP02 | PRESSURE GAUGE 005LP-2 |  | OPERATING | OPERATING | E222 | LTK0-1D0 | F40607002 |  | LTK0
LTK-H02PCB20 | COOLING WATER SUPPLY FOR TURBINE BRG |  | OPERATING | OPERATING | E222 | LTK0-1M2 | F40607002 |  | LTK0
LTK-H02PCB20AA010 | MAIN VALVE WATER INLET TBG COOLER |  | OPERATING | OPERATING | E222 | LTK0-1M2 | F40607002 |  | LTK0
LTK-H02PCB20AA011 | MAIN VALVE WATER OUTLET TBG COOLER |  | OPERATING | OPERATING | E222 | LTK0-1M2 | F40607002 |  | LTK0
LTK-H02PCB20AA058 | VALVE WATER INLET TBG COOLER NO.1 431EH |  | OPERATING | OPERATING | E222 | LTK0-1M2 | F40607002 |  | LTK0
LTK-H02PCB20AA059 | VALVE WATER OUTLET TBG COOLER NO.1 431EH |  | OPERATING | OPERATING | E222 | LTK0-1M2 | F40607002 |  | LTK0
LTK-H02PCB20AA068 | VALVE WATER INLET TBG COOLER NO.2 432EH |  | OPERATING | OPERATING | E222 | LTK0-1M2 | F40607002 |  | LTK0
LTK-H02PCB20AA069 | VALVE WATER OUTLET TBG COOLER NO.1 432EH |  | OPERATING | OPERATING | E222 | LTK0-1M2 | F40607002 |  | LTK0
LTK-H02PCB40 | COOLING WATER SUPPLY FOR GOV |  | OPERATING | OPERATING | E222 | LTK0-1M2 | F40607002 |  | LTK0
LTK-H02PCB40AA010 | VALVE WATER INLET GOV SUMP TANK COOLER 110EH |  | OPERATING | OPERATING | E222 | LTK0-1M2 | F40607002 |  | LTK0
LTK-H02PCB40AA011 | 105EM VALVE WATER INLETGOV SUMP TANK COOLER 110EH |  | OPERATING | OPERATING | E222 | LTK0-1M2 | F40607002 |  | LTK0
LTK-H02PCB40AA020 | VALVE WATER OUTLET GOV SUMP TANK COOLER 110EH |  | OPERATING | OPERATING | E222 | LTK0-1M2 | F40607002 |  | LTK0
LTK-H02PCM10 | COOLING WATER SUPPLY FOR CGB |  | OPERATING | OPERATING | E222 | LTK0-1M2 | F40607002 |  | LTK0
LTK-H02PCM10AA010 | VALVE WATER INLET THRUST BEARING COOLER NO.1 |  | OPERATING | OPERATING | E222 | LTK0-1M2 | F40607002 |  | LTK0
LTK-H02PCM10AA011 | VALVE WATER OUTLETLET THRUST BEARING COOLER NO.1 |  | OPERATING | OPERATING | E222 | LTK0-1M2 | F40607002 |  | LTK0
LTK-H02PCM10AA020 | VALVE WATER INLET THRUST BEARING COOLER NO.2 |  | OPERATING | OPERATING | E222 | LTK0-1M2 | F40607002 |  | LTK0
LTK-H02PCM10AA021 | VALVE WATER OUTLETLET THRUST BEARING COOLER NO.2 |  | OPERATING | OPERATING | E222 | LTK0-1M2 | F40607002 |  | LTK0
LTK-H02PCM10AA030 | VALVE WATER INLET THRUST BEARING COOLER NO.3 |  | OPERATING | OPERATING | E222 | LTK0-1M2 | F40607002 |  | LTK0
LTK-H02PCM10AA031 | VALVE WATER OUTLETLET THRUST BEARING COOLER NO.3 |  | OPERATING | OPERATING | E222 | LTK0-1M2 | F40607002 |  | LTK0
LTK-H02PCM20 | COOLING WATER SUPPLY FOR UPPER GUIDE BEARING |  | OPERATING | OPERATING | E222 | LTK0-1M2 | F40607002 |  | LTK0
LTK-H02PCM20AA010 | VALVE WATER INLET UPPER GUIDE BEARING COOLER (028VE) |  | OPERATING | OPERATING | E222 | LTK0-1M2 | F40607002 |  | LTK0
LTK-H02PCM20AA020 | VALVE WATER OUTLET UPPER GUIDE BEARING COOLER (025VE) |  | OPERATING | OPERATING | E222 | LTK0-1M2 | F40607002 |  | LTK0
LTK-H02PCM20AA055 | VALVE WATER INLET UGB COOLER 001EH (029VE) |  | OPERATING | OPERATING | E222 | LTK0-1M2 | F40607002 |  | LTK0
LTK-H02PCM20AA056 | VALVE WATER OUTLET UGB COOLER 001EH (026VE) |  | OPERATING | OPERATING | E222 | LTK0-1M2 | F40607002 |  | LTK0
LTK-H02PCM20AA065 | VALVE WATER INLET UGB COOLER 002EH (030VE) |  | OPERATING | OPERATING | E222 | LTK0-1M2 | F40607002 |  | LTK0
LTK-H02PCM20AA066 | VALVE WATER OUTLET UGB COOLER 002EH (027VE) |  | OPERATING | OPERATING | E222 | LTK0-1M2 | F40607002 |  | LTK0
LTK-H02PCM30 | COOLING WATER SUPPLY FOR GEN AIR COOLER |  | OPERATING | OPERATING | E222 | LTK0-1M2 | F40607002 |  | LTK0
LTK-H02PCM30AA001 | VALVE WATER INLET GEN AIR COOLER No.1 (001VE) |  | OPERATING | OPERATING | E222 | LTK0-1M2 | F40607002 |  | LTK0
LTK-H02PCM30AA002 | VALVE WATER OUTLET GEN AIR NO.1 (003VE) |  | OPERATING | OPERATING | E222 | LTK0-1M2 | F40607002 |  | LTK0
LTK-H02PCM30AA003 | VALVE WATER INLET GEN AIR COOLER No.2 (005VE) |  | OPERATING | OPERATING | E222 | LTK0-1M2 | F40607002 |  | LTK0
LTK-H02PCM30AA004 | VALVE WATER OUTLET GEN AIR NO.2 (007VE) |  | OPERATING | OPERATING | E222 | LTK0-1M2 | F40607002 |  | LTK0
LTK-H02PCM30AA005 | VALVE WATER INLET GEN AIR COOLER No.3 (009VE) |  | OPERATING | OPERATING | E222 | LTK0-1M2 | F40607002 |  | LTK0
LTK-H02PCM30AA006 | VALVE WATER OUTLET GEN AIR NO.3 (011VE) |  | OPERATING | OPERATING | E222 | LTK0-1M2 | F40607002 |  | LTK0
LTK-H02PCM30AA007 | VALVE WATER INLET GEN AIR COOLER No.4 (015VE) |  | OPERATING | OPERATING | E222 | LTK0-1M2 | F40607002 |  | LTK0
LTK-H02PCM30AA008 | VALVE WATER OUTLET GEN AIR NO.4 (013VE) |  | OPERATING | OPERATING | E222 | LTK0-1M2 | F40607002 |  | LTK0
LTK-H02PCM30AA009 | VALVE WATER INLET GEN AIR COOLER No.5 (019VE) |  | OPERATING | OPERATING | E222 | LTK0-1M2 | F40607002 |  | LTK0
LTK-H02PCM30AA010 | VALVE WATER OUTLET GEN AIR NO.5 (017VE) |  | OPERATING | OPERATING | E222 | LTK0-1M2 | F40607002 |  | LTK0
LTK-H02PCM30AA011 | VALVE WATER INLET GEN AIR COOLER No.6 (023VE) |  | OPERATING | OPERATING | E222 | LTK0-1M2 | F40607002 |  | LTK0
LTK-H02PCM30AA012 | VALVE WATER OUTLET GEN AIR NO.6 (021VE) |  | OPERATING | OPERATING | E222 | LTK0-1M2 | F40607002 |  | LTK0
LTK-H02PCM30AA101 | AIR COOLER DRAIN VALVE (002VE) |  | OPERATING | OPERATING | E222 | LTK0-1M2 | F40607002 |  | LTK0
LTK-H02PCM30AA102 | AIR COOLER DRAIN VALVE (004VE) |  | OPERATING | OPERATING | E222 | LTK0-1M2 | F40607002 |  | LTK0
LTK-H02PCM30AA103 | AIR COOLER DRAIN VALVE (006VE) |  | OPERATING | OPERATING | E222 | LTK0-1M2 | F40607002 |  | LTK0
LTK-H02PCM30AA104 | AIR COOLER DRAIN VALVE (008VE) |  | OPERATING | OPERATING | E222 | LTK0-1M2 | F40607002 |  | LTK0
LTK-H02PCM30AA105 | AIR COOLER DRAIN VALVE (010VE) |  | OPERATING | OPERATING | E222 | LTK0-1M2 | F40607002 |  | LTK0
LTK-H02PCM30AA106 | AIR COOLER DRAIN VALVE (012VE) |  | OPERATING | OPERATING | E222 | LTK0-1M2 | F40607002 |  | LTK0
LTK-H02PCM30AA107 | AIR COOLER DRAIN VALVE (016VE) |  | OPERATING | OPERATING | E222 | LTK0-1M2 | F40607002 |  | LTK0
LTK-H02PCM30AA108 | AIR COOLER DRAIN VALVE (014VE) |  | OPERATING | OPERATING | E222 | LTK0-1M2 | F40607002 |  | LTK0
LTK-H02PCM30AA109 | AIR COOLER DRAIN VALVE (020VE) |  | OPERATING | OPERATING | E222 | LTK0-1M2 | F40607002 |  | LTK0
LTK-H02PCM30AA110 | AIR COOLER DRAIN VALVE (018VE) |  | OPERATING | OPERATING | E222 | LTK0-1M2 | F40607002 |  | LTK0
LTK-H02PCM30AA111 | AIR COOLER DRAIN VALVE (024VE) |  | OPERATING | OPERATING | E222 | LTK0-1M2 | F40607002 |  | LTK0
LTK-H02PCM30AA112 | AIR COOLER DRAIN VALVE (022VE) |  | OPERATING | OPERATING | E222 | LTK0-1M2 | F40607002 |  | LTK0
LTK-H02PCM30AA201 | AIR COOLER VENT VALVE (031VE) |  | OPERATING | OPERATING | E222 | LTK0-1M2 | F40607002 |  | LTK0
LTK-H02PCM30AA202 | AIR COOLER VENT VALVE (032VE) |  | OPERATING | OPERATING | E222 | LTK0-1M2 | F40607002 |  | LTK0
LTK-H02PCM30AA203 | AIR COOLER VENT VALVE (033VE) |  | OPERATING | OPERATING | E222 | LTK0-1M2 | F40607002 |  | LTK0
LTK-H02PCM30AA204 | AIR COOLER VENT VALVE (034VE) |  | OPERATING | OPERATING | E222 | LTK0-1M2 | F40607002 |  | LTK0
LTK-H02PCM30AA205 | AIR COOLER VENT VALVE (035VE) |  | OPERATING | OPERATING | E222 | LTK0-1M2 | F40607002 |  | LTK0
LTK-H02PCM30AA206 | AIR COOLER VENT VALVE (036VE) |  | OPERATING | OPERATING | E222 | LTK0-1M2 | F40607002 |  | LTK0
LTK-H02Q | AUXILIARY STSTEMS |  | OPERATING | OPERATING | E222 | LTK0-1M0 | F40607002 |  | LTK0
LTK-H02QE | GENERAL COMPRESSED AIR SUPPLY |  | OPERATING | OPERATING | E222 | LTK0-1M0 | F40607002 |  | LTK0
LTK-H02QEB | GENERAL COMPRESSED AIR SUPPLY |  | OPERATING | OPERATING | E222 | LTK0-1M0 | F40607002 |  | LTK0
LTK-H02QEB10 | MAIN AIR PRESSURE TANK |  | OPERATING | OPERATING | E222 | LTK0-1M0 | F40607002 |  | LTK0
LTK-H02QEB10BB001 | MAIN AIR PRESSURE TANK 701AQ NO.1A |  | OPERATING | OPERATING | E222 | LTK0-1M0 | F40607002 |  | LTK0
LTK-H02QEB10BB001KA01 | MANUAL VALVE 721VA |  | OPERATING | OPERATING | E222 | LTK0-1M0 | F40607002 |  | LTK0
LTK-H02QEB10BB001KA02 | SAFETY VALVE 701VQ |  | OPERATING | OPERATING | E222 | LTK0-1M0 | F40607002 |  | LTK0
LTK-H02QEB10BB001KA03 | MANUAL VALVE 718VA |  | OPERATING | OPERATING | E222 | LTK0-1M0 | F40607002 |  | LTK0
LTK-H02QEB10BB001KA04 | MANUAL DRAIN VALVE 716VA NO.1A |  | OPERATING | OPERATING | E222 | LTK0-1M0 | F40607002 |  | LTK0
LTK-H02QEB10BB001KA05 | MANUAL DRAIN VALVE 716VA NO.1B |  | OPERATING | OPERATING | E222 | LTK0-1M0 | F40607002 |  | LTK0
LTK-H02QEB10BB001QP001 | PRESSURE SWITCH 701MP |  | OPERATING | OPERATING | E222 | LTK0-1D0 | F40607002 |  | LTK0
LTK-H02QEB10BB001QP002 | PRESSURE SWITCH 702MP |  | OPERATING | OPERATING | E222 | LTK0-1D0 | F40607002 |  | LTK0
LTK-H02QEB10BB001QP003 | PRESSURE GAUGE 701LP |  | OPERATING | OPERATING | E222 | LTK0-1D0 | F40607002 |  | LTK0
LTK-H02QEB10BB002 | MAIN AIR PRESSURE TANK 701 AQ NO.1B |  | OPERATING | OPERATING | E222 | LTK0-1M0 | F40607002 |  | LTK0
LTK-H02QEB40 | AUXILAIRY BRAKE |  | OPERATING | OPERATING | E222 | LTK0-1M0 | F40607002 |  | LTK0
LTK-H02QEB40AA001 | MANUAL VALVE 001VI |  | OPERATING | OPERATING | E222 | LTK0-1M2 | F40607002 |  | LTK0
LTK-H02QEB40AA002 | PRESSURE REDUCER 002VA |  | OPERATING | OPERATING | E222 | LTK0-1M2 | F40607002 |  | LTK0
LTK-H02QEB40AA003 | CHECK VALVE (INLET AUXILIARY BRAKE AIR TANK) |  | OPERATING | OPERATING | E222 | LTK0-1M2 | F40607002 |  | LTK0
LTK-H02QEB40AA004 | SAFETY VALVE 001VO |  | OPERATING | OPERATING | E222 | LTK0-1M2 | F40607002 |  | LTK0
LTK-H02QEB40AA005 | DRAIN VALVE 002VI |  | OPERATING | OPERATING | E222 | LTK0-1M2 | F40607002 |  | LTK0
LTK-H02QEB40AA006 | MANUAL VALVE P GAUGE 003VI |  | OPERATING | OPERATING | E222 | LTK0-1M2 | F40607002 |  | LTK0
LTK-H02QEB40AA007 | MANUAL VALVE 004VI |  | OPERATING | OPERATING | E222 | LTK0-1M2 | F40607002 |  | LTK0
LTK-H02QEB40AA008 | CHECK VALVE (OUTLET AUXILIARY BRAKE AIR TANK) |  | OPERATING | OPERATING | E222 | LTK0-1M2 | F40607002 |  | LTK0
LTK-H02QEB40AA009 | PRESSURE REDUCING VALVE 001VA |  | OPERATING | OPERATING | E222 | LTK0-1M2 | F40607002 |  | LTK0
LTK-H02QEB40AA010 | MANUAL VALVE P SWITCH 005VI |  | OPERATING | OPERATING | E222 | LTK0-1M2 | F40607002 |  | LTK0
LTK-H02QEB40AA011 | MANUAL VALVE P GAUGE 006VI |  | OPERATING | OPERATING | E222 | LTK0-1M2 | F40607002 |  | LTK0
LTK-H02QEB40AA012 | SAFETY VALVE 002VO |  | OPERATING | OPERATING | E222 | LTK0-1M2 | F40607002 |  | LTK0
LTK-H02QEB40AA013 | ELECTRO DITRIBUTOR 001EL |  | OPERATING | OPERATING | E222 | LTK0-1M2 | F40607002 |  | LTK0
LTK-H02QEB40AA014 | MANUAL VALVE P SWITCH 007VI |  | OPERATING | OPERATING | E222 | LTK0-1M2 | F40607002 |  | LTK0
LTK-H02QEB40AA015 | MANUAL VALVE 008VI |  | OPERATING | OPERATING | E222 | LTK0-1M2 | F40607002 |  | LTK0
LTK-H02QEB40AT001 | FILTER 002FI |  | OPERATING | OPERATING | E222 | LTK0-1M2 | F40607002 |  | LTK0
LTK-H02QEB40AT002 | LUBRICATOR 001GR |  | OPERATING | OPERATING | E222 | LTK0-1M2 | F40607002 |  | LTK0
LTK-H02QEB40BB001 | AUXILIARY GENERATOR BRAKE AIR TANK |  | OPERATING | OPERATING | E222 | LTK0-1M2 | F40607002 |  | LTK0
LTK-H02QEB40BB001-S01 | PRESSURE SWITCH 002SP |  | OPERATING | OPERATING | E222 | LTK0-1D0 | F40607002 |  | LTK0
LTK-H02QEB40BB001-S02 | PRESSURE SWITCH 001SP |  | OPERATING | OPERATING | E222 | LTK0-1D0 | F40607002 |  | LTK0
LTK-H02QEB40BB001QP01 | PRESSURE GAUGE |  | OPERATING | OPERATING | E222 | LTK0-1D0 | F40607002 |  | LTK0
LTK-H02QEB40BB001QP02 | PRESSURE SWITCH 001SP |  | OPERATING | OPERATING | E222 | LTK0-1D0 | F40607002 |  | LTK0
LTK-H02QEB40BB001QP03 | PRESSURE GAUGE 002LP |  | OPERATING | OPERATING | E222 | LTK0-1D0 | F40607002 |  | LTK0
LTK-H02QEB50 | MECHANICAL BRAKE SYSTEM |  | OPERATING | OPERATING | E222 | LTK0-1M0 | F40607002 |  | LTK0
LTK-H02QEB50AU001 | MECHANICAL BRAKE SHOE NO.1 |  | OPERATING | OPERATING | E222 | LTK0-1M0 | F40607002 |  | LTK0
LTK-H02QEB50AU001-S01 | LIMITE SWITCH LINNING WARE CONTROL |  | OPERATING | OPERATING | E222 | LTK0-1D0 | F40607002 |  | LTK0
LTK-H02QEB50AU001MB01 | JACKING NO.1 |  | OPERATING | OPERATING | E222 | LTK0-1M0 | F40607002 |  | LTK0
LTK-H02QEB50AU002 | MECHANICAL BRAKE SHOE NO.2 |  | OPERATING | OPERATING | E222 | LTK0-1M0 | F40607002 |  | LTK0
LTK-H02QEB50AU002-S01 | LIMITE SWITCH LINNING WARE CONTROL |  | OPERATING | OPERATING | E222 | LTK0-1D0 | F40607002 |  | LTK0
LTK-H02QEB50AU002MB01 | JACKING NO.2 |  | OPERATING | OPERATING | E222 | LTK0-1M0 | F40607002 |  | LTK0
LTK-H02QEB50AU003 | MECHANICAL BRAKE SHOE NO.3 |  | OPERATING | OPERATING | E222 | LTK0-1M0 | F40607002 |  | LTK0
LTK-H02QEB50AU003-S01 | LIMITE SWITCH LINNING WARE CONTROL |  | OPERATING | OPERATING | E222 | LTK0-1D0 | F40607002 |  | LTK0
LTK-H02QEB50AU003MB01 | JACKING NO.3 |  | OPERATING | OPERATING | E222 | LTK0-1M0 | F40607002 |  | LTK0
LTK-H02QEB50AU004 | MECHANICAL BRAKE SHOE NO.4 |  | OPERATING | OPERATING | E222 | LTK0-1M0 | F40607002 |  | LTK0
LTK-H02QEB50AU004-S01 | LIMITE SWITCH LINNING WARE CONTROL |  | OPERATING | OPERATING | E222 | LTK0-1D0 | F40607002 |  | LTK0
LTK-H02QEB50AU004MB01 | JACKING NO.4 |  | OPERATING | OPERATING | E222 | LTK0-1M0 | F40607002 |  | LTK0
LTK-H02QEB50AU005 | MECHANICAL BRAKE SHOE NO.5 |  | OPERATING | OPERATING | E222 | LTK0-1M0 | F40607002 |  | LTK0
LTK-H02QEB50AU005-S01 | TOP POSITION OF LIFTING SHAFT |  | OPERATING | OPERATING | E222 | LTK0-1D0 | F40607002 |  | LTK0
LTK-H02QEB50AU005-S02 | LIMITE SWITCH LINNING WARE CONTROL |  | OPERATING | OPERATING | E222 | LTK0-1D0 | F40607002 |  | LTK0
LTK-H02QEB50AU005MB01 | JACKING NO.5 |  | OPERATING | OPERATING | E222 | LTK0-1M0 | F40607002 |  | LTK0
LTK-H02QEB50AU006 | LTK-H02QEB50AU006 |  | OPERATING | OPERATING | E222 | LTK0-1M0 | F40607002 |  | LTK0
LTK-H02QEB50AU006-S01 | JACKING NO.6 |  | OPERATING | OPERATING | E222 | LTK0-1M0 | F40607002 |  | LTK0
LTK-H02QEB50AU006-S02 | LIMITE SWITCH LINNING WARE CONTROL |  | OPERATING | OPERATING | E222 | LTK0-1D0 | F40607002 |  | LTK0
LTK-H02QEB50AU006MB01 | MECHANICAL BRAKE SHOE NO6 |  | OPERATING | OPERATING | E222 | LTK0-1M0 | F40607002 |  | LTK0
LTK-H02S | ANCILLARY STSTEMS |  | OPERATING | OPERATING | E222 | LTK0-1M0 | F40607002 |  | LTK0
LTK-H02SG | STATIONARY FIRE PROTECTION SYSTEMS |  | OPERATING | OPERATING | E222 | LTK0-1M0 | F40607002 |  | LTK0
LTK-H02SGA | FIRE WATER SYSTEM,CONVENTIONAL AREA |  | OPERATING | OPERATING | E222 | LTK0-1M0 | F40607002 |  | LTK0
LTK-H02SGA10 | G/M FIRE FIGHTING SYSTEM |  | OPERATING | OPERATING | E222 | LTK0-1D0 | F40607002 |  | LTK0
LTK-H02SGA10BB001 | G/M FIRE FIGHTING SYSTEM |  | OPERATING | OPERATING | E222 | LTK0-1D0 | F40607002 |  | LTK0
LTK-H02SGA10BB001-A01 | G/M FIRE CONTROL PANEL |  | OPERATING | OPERATING | E222 | LTK0-1D0 | F40607002 |  | LTK0
LTK-H02SGA10BB001-B01 | G/M FIRE DIFFERENTIAL PRESSURE |  | OPERATING | OPERATING | E222 | LTK0-1D0 | F40607002 |  | LTK0
LTK-H02SGA10BB001-B02 | G/M FIRE WATER FLOW INDICATOR |  | OPERATING | OPERATING | E222 | LTK0-1D0 | F40607002 |  | LTK0
LTK-H02SGA10BB001KA01 | G/M FIRE SUCTION MANUAL VALVE |  | OPERATING | OPERATING | E222 | LTK0-1M0 | F40607002 |  | LTK0
LTK-H02SGA10BB001KA02 | G/M FIRE AUTOMATIC DRAIN VALVE |  | OPERATING | OPERATING | E222 | LTK0-1D0 | F40607002 |  | LTK0
LTK-H02SGA10BB001KA03 | FIRE BYPASS VALVE |  | OPERATING | OPERATING | E222 | LTK0-1M0 | F40607002 |  | LTK0
LTK-H02SGA10BB001KA04 | FIRE DISCHARGE MANUAL VALVE |  | OPERATING | OPERATING | E222 | LTK0-1M0 | F40607002 |  | LTK0
LTK-H02SGA10BB001KA05 | FIRE DISCHARGE CHECK VALVE |  | OPERATING | OPERATING | E222 | LTK0-1M0 | F40607002 |  | LTK0
LTK-H02SGA10BB001KA06 | G/M FIRE WATER MOTOR VALVE |  | OPERATING | OPERATING | E222 | LTK0-1D0 | F40607002 |  | LTK0
LTK-H02SGA10BB001KA07 | G/M FIRE CONTROL VALVE ( DELUXE ) |  | OPERATING | OPERATING | E222 | LTK0-1D0 | F40607002 |  | LTK0
LTK-H02SGA10BB001KA08 | G/M FIRE MANUAL VALVE |  | OPERATING | OPERATING | E222 | LTK0-1M0 | F40607002 |  | LTK0
LTK-H02SGA10BB001KT01 | G/M FIRE STATIONARY STRAINER |  | OPERATING | OPERATING | E222 | LTK0-1M0 | F40607002 |  | LTK0
LTK-H02SGA10BB001QH01 | G/M FIRE HEAT DETECTOR NO. 1 - 8 |  | OPERATING | OPERATING | E222 | LTK0-1D0 | F40607002 |  | LTK0
LTK-H02SGA10BB001QH02 | G/M FIRE SMOKE DETECTOR |  | OPERATING | OPERATING | E222 | LTK0-1D0 | F40607002 |  | LTK0
LTK-H02SGA10BB001QP01 | G/M FIREPRESSURE INDICATOR |  | OPERATING | OPERATING | E222 | LTK0-1D0 | F40607002 |  | LTK0
LTK-H02SGA11 | G/M WATER FIRE PROTECTION |  | OPERATING | OPERATING | E222 | LTK0-1D0 | F40607002 |  | LTK0
LTK-H02SGA11BB001 | LTK-H02SGA11BB001 |  | OPERATING | OPERATING | E222 | LTK0-1M0 | F40607002 |  | LTK0
LTK-H02SGA11BB001-F01 | G/M WATER FIRE PROTECTION |  | OPERATING | OPERATING | E222 | LTK0-1D0 | F40607002 |  | LTK0
LTK-H02SGAAA110 | DELUGE VALVE SET FOR KG2A |  | OPERATING | OPERATING | E222 | LTK0-1M2 | F406070 |  | LTK0
LTK-H02SGAAA210 | DELUGE VALVE SET FOR KW2A |  | OPERATING | OPERATING | E222 | LTK0-1M2 | F406070 |  | LTK0
LTK-H03 | LAM TAKONG HYDRO POWER PLANT UNIT 3 |  | OPERATING | OPERATING | E223 | LTK0-1M0 | F40607003 |  | LTK0
LTK-H03B | POWER TRANSMISSION |  | OPERATING | OPERATING | E223 | LTK0-1D0 | F40607003 |  | LTK0
LTK-H03BAA10 | GENERATOR LEADS |  | OPERATING | OPERATING | E223 | LTK0-1D0 | F40607003 |  | LTK0
LTK-H03BAA10CE110 | CT: 16.5kV, 3000A/5A, C800 - G/M PROTECTION RELAY |  | OPERATING | OPERATING | E223 | LTK0-1D0 | F40607003 |  | LTK0
LTK-H03BAA10CE120 | CT: 16.5kV, 12000A/5A, C800 - TRANSFORMER PROTECTION RELAY |  | OPERATING | OPERATING | E223 | LTK0-1D0 | F40607003 |  | LTK0
LTK-H03BAA10CE130 | CT: 16.5kV, 3000A/5A, C800 - TRANSFORMER PROTECTION RELAY |  | OPERATING | OPERATING | E223 | LTK0-1D0 | F40607003 |  | LTK0
LTK-H03BAA10CE140 | CT: 16.5kV, 3000A/5A, C800 - SPLIT PHASE PROTECTION RELAY |  | OPERATING | OPERATING | E223 | LTK0-1D0 | F40607003 |  | LTK0
LTK-H03BAA10CE151 | CT: 16.5kV, 12000A/5A, C1.2-1.8 - EXCITATION & GOVERNOR SYSTEM |  | OPERATING | OPERATING | E223 | LTK0-1D0 | F40607003 |  | LTK0
LTK-H03BAA10CE152 | CT: 16.5kV, 12000A/5A, C1.2-1.8 - EXCITATION & METERING |  | OPERATING | OPERATING | E223 | LTK0-1D0 | F40607003 |  | LTK0
LTK-H03BAA10CE161 | CT: 16.5kV, 12000A/5A, C800 - G/M PROTECTION RELAY |  | OPERATING | OPERATING | E223 | LTK0-1D0 | F40607003 |  | LTK0
LTK-H03BAA10CE162 | CT: 16.5kV, 12000A/5A, C800 - G/M PROTECTION RELAY |  | OPERATING | OPERATING | E223 | LTK0-1D0 | F40607003 |  | LTK0
LTK-H03BAA10CE163 | CT: 16.5kV, 12000A/5A, C800 - G/M PROTECTION RELAY |  | OPERATING | OPERATING | E223 | LTK0-1D0 | F40607003 |  | LTK0
LTK-H03BAA10CE164 | CT: 16.5kV, 12000A/5A, C800 - PROTECTION SYSTEM |  | OPERATING | OPERATING | E223 | LTK0-1D0 | F40607003 |  | LTK0
LTK-H03BAA10CE210 | PT: 16.5/√3kV:115/√3,1.2, 200VA - SYNC & METERING |  | OPERATING | OPERATING | E223 | LTK0-1D0 | F40607003 |  | LTK0
LTK-H03BAA10CE230 | PT: 16.5/√3kV:115/√3,1.2, 200VA - EXCITATION, GOVERNOR & G/M PROTECTION RELAY |  | OPERATING | OPERATING | E223 | LTK0-1D0 | F40607003 |  | LTK0
LTK-H03BAA10CE241 | PT: 16.5/√3kV:115/√3:115/3V, 1.2, 200VA - SYNC, GOV ,EXCITATION & TRANSFORMER PROTECTION RELAY |  | OPERATING | OPERATING | E223 | LTK0-1D0 | F40607003 |  | LTK0
LTK-H03BAA10CE242 | PT: 16.5/√3kV:115/√3:115/3V, 1.2, 75VA - TRANSFORMER PROTECTION RELAY |  | OPERATING | OPERATING | E223 | LTK0-1D0 | F40607003 |  | LTK0
LTK-H03BAA10GH100 | GENERATOR CIRCUIT BREAKER (52G) CUBICLE |  | OPERATING | OPERATING | E223 | LTK0-1D0 | F40607003 |  | LTK0
LTK-H03BAA10GH200 | PHASE REVERSE DISCONNECTOR SWITCH (89PRD) CUBICLE |  | OPERATING | OPERATING | E223 | LTK0-1D0 | F40607003 |  | LTK0
LTK-H03BAA10GS100 | GENERATOR CIRCUIT BREAKER (52G) |  | OPERATING | OPERATING | E223 | LTK0-1D0 | F40607003 |  | LTK0
LTK-H03BAA10GS100-F01 | GENERATOR CIRCUIT BREAKER SURGE CAPACITOR |  | OPERATING | OPERATING | E223 | LTK0-1D0 | F40607003 |  | LTK0
LTK-H03BAA10GS200 | PHASE REVERSE DISCONNECTING SWITCH (89PRD) |  | OPERATING | OPERATING | E223 | LTK0-1D0 | F40607003 |  | LTK0
LTK-H03BAA10GS270 | SFC DISCONNECTING SWITCH - 89SB3 |  | OPERATING | OPERATING | E223 | LTK0-1D0 | F40607003 |  | LTK0
LTK-H03BAA10GS280 | BACK TO BACK DISCONNECTING SWITCH (89SBB) |  | OPERATING | OPERATING | E223 | LTK0-1D0 | F40607003 |  | LTK0
LTK-H03BAA10GS290 | EXCITATION TRANSFORMER DISCONNECTING SWITCH (89E) |  | OPERATING | OPERATING | E223 | LTK0-1D0 | F40607003 |  | LTK0
LTK-H03BAA10GS600 | DYNAMIC BRAKING DISCONNECTING SWITCH (57DB) |  | OPERATING | OPERATING | E223 | LTK0-1D0 | F40607003 |  | LTK0
LTK-H03BAA10GS610 | GCB EARTH SWITCH (MKGG) |  | OPERATING | OPERATING | E223 | LTK0-1D0 | F40607003 |  | LTK0
LTK-H03BAA10GS620 | GCB EARTH SWITCH (MKGT) |  | OPERATING | OPERATING | E223 | LTK0-1D0 | F40607003 |  | LTK0
LTK-H03BAA10GS630 | PHASE REVERSE EARTHING SWITCH (89PRD-ES) |  | OPERATING | OPERATING | E223 | LTK0-1D0 | F40607003 |  | LTK0
LTK-H03BAACE220 | PT: 16.5/√3kV:115/√3,1.2, 200VA - EXCITATION & G/M PROTECTION RELAY |  | OPERATING | OPERATING | E223 | LTK0-1D0 | F40607003 |  | LTK0
LTK-H03BAB | NEUTRAL STAR POINT BUS |  | OPERATING | OPERATING | E223 | LTK0-1D0 | F40607003 |  | LTK0
LTK-H03BAB10CE110 | CT: 16.5kV, 3000A/5A, C800 - SPLIT PHASE PROTECTION RELAY |  | OPERATING | OPERATING | E223 | LTK0-1D0 | F40607003 |  | LTK0
LTK-H03BAB10CE120 | CT: 16.5kV, 3000A/5A, C800 - SPLIT PHASE PROTECTION RELAY |  | OPERATING | OPERATING | E223 | LTK0-1D0 | F40607003 |  | LTK0
LTK-H03BAT01 | GENERATOR TRANSFORMERS |  | OPERATING | OPERATING | E223 | LTK0-1D0 | F40607003 |  | LTK0
LTK-H03BAT01AC001 | MAIN TRANSFORMER OIL COOLER NO.1 |  | OPERATING | OPERATING | E223 | LTK0-1M2 | F40607003 |  | LTK0
LTK-H03BAT01AC002 | MAIN TRANSFORMER OIL COOLER NO.2 |  | OPERATING | OPERATING | E223 | LTK0-1M2 | F40607003 |  | LTK0
LTK-H03BAT01AC003 | MAIN TRANSFORMER OIL COOLER NO.3 |  | OPERATING | OPERATING | E223 | LTK0-1M2 | F40607003 |  | LTK0
LTK-H03BAT01AP110 | COOLER NO.1 FOR MTR |  | OPERATING | OPERATING | E223 | LTK0-1M0 | F40607003 |  | LTK0
LTK-H03BAT01AP110-M01 | ELECTRICAL MOTOR - MTR OIL CIRCURALTE PUMP NO.1 - AP110 |  | OPERATING | OPERATING | E223 |  | F40607003 |  | LTK0
LTK-H03BAT01AP120 | COOLER NO.2 FOR MTR |  | OPERATING | OPERATING | E223 | LTK0-1M0 | F40607003 |  | LTK0
LTK-H03BAT01AP120-M01 | ELECTRICAL MOTOR - MTR OIL CIRCURALTE PUMP NO.2 - AP120 |  | OPERATING | OPERATING | E223 |  | F40607003 |  | LTK0
LTK-H03BAT01AP130 | COOLING NO.3 FOR MTR |  | OPERATING | OPERATING | E223 | LTK0-1M0 | F40607003 |  | LTK0
LTK-H03BAT01AP130-M01 | ELECTRICAL MOTOR - MTR OIL CIRCURALTE PUMP NO.3 - AP130 |  | OPERATING | OPERATING | E223 |  | F40607003 |  | LTK0
LTK-H03BAT01AP140 | MAIN TRANSFORMER OIL CURCULATING PUMP 1 |  | OPERATING | OPERATING | E223 | LTK0-1M0 | F40607003 |  | LTK0
LTK-H03BAT01AP150 | MAIN TRANSFORMER OIL CURCULATING PUMP 2 |  | OPERATING | OPERATING | E223 | LTK0-1M0 | F40607003 |  | LTK0
LTK-H03BAT01AP160 | MAIN TRANSFORMER OIL CURCULATING PUMP 3 |  | OPERATING | OPERATING | E223 | LTK0-1M0 | F40607003 |  | LTK0
LTK-H03BAT01CD001 | ONLINE GAS MONITORING SYSTEM - HYDRAN M2 |  | OPERATING | OPERATING | E223 | LTK0-1D0 | F40607003 |  | LTK0
LTK-H03BAT01CD001AXQ01 | CHROMATOGRAPHY INSTRUMENT INLET OIL GAS |  | OPERATING | OPERATING | E223 | LTK0-1D0 | F40607003 |  | LTK0
LTK-H03BAT01CD001BXQ01 | CHROMATOGRAPHY INSTRUMENT INLET OIL RELA |  | OPERATING | OPERATING | E223 | LTK0-1D0 | F40607003 |  | LTK0
LTK-H03BAT01CD001CXQ01 | CHROMATOGRAPHY INSTRUMENT INLET OIL WATE |  | OPERATING | OPERATING | E223 | LTK0-1D0 | F40607003 |  | LTK0
LTK-H03BAT01CD111 | SF6 DENSIMETER |  | OPERATING | OPERATING | E223 | LTK0-1D0 | F40607003 |  | LTK0
LTK-H03BAT01CD112 | SF6 DENSIMETER |  | OPERATING | OPERATING | E223 | LTK0-1D0 | F40607003 |  | LTK0
LTK-H03BAT01CD113 | SF6 DENSIMETER |  | OPERATING | OPERATING | E223 | LTK0-1D0 | F40607003 |  | LTK0
LTK-H03BAT01CD114 | SF6 DENSIMETER |  | OPERATING | OPERATING | E223 | LTK0-1D0 | F40607003 |  | LTK0
LTK-H03BAT01CD121 | SF6 DENSIMETER |  | OPERATING | OPERATING | E223 | LTK0-1D0 | F40607003 |  | LTK0
LTK-H03BAT01CD122 | SF6 DENSIMETER |  | OPERATING | OPERATING | E223 | LTK0-1D0 | F40607003 |  | LTK0
LTK-H03BAT01CD123 | SF6 DENSIMETER |  | OPERATING | OPERATING | E223 | LTK0-1D0 | F40607003 |  | LTK0
LTK-H03BAT01CD124 | SF6 DENSIMETER |  | OPERATING | OPERATING | E223 | LTK0-1D0 | F40607003 |  | LTK0
LTK-H03BAT01CD131 | SF6 DENSIMETER |  | OPERATING | OPERATING | E223 | LTK0-1D0 | F40607003 |  | LTK0
LTK-H03BAT01CD132 | SF6 DENSIMETER |  | OPERATING | OPERATING | E223 | LTK0-1D0 | F40607003 |  | LTK0
LTK-H03BAT01CD133 | SF6 DENSIMETER |  | OPERATING | OPERATING | E223 | LTK0-1D0 | F40607003 |  | LTK0
LTK-H03BAT01CD134 | SF6 DENSIMETER |  | OPERATING | OPERATING | E223 | LTK0-1D0 | F40607003 |  | LTK0
LTK-H03BAT01CE110 | CT: 230kV, 1200A/5A, C400 - MTR PROTECTION RELAY (PHASE) |  | OPERATING | OPERATING | E223 | LTK0-1D0 | F40607003 |  | LTK0
LTK-H03BAT01CE120 | CT: 230kV, 1200A/5A, C400 - MTR PROTECTION RELAY (PHASE) |  | OPERATING | OPERATING | E223 | LTK0-1D0 | F40607003 |  | LTK0
LTK-H03BAT01CE130 | CT: 230kV, 1000A/5A - MTR PROTECTION RELAY (NEUTRAL) |  | OPERATING | OPERATING | E223 | LTK0-1D0 | F40607003 |  | LTK0
LTK-H03BAT01CE150 | CT: 230kV, 1000A/5A - AVR OF OLTC |  | OPERATING | OPERATING | E223 | LTK0-1D0 | F40607003 |  | LTK0
LTK-H03BAT01CE160 | CT: 230kV, 1000A/5A - WINDING TEMP. TRANSMITTER |  | OPERATING | OPERATING | E223 | LTK0-1D0 | F40607003 |  | LTK0
LTK-H03BAT01CE170 | CT: 230kV, 1000A/5A - WINDING TEMP. TRANSMITTER |  | OPERATING | OPERATING | E223 | LTK0-1D0 | F40607003 |  | LTK0
LTK-H03BAT01CE180 | CT: 16.5kV, 26000A/5A - WINDING TEMP. TRANSMITTER |  | OPERATING | OPERATING | E223 | LTK0-1D0 | F40607003 |  | LTK0
LTK-H03BAT01CF101 | MAIN BUCHOLZ RELAY - BH1 |  | OPERATING | OPERATING | E223 | LTK0-1D0 | F40607003 |  | LTK0
LTK-H03BAT01CF102 | OLTC BUCHOLZ RELAY - BH2 (ALARM) |  | OPERATING | OPERATING | E223 | LTK0-1D0 | F40607003 |  | LTK0
LTK-H03BAT01CF102XB20 | Buchholz relay for OLTC alarm |  | OPERATING | OPERATING | E223 | LTK0-1D0 | F40607003 |  | LTK0
LTK-H03BAT01CF103 | OLTC BUCHOLZ RELAY - BH3 (TRIP) |  | OPERATING | OPERATING | E223 | LTK0-1D0 | F40607003 |  | LTK0
LTK-H03BAT01CF110XB08 | No.1 WATER COOLER OIL FLOW INDICATOR |  | OPERATING | OPERATING | E223 | LTK0-1M0 | F40607003 |  | LTK0
LTK-H03BAT01CF111XB08 | No.1 WATER COOLER WATER FLOW INDICATOR |  | OPERATING | OPERATING | E223 | LTK0-1M0 | F40607003 |  | LTK0
LTK-H03BAT01CF120XB08 | No.2 WATER COOLER OIL FLOW INDICATOR |  | OPERATING | OPERATING | E223 | LTK0-1M0 | F40607003 |  | LTK0
LTK-H03BAT01CF121XB08 | No.2 WATER COOLER WATER FLOW INDICATOR |  | OPERATING | OPERATING | E223 | LTK0-1M0 | F40607003 |  | LTK0
LTK-H03BAT01CF130XB08 | No.3 WATER COOLER OIL FLOW INDICATOR |  | OPERATING | OPERATING | E223 | LTK0-1M0 | F40607003 |  | LTK0
LTK-H03BAT01CF131XB08 | No.3 WATER COOLER WATER FLOW INDICATOR |  | OPERATING | OPERATING | E223 | LTK0-1M0 | F40607003 |  | LTK0
LTK-H03BAT01CL101 | MAIN LIQUID LEVEL GAUGE - OLI-1 |  | OPERATING | OPERATING | E223 | LTK0-1D0 | F40607003 |  | LTK0
LTK-H03BAT01CL102 | OLTC LIQUID LEVEL GAUGE - OLI-2 |  | OPERATING | OPERATING | E223 | LTK0-1D0 | F40607003 |  | LTK0
LTK-H03BAT01CP101 | MAIN PRESSURE RELIEF DEVICE - PR-A |  | OPERATING | OPERATING | E223 | LTK0-1D0 | F40607003 |  | LTK0
LTK-H03BAT01CP102 | MAIN PRESSURE RELIEF DEVICE - PR-B |  | OPERATING | OPERATING | E223 | LTK0-1D0 | F40607003 |  | LTK0
LTK-H03BAT01CP103 | MAIN PRESSURE RELIEF DEVICE - PR-C |  | OPERATING | OPERATING | E223 | LTK0-1D0 | F40607003 |  | LTK0
LTK-H03BAT01CP104 | OLTC PRESSURE RELIEF DEVICE - PR-3 |  | OPERATING | OPERATING | E223 | LTK0-1D0 | F40607003 |  | LTK0
LTK-H03BAT01CP105 | MAIN SUDDEN PRESSURE RISE RELAY - 63SPR-A |  | OPERATING | OPERATING | E223 | LTK0-1D0 | F40607003 |  | LTK0
LTK-H03BAT01CP106 | MAIN SUDDEN PRESSURE RISE RELAY - 63SPR-B |  | OPERATING | OPERATING | E223 | LTK0-1D0 | F40607003 |  | LTK0
LTK-H03BAT01CP107 | MAIN SUDDEN PRESSURE RISE RELAY - 63SPR-C |  | OPERATING | OPERATING | E223 | LTK0-1D0 | F40607003 |  | LTK0
LTK-H03BAT01CP108 | OLTC SUDDEN PRESSURE RISE RELAY - 63SPR-L |  | OPERATING | OPERATING | E223 | LTK0-1D0 | F40607003 |  | LTK0
LTK-H03BAT01CT001XQ01 | A PHASE OIL TEMPERATURE |  | OPERATING | OPERATING | E223 | LTK0-1D0 | F40607003 |  | LTK0
LTK-H03BAT01CT002XQ01 | B PHASE OIL TEMPERATURE |  | OPERATING | OPERATING | E223 | LTK0-1D0 | F40607003 |  | LTK0
LTK-H03BAT01CT003XQ01 | C PHASE OIL TEMPERATURE |  | OPERATING | OPERATING | E223 | LTK0-1D0 | F40607003 |  | LTK0
LTK-H03BAT01CT004XQ01 | B PHASE WINDING TEMPERATURE |  | OPERATING | OPERATING | E223 | LTK0-1D0 | F40607003 |  | LTK0
LTK-H03BAT01CT005XQ01 | A PHASE WINDING TEMPERATURE |  | OPERATING | OPERATING | E223 | LTK0-1D0 | F40607003 |  | LTK0
LTK-H03BAT01CT006XQ01 | B PHASE WINDING TEMPERATURE |  | OPERATING | OPERATING | E223 | LTK0-1D0 | F40607003 |  | LTK0
LTK-H03BAT01CT007XQ01 | C PHASE WINDING TEMPERATURE |  | OPERATING | OPERATING | E223 | LTK0-1D0 | F40607003 |  | LTK0
LTK-H03BAT01CT099XQ03 | WATER COOLER OIL OUT THERMOMETER |  | OPERATING | OPERATING | E223 | LTK0-1D0 | F40607003 |  | LTK0
LTK-H03BAT01GH001 | GENERATOR TRANSFORMER CONTROL CABINET - GH001 |  | OPERATING | OPERATING | E223 | LTK0-1D0 | F40607003 |  | LTK0
LTK-H03BAT01GH002 | GENERATOR TRANSFORMER CONTROL CABINET - GH002 |  | OPERATING | OPERATING | E223 | LTK0-1D0 | F40607003 |  | LTK0
LTK-H03BAT01GH003 | TRANSFORMER FIRE PROTECTION SYSTEM (SERGI) | LTK-H03SGO01GH002 | OPERATING | OPERATING | E223 |  | F40607003 |  | LTK0
LTK-H03BAT01GH004 | OLTC |  | OPERATING | OPERATING | E223 | LTK0-1D0 | F40607003 |  | LTK0
LTK-H03BAT01GS200 | SEALING END KG3A SIDE |  | OPERATING | OPERATING | E220 |  | F40607003 |  | LTK0
LTK-H03BAT01GT001 | MAIN TRANSFORMER KG3A |  | OPERATING | OPERATING | E223 | LTK0-1D0 | F40607003 |  | LTK0
LTK-H03BAT10GV100 | SURGE ARRESTER 192kV, 10kA |  | OPERATING | OPERATING | E223 | LTK0-1D0 | F40607003 |  | LTK0
LTK-H03BAU10 | EARTHING AND LIGHTNING PROTECTION SYSTEM |  | OPERATING | OPERATING | E223 | LTK0-1D0 | F40607003 |  | LTK0
LTK-H03BAU10CE110 | NGR CURRENT TRANSFORMER - CE110 |  | OPERATING | OPERATING | E223 | LTK0-1D0 | F40607003 |  | LTK0
LTK-H03BAU10CE210 | NGR POTENTIAL TRANSFORMER - CE210 |  | OPERATING | OPERATING | E223 | LTK0-1D0 | F40607003 |  | LTK0
LTK-H03BAU10GS200 | NEUTRAL GROUND DISCONNECTING SWITCH (89NGR) |  | OPERATING | OPERATING | E220 | LTK0-1D0 | F406090 |  | LTK0
LTK-H03BAW10GZ100 | 16.5 KV. BUS , CABLE, IPB. & ACCESSORIES |  | OPERATING | OPERATING | E223 | LTK0-1D0 | F40607003 |  | LTK0
LTK-H03BBA10 | MEDIUM VOLTAGE DISTRIBUTION BOARD |  | OPERATING | OPERATING | E223 | LTK0-1D0 | F40607003 |  | LTK0
LTK-H03BBA10CE110 | Generator protection CT no.1 |  | OPERATING | OPERATING | E223 | LTK0-1D0 | F40607003 |  | LTK0
LTK-H03BBA10CE120 | Generator protection CT no.2 |  | OPERATING | OPERATING | E223 | LTK0-1D0 | F40607003 |  | LTK0
LTK-H03BBA10CE130 | Generator protection CT no.3 |  | OPERATING | OPERATING | E223 | LTK0-1D0 | F40607003 |  | LTK0
LTK-H03BBA10CE140 | Generator protection CT no.4 |  | OPERATING | OPERATING | E223 | LTK0-1D0 | F40607003 |  | LTK0
LTK-H03BJA10 | LOW VOLTAGE DISTRIBUTION BOARD |  | OPERATING | OPERATING | E223 | LTK0-1D0 | F40607003 |  | LTK0
LTK-H03BJA10GS301 | LOW VOLTAGE DISTRIBUTION BOARD |  | OPERATING | OPERATING | E223 | LTK0-1D0 | F40607003 |  | LTK0
LTK-H03C | PROTECTION SYSTEM |  | OPERATING | OPERATING | E223 | LTK0-1D0 | F40607003 |  | LTK0
LTK-H03CAB | CABINETS FOR PROTECTIVE INTERLOCKS |  | OPERATING | OPERATING | E223 | LTK0-1D0 | F40607003 |  | LTK0
LTK-H03CAB10 | CABINETS FOR PROTECTIVE INTERLOCKS |  | OPERATING | OPERATING | E223 | LTK0-1D0 | F40607003 |  | LTK0
LTK-H03CAB11 | CABINETS 11 |  | OPERATING | OPERATING | E223 | LTK0-1D0 | F40607003 |  | LTK0
LTK-H03CHA10 | CABINETS FOR GENERATOR PROTECTION |  | OPERATING | OPERATING | E223 | LTK0-1D0 | F40607003 |  | LTK0
LTK-H03CHA10EG101 | ANNUNCIATOR |  | OPERATING | OPERATING | E223 | LTK0-1D0 | F40607003 |  | LTK0
LTK-H03CHA10EG102 | ALARM |  | OPERATING | OPERATING | E223 | LTK0-1D0 | F40607003 |  | LTK0
LTK-H03CHA10GH101 | GENERATOR PROTECTION SYSTEM A CUBICLE |  | OPERATING | OPERATING | E223 | LTK0-1D0 | F40607003 |  | LTK0
LTK-H03CHA10GH101-K01 | LOCKOUT RELAY 86-1 (SYSTEM A) |  | OPERATING | OPERATING | E223 | LTK0-1D0 | F40607003 |  | LTK0
LTK-H03CHA10GH101-U01 | G/M ELECTRICAL PROTECTION RELAY - SYSTEM A |  | OPERATING | OPERATING | E223 | LTK0-1D0 | F40607003 |  | LTK0
LTK-H03CHA10GH101-U02 | SPLIT PHASE PROTECTION RELAY |  | OPERATING | OPERATING | E223 | LTK0-1D0 | F40607003 |  | LTK0
LTK-H03CHA10GH102 | GENERATOR PROTECTION SYSTEM B CUBICLE |  | OPERATING | OPERATING | E223 | LTK0-1D0 | F40607003 |  | LTK0
LTK-H03CHA10GH102-K01 | LOCK OUT RELAY 86-2 |  | OPERATING | OPERATING | E223 | LTK0-1D0 | F40607003 |  | LTK0
LTK-H03CHA10GH102-K02 | LOCK OUT RELAY 86-1 (SYSTEM B) |  | OPERATING | OPERATING | E223 | LTK0-1D0 | F40607003 |  | LTK0
LTK-H03CHA10GH102-U01 | G/M ELECTRICAL PROTECTION RELAY - SYSTEM B |  | OPERATING | OPERATING | E223 | LTK0-1D0 | F40607003 |  | LTK0
LTK-H03CHA10GH102-U02 | G/M MECHANICAL PROTECTION RELAY |  | OPERATING | OPERATING | E223 | LTK0-1D0 | F40607003 |  | LTK0
LTK-H03CHA10GH102-U03 | ROTOR EARTH FAULT RELAY (64E) |  | OPERATING | OPERATING | E223 | LTK0-1D0 | F40607003 |  | LTK0
LTK-H03CHB10 | CABINETS FOR TRANSFORMER PROTECTION |  | OPERATING | OPERATING | E223 | LTK0-1D0 | F40607003 |  | LTK0
LTK-H03CHB10EG101 | ANNUNCIATOR MTR |  | OPERATING | OPERATING | E223 | LTK0-1D0 | F40607003 |  | LTK0
LTK-H03CHB10EG102 | ALARM MTR |  | OPERATING | OPERATING | E223 | LTK0-1D0 | F40607003 |  | LTK0
LTK-H03CHB10GH101 | TRANSFORMER PROTECTION SYSTEM A CUBICLE |  | OPERATING | OPERATING | E223 | LTK0-1D0 | F40607003 |  | LTK0
LTK-H03CHB10GH101-K01 | LOCKOUT RELAY 86-T (SYSTEM A) |  | OPERATING | OPERATING | E223 | LTK0-1D0 | F40607003 |  | LTK0
LTK-H03CHB10GH101-U01 | MAIN TRANSFORMER ELECTRICAL PROTECTION RELAY - SYSTEM A |  | OPERATING | OPERATING | E223 | LTK0-1D0 | F40607003 |  | LTK0
LTK-H03CHB10GH101-U02 | EXCITATION TRANSFORMER PROTECTION RELAY - SYSTEM A |  | OPERATING | OPERATING | E223 | LTK0-1D0 | F40607003 |  | LTK0
LTK-H03CHB10GH101-U03 | MAIN TRANSFORMER OLTC - AVR MODULE |  | OPERATING | OPERATING | E223 | LTK0-1D0 | F40607003 |  | LTK0
LTK-H03CHB10GH102 | TRANSFORMER PROTECTION SYSTEM B CUBICLE |  | OPERATING | OPERATING | E223 | LTK0-1D0 | F40607003 |  | LTK0
LTK-H03CHB10GH102-81-T(B) |  |  | OPERATING | INACTIVE | E223 | LTK0-1D0 | F40607003 |  | LTK0
LTK-H03CHB10GH102-K02 | LOCKOUT RELAY 86-T (SYSTEM B) |  | OPERATING | OPERATING | E223 | LTK0-1D0 | F40607003 |  | LTK0
LTK-H03CHB10GH102-U01 | MAIN TRANSFORMER ELECTRICAL PROTECTION RELAY - SYSTEM B |  | OPERATING | OPERATING | E223 | LTK0-1D0 | F40607003 |  | LTK0
LTK-H03CHB10GH102-U02 | EXCITATION TRANSFORMER PROTECTION RELAY - SYSTEM B |  | OPERATING | OPERATING | E223 | LTK0-1D0 | F40607003 |  | LTK0
LTK-H03CHB10GH102-U03 | MAIN TRANSFORMER MECHANICAL PROTECTION RELAY |  | OPERATING | OPERATING | E223 | LTK0-1D0 | F40607003 |  | LTK0
LTK-H03CHE10 | PROTECTION (Other) |  | OPERATING | OPERATING | E223 | LTK0-1D0 | F40607003 |  | LTK0
LTK-H03CHE10EG101 | ANNUNCIATOR MTR-B |  | OPERATING | OPERATING | E223 | LTK0-1D0 | F40607003 |  | LTK0
LTK-H03CHE20 | PROTECTION (Other2) |  | OPERATING | OPERATING | E223 | LTK0-1D0 | F40607003 |  | LTK0
LTK-H03CHE20EG101XK40 | S.S.T. electrical protection trip 86-T |  | OPERATING | OPERATING | E223 |  | F40607003 |  | LTK0
LTK-H03CJA10 | UNIT CONTROL SYSTEM |  | OPERATING | OPERATING | E223 | LTK0-1D0 | F40607003 |  | LTK0
LTK-H03CJA10CB100 | PDP MCB100 |  | OPERATING | OPERATING | E223 | LTK0-1D0 | F40607003 |  | LTK0
LTK-H03CJA10CB200 | PDP MCB200 |  | OPERATING | OPERATING | E223 | LTK0-1D0 | F40607003 |  | LTK0
LTK-H03CJA10CB300 | PDP MCB300 |  | OPERATING | OPERATING | E223 | LTK0-1D0 | F40607003 |  | LTK0
LTK-H03CJA10CB400 | PDP MCB400 |  | OPERATING | OPERATING | E223 | LTK0-1D0 | F40607003 |  | LTK0
LTK-H03CJA10CB500 | PDP MCB500 |  | OPERATING | OPERATING | E223 | LTK0-1D0 | F40607003 |  | LTK0
LTK-H03CJA10GH101 | UNIT 3 LCU - LOCAL CONTROL PANEL, METERING |  | OPERATING | OPERATING | E223 | LTK0-1D0 | F40607003 |  | LTK0
LTK-H03CJA10GH101EPB | ESD |  | OPERATING | OPERATING | E223 | LTK0-1D0 | F40607003 |  | LTK0
LTK-H03CJA10GH101EPB10 | ESD |  | OPERATING | OPERATING | E223 | LTK0-1D0 | F40607003 |  | LTK0
LTK-H03CJA10GH101EPB20 | Unit x emergency PB  86-1 |  | OPERATING | OPERATING | E223 | LTK0-1D0 | F40607003 |  | LTK0
LTK-H03CJA10GH101EPB30 | Unit x emergency PB  86-2 |  | OPERATING | OPERATING | E223 | LTK0-1D0 | F40607003 |  | LTK0
LTK-H03CJA10GH102 | UNIT 3 LCU - DROP 11/61, THOUCHSCREEN |  | OPERATING | OPERATING | E223 | LTK0-1D0 | F40607003 |  | LTK0
LTK-H03CJA10GH103 | UNIT 3 LCU - EXT DROP 11-1 (I/O CUBICLE), WINDOWS ANNUNCIATOR |  | OPERATING | OPERATING | E223 | LTK0-1D0 | F40607003 |  | LTK0
LTK-H03CJA10GH104 | UNIT 3 LCU - EXT DROP 11-2 (I/O CUBICLE) |  | OPERATING | OPERATING | E223 | LTK0-1D0 | F40607003 |  | LTK0
LTK-H03CJA10GH105 | UNIT 3 RIO - REMOTE I/O CUBICLE, TOUCHSCREEN, METERING |  | OPERATING | OPERATING | E223 | LTK0-1D0 | F40607003 |  | LTK0
LTK-H03CJA10GH106 | UNIT 3 RIO - EXT 11-1-1(I/O CUBICLE), WINDOW ANNUNCIATOR |  | OPERATING | OPERATING | E223 | LTK0-1D0 | F40607003 |  | LTK0
LTK-H03CJA10GH107 | LCB UNIT RECORDER UNIT 3 |  | OPERATING | OPERATING | E223 | LTK0-1D0 | F40607003 |  | LTK0
LTK-H03CKA20 | INSTRUMENTS FOR VIBRATION MONITORING SYSTEM (MMS) | LTK-H03CMB20 | OPERATING | OPERATING | E223 | LTK0-1D0 | F40607003 |  | LTK0
LTK-H03CKA20CY001 | UPPER GUIDE BEARING - SHAFT RUNOUT X |  | OPERATING | OPERATING | E223 | LTK0-1D0 | F40607003 |  | LTK0
LTK-H03CKA20CY002 | UPPER GUIDE BEARING - SHAFT RUNOUT Y |  | OPERATING | OPERATING | E223 | LTK0-1D0 | F40607003 |  | LTK0
LTK-H03CKA20CY003 | UPPER GUIDE BEARING - VIBRATION X |  | OPERATING | OPERATING | E223 | LTK0-1D0 | F40607003 |  | LTK0
LTK-H03CKA20CY004 | UPPER GUIDE BEARING - VIBRATION Y |  | OPERATING | OPERATING | E223 | LTK0-1D0 | F40607003 |  | LTK0
LTK-H03CKA20CY005 | LOWER GUIDE BEARING - SHAFT RUNOUT X |  | OPERATING | OPERATING | E223 | LTK0-1D0 | F40607003 |  | LTK0
LTK-H03CKA20CY006 | LOWER GUIDE BEARING - SHAFT RUNOUT Y |  | OPERATING | OPERATING | E223 | LTK0-1D0 | F40607003 |  | LTK0
LTK-H03CKA20CY007 | LOWER GUIDE BEARING - VIBRATION X |  | OPERATING | OPERATING | E223 | LTK0-1D0 | F40607003 |  | LTK0
LTK-H03CKA20CY008 | LOWER GUIDE BEARING - VIBRATION Y |  | OPERATING | OPERATING | E223 | LTK0-1D0 | F40607003 |  | LTK0
LTK-H03CKA20CY009 | STATOR FRAME - VIBRATION X |  | OPERATING | OPERATING | E223 | LTK0-1D0 | F40607003 |  | LTK0
LTK-H03CKA20CY010 | STATOR FRAME - VIBRATION Y |  | OPERATING | OPERATING | E223 | LTK0-1D0 | F40607003 |  | LTK0
LTK-H03CKA20CY011 | TURBINE GUIDE BEARING - VIBRATION X |  | OPERATING | OPERATING | E223 | LTK0-1D0 | F40607003 |  | LTK0
LTK-H03CKA20CY012 | TURBINE GUIDE BEARING - VIBRATION Y |  | OPERATING | OPERATING | E223 | LTK0-1D0 | F40607003 |  | LTK0
LTK-H03CKA20CY013 | TURBINE GUIDE BEARING - SHAFT RUNOUT X |  | OPERATING | OPERATING | E223 | LTK0-1D0 | F40607003 |  | LTK0
LTK-H03CKA20CY014 | TURBINE GUIDE BEARING - SHAFT RUNOUT Y |  | OPERATING | OPERATING | E223 | LTK0-1D0 | F40607003 |  | LTK0
LTK-H03CKA20CY015 | THRUST 1 - MONITORING |  | OPERATING | OPERATING | E223 | LTK0-1D0 | F40607003 |  | LTK0
LTK-H03CKA20CY016 | THRUST 2 - MONITORING |  | OPERATING | OPERATING | E223 | LTK0-1D0 | F40607003 |  | LTK0
LTK-H03CKA20CY017 | KEY PHASE PHASE INDICATOR |  | OPERATING | OPERATING | E223 | LTK0-1D0 | F40607003 |  | LTK0
LTK-H03CKA20GH100 | VIBRATION MONITORING SYSTEM (MMS) | H3CMB20GH100 | OPERATING | OPERATING | E223 | LTK0-1D0 | F40607003 |  | LTK0
LTK-H03CMB10 | Upper Bracket |  | OPERATING | OPERATING | E223 | LTK0-1M0 | F40607003 |  | LTK0
LTK-H03CMB10CY901 | Strain detector no.1 for UP. BRCKT ARM DSP. LNR SN. |  | OPERATING | OPERATING | E223 | LTK0-1D0 | F40607003 |  | LTK0
LTK-H03CMB10CY902 | Strain detector no.2 for UP. BRCKT ARM DSP. LNR SN. |  | OPERATING | OPERATING | E223 | LTK0-1D0 | F40607003 |  | LTK0
LTK-H03CMB10CY903 | Strain detector no.3 for UP. BRCKT ARM DSP. LNR SN. |  | OPERATING | OPERATING | E223 | LTK0-1D0 | F40607003 |  | LTK0
LTK-H03CMB10CY904 | Strain detector no.4 for UP. BRCKT ARM DSP. LNR SN. |  | OPERATING | OPERATING | E223 | LTK0-1D0 | F40607003 |  | LTK0
LTK-H03CMB10CY905 | Strain detector no.5 for UP. BRCKT ARM DSP. LNR SN. |  | OPERATING | OPERATING | E223 | LTK0-1D0 | F40607003 |  | LTK0
LTK-H03CMB10CY906 | Strain detector no.6 for UP. BRCKT ARM DSP. LNR SN. |  | OPERATING | OPERATING | E223 | LTK0-1D0 | F40607003 |  | LTK0
LTK-H03CMB20 | MMS |  | OPERATING | OPERATING | E223 | LTK0-1D0 | F40607003 |  | LTK0
LTK-H03CMD10 | Partial Discharge |  | OPERATING | OPERATING | E223 | LTK0-1D0 | F40607003 |  | LTK0
LTK-H03CMD10CT001 | Partial discharge no.1 |  | OPERATING | OPERATING | E223 | LTK0-1D0 | F40607003 |  | LTK0
LTK-H03CMD10CT002 | Partial discharge no.2 |  | OPERATING | OPERATING | E223 | LTK0-1D0 | F40607003 |  | LTK0
LTK-H03CMD10CT003 | Partial discharge no.3 |  | OPERATING | OPERATING | E223 | LTK0-1D0 | F40607003 |  | LTK0
LTK-H03CMD10CT004 | Partial discharge no.4 |  | OPERATING | OPERATING | E223 | LTK0-1D0 | F40607003 |  | LTK0
LTK-H03CMD10CT005 | Partial discharge no.5 |  | OPERATING | OPERATING | E223 | LTK0-1D0 | F40607003 |  | LTK0
LTK-H03CMD10CT006 | Partial discharge no.6 |  | OPERATING | OPERATING | E223 | LTK0-1D0 | F40607003 |  | LTK0
LTK-H03CMD10CT007 | Partial discharge no.7 |  | OPERATING | OPERATING | E223 | LTK0-1D0 | F40607003 |  | LTK0
LTK-H03CMD10CT008 | Partial discharge no.8 |  | OPERATING | OPERATING | E223 | LTK0-1D0 | F40607003 |  | LTK0
LTK-H03CMD10CT009 | Partial discharge no.9 |  | OPERATING | OPERATING | E223 | LTK0-1D0 | F40607003 |  | LTK0
LTK-H03CMD10CT010 | Partial discharge no.10 |  | OPERATING | OPERATING | E223 | LTK0-1D0 | F40607003 |  | LTK0
LTK-H03CMD10CT011 | Partial discharge no.11 |  | OPERATING | OPERATING | E223 | LTK0-1D0 | F40607003 |  | LTK0
LTK-H03CMD10CT012 | Partial discharge no.12 |  | OPERATING | OPERATING | E223 | LTK0-1D0 | F40607003 |  | LTK0
LTK-H03E | HV Cable Terminal |  | OPERATING | OPERATING | E223 | LTK0-1D0 | F40607003 |  | LTK0
LTK-H03EHS30 | SEALING END GIS SIDE |  | OPERATING | OPERATING | E223 | LTK0-1D0 | F40607003 |  | LTK0
LTK-H03EHS40 | SEALING END MTR SIDE |  | OPERATING | OPERATING | E223 | LTK0-1D0 | F40607003 |  | LTK0
LTK-H03L | DRAFT TUBE GATE |  | OPERATING | OPERATING | E223 | LTK0-1M0 | F40607003 |  | LTK0
LTK-H03LQY10AP010 | DRAFT TUBE GATE MOTOR PUMP SET |  | OPERATING | OPERATING | E223 | LTK0-1D0 | F40607003 |  | LTK0
LTK-H03LQY10AP020 | DRAFT TUBE GATE MANUAL PUMP |  | OPERATING | OPERATING | E223 | LTK0-1M0 | F40607003 |  | LTK0
LTK-H03LQY10AS010 | DRAFT TUBE GATE SERVOMOTOR |  | OPERATING | OPERATING | E223 | LTK0-1M0 | F40607003 |  | LTK0
LTK-H03LQY10BB010 | DRAFT TUBE GATE SUMP TANK SET |  | OPERATING | OPERATING | E223 | LTK0-1M0 | F40607003 |  | LTK0
LTK-H03M | MAIN MACHINE SETS |  | OPERATING | OPERATING | E223 | LTK0-1M0 | F40607003 |  | LTK0
LTK-H03MEY10 | GOVERNOR CONTROL SYSTEM |  | OPERATING | OPERATING | E223 | LTK0-1D0 | F40607003 |  | LTK0
LTK-H03MEY10GH001 | DIGITAL GOVERNOR CONTROL CUBICLE |  | OPERATING | OPERATING | E223 | LTK0-1D0 | F40607003 |  | LTK0
LTK-H03MFA | TURBINE SYSTEM |  | OPERATING | OPERATING | E223 | LTK0-1M0 | F40607003 |  | LTK0
LTK-H03MFA10 | SPIRAL CASE |  | OPERATING | OPERATING | E223 | LTK0-1M0 | F40607003 |  | LTK0
LTK-H03MFA10AA110 | SPIRAL CASE DRAIN VALVE |  | OPERATING | OPERATING | E223 | LTK0-1M2 | F406094 |  | LTK0
LTK-H03MFA10AA301 | "Shut-off valve,normally closed " |  | OPERATING | OPERATING | E223 | LTK0-1M0 | F40607003 |  | LTK0
LTK-H03MFA10AA302 | "Shut-off valve,normally opened " |  | OPERATING | OPERATING | E223 | LTK0-1M0 | F40607003 |  | LTK0
LTK-H03MFA10AA311 | "Shut-off valve,normally closed " |  | OPERATING | OPERATING | E223 | LTK0-1M0 | F40607003 |  | LTK0
LTK-H03MFA10AA312 | "Shut-off valve,normally opened " |  | OPERATING | OPERATING | E223 | LTK0-1M0 | F40607003 |  | LTK0
LTK-H03MFA10AA313 | "Shut-off valve,normally opened " |  | OPERATING | OPERATING | E223 | LTK0-1M0 | F40607003 |  | LTK0
LTK-H03MFA10AA314 | "Shut-off valve,normally opened " |  | OPERATING | OPERATING | E223 | LTK0-1M0 | F40607003 |  | LTK0
LTK-H03MFA10CP020 | SC INLET PRESSURE TRANSDUCER - CP020 |  | OPERATING | OPERATING | E223 | LTK0-1D0 | F40607003 |  | LTK0
LTK-H03MFA10CP311 | SC INLET PRESSURE GAUGE - CP311 |  | OPERATING | OPERATING | E223 | LTK0-1M0 | F40607003 |  | LTK0
LTK-H03MFA10HA001 | SPIRAL CASE |  | OPERATING | OPERATING | E223 | LTK0-1M2 | F40607003 |  | LTK0
LTK-H03MFA11 | Hydraulic Control 2 |  | OPERATING | OPERATING | E223 | LTK0-1M0 | F40607003 |  | LTK0
LTK-H03MFA11AA010 | Hydraulic control shut-off valve |  | OPERATING | OPERATING | E223 | LTK0-1M0 | F40607003 |  | LTK0
LTK-H03MFA11AA020 | Hydraulic control shut-off valve |  | OPERATING | OPERATING | E223 | LTK0-1M0 | F40607003 |  | LTK0
LTK-H03MFA11AA050 | Ball valve |  | OPERATING | OPERATING | E223 | LTK0-1M0 | F40607003 |  | LTK0
LTK-H03MFA11AA060 | Ball valve |  | OPERATING | OPERATING | E223 | LTK0-1M0 | F40607003 |  | LTK0
LTK-H03MFA11AA101 | 4/2-Way solenoid valve double coils for SC air exhaust |  | OPERATING | OPERATING | E223 | LTK0-1D0 | F40607003 |  | LTK0
LTK-H03MFA11AA102 | 4/2-Way solenoid valve double coils for SC air relief |  | OPERATING | OPERATING | E223 | LTK0-1D0 | F40607003 |  | LTK0
LTK-H03MFA11BP301 | 2-way throttle valve |  | OPERATING | OPERATING | E223 | LTK0-1M0 | F40607003 |  | LTK0
LTK-H03MFA11BP302 | 2-way throttle valve |  | OPERATING | OPERATING | E223 | LTK0-1M0 | F40607003 |  | LTK0
LTK-H03MFA11CG110 | LIMIT SWITCH SC AIR EXHAUST VALVE - CLOSED |  | OPERATING | OPERATING | E223 | LTK0-1D0 | F40607003 |  | LTK0
LTK-H03MFA11CG111 | LIMIT SWITCH SC AIR EXHAUST VALVE - OPENED |  | OPERATING | OPERATING | E223 | LTK0-1D0 | F40607003 |  | LTK0
LTK-H03MFA11CG120 | LIMIT SWITCH SC AIR RELIEF VALVE - CLOSED |  | OPERATING | OPERATING | E223 | LTK0-1D0 | F40607003 |  | LTK0
LTK-H03MFA11CG121 | LIMIT SWITCH SC AIR RELIEF VALVE - OPENED |  | OPERATING | OPERATING | E223 | LTK0-1D0 | F40607003 |  | LTK0
LTK-H03MFA11CM101 | WATER DETECTOR - SC AIR EXHAUST |  | OPERATING | OPERATING | E223 | LTK0-1D0 | F40607003 |  | LTK0
LTK-H03MFA11CM102 | Level switch |  | OPERATING | OPERATING | E223 | LTK0-1D0 | F40607003 |  | LTK0
LTK-H03MFA15 | Hydraulic Control 3 |  | OPERATING | OPERATING | E223 | LTK0-1M0 | F40607003 |  | LTK0
LTK-H03MFA15AA010 | Hydraulically control valve |  | OPERATING | OPERATING | E223 | LTK0-1M0 | F40607003 |  | LTK0
LTK-H03MFA15AA051 | Shut off valve-normally opened |  | OPERATING | OPERATING | E223 | LTK0-1M0 | F40607003 |  | LTK0
LTK-H03MFA15AA052 | Shut off valve-normally opened |  | OPERATING | OPERATING | E223 | LTK0-1M0 | F40607003 |  | LTK0
LTK-H03MFA15AA053 | Shut off valve-normally opened |  | OPERATING | OPERATING | E223 | LTK0-1M0 | F40607003 |  | LTK0
LTK-H03MFA15AA101 | 4/2-Way solenoid valve double coils for Runner air exhaust |  | OPERATING | OPERATING | E223 | LTK0-1D0 | F40607003 |  | LTK0
LTK-H03MFA15BP301 | 2-way throttle valve |  | OPERATING | OPERATING | E223 | LTK0-1M0 | F40607003 |  | LTK0
LTK-H03MFA20 | GUIDE VANE |  | OPERATING | OPERATING | E223 | LTK0-1M0 | F40607003 |  | LTK0
LTK-H03MFA20AA301 | "Shut-off valve,normally opened " |  | OPERATING | OPERATING | E223 | LTK0-1M0 | F40607003 |  | LTK0
LTK-H03MFA20AA302 | "Shut-off valve,normally opened " |  | OPERATING | OPERATING | E223 | LTK0-1M0 | F40607003 |  | LTK0
LTK-H03MFA20AA311 | "Shut-off valve,normally opened " |  | OPERATING | OPERATING | E223 | LTK0-1M0 | F40607003 |  | LTK0
LTK-H03MFA20AA312 | "Shut-off valve,normally opened " |  | OPERATING | OPERATING | E223 | LTK0-1M0 | F40607003 |  | LTK0
LTK-H03MFA20AA313 | "Shut-off valve,normally opened " |  | OPERATING | OPERATING | E223 | LTK0-1M0 | F40607003 |  | LTK0
LTK-H03MFA20AA314 | "Shut-off valve,normally opened " |  | OPERATING | OPERATING | E223 | LTK0-1M0 | F40607003 |  | LTK0
LTK-H03MFA20AA450 | Shut off valve normally closed |  | OPERATING | OPERATING | E223 | LTK0-1M0 | F40607003 |  | LTK0
LTK-H03MFA20AA451 | Shut off valve normally closed |  | OPERATING | OPERATING | E223 | LTK0-1M0 | F40607003 |  | LTK0
LTK-H03MFA20AA452 | Shut off valve normally closed |  | OPERATING | OPERATING | E223 | LTK0-1M0 | F40607003 |  | LTK0
LTK-H03MFA20AA453 | Shut off valve normally closed |  | OPERATING | OPERATING | E223 | LTK0-1M0 | F40607003 |  | LTK0
LTK-H03MFA20AA454 | Shut off valve normally closed |  | OPERATING | OPERATING | E223 | LTK0-1M0 | F40607003 |  | LTK0
LTK-H03MFA20AA455 | Shut off valve normally closed |  | OPERATING | OPERATING | E223 | LTK0-1M0 | F40607003 |  | LTK0
LTK-H03MFA20AS010 | GUIDEVANE SERVOMOTOR NO.1 |  | OPERATING | OPERATING | E223 | LTK0-1M0 | F40607003 |  | LTK0
LTK-H03MFA20AS020 | GUIDE VANE SERVOMOTOR NO.2 |  | OPERATING | OPERATING | E223 | LTK0-1M0 | F40607003 |  | LTK0
LTK-H03MFA20AS030 | Servomotor auto lock No.1 |  | OPERATING | OPERATING | E223 | LTK0-1M0 | F40607003 |  | LTK0
LTK-H03MFA20AS040 | Servomotor auto lock No.2 |  | OPERATING | OPERATING | E223 | LTK0-1M0 | F40607003 |  | LTK0
LTK-H03MFA20BP010 | Orifice No.1 |  | OPERATING | OPERATING | E223 | LTK0-1M0 | F40607003 |  | LTK0
LTK-H03MFA20BP020 | Orifice No.2 |  | OPERATING | OPERATING | E223 | LTK0-1M0 | F40607003 |  | LTK0
LTK-H03MFA20CG001 | GUIDE VANE POSITION - DISPLACEMENT SENSOR NO.1 |  | OPERATING | OPERATING | E223 | LTK0-1D0 | F40607003 |  | LTK0
LTK-H03MFA20CG002 | GUIDE VANE POSITION - DISPLACEMENT SENSOR NO.2 |  | OPERATING | OPERATING | E223 | LTK0-1D0 | F40607003 |  | LTK0
LTK-H03MFA20CG121 | LIMIT SWITCH SERVOMOTOR NO.1 - MANUAL LOCK OFF |  | OPERATING | OPERATING | E223 | LTK0-1D0 | F40607003 |  | LTK0
LTK-H03MFA20CG122 | LIMIT SWITCH SERVOMOTOR NO.1 - MANUAL LOCK ON |  | OPERATING | OPERATING | E223 | LTK0-1D0 | F40607003 |  | LTK0
LTK-H03MFA20CG123 | LIMIT SWITCH SERVOMOTOR NO.2 - MANUAL LOCK ON |  | OPERATING | OPERATING | E223 | LTK0-1D0 | F40607003 |  | LTK0
LTK-H03MFA20CG124 | LIMIT SWITCH SERVOMOTOR NO.2 - MANUAL LOCK OFF |  | OPERATING | OPERATING | E223 | LTK0-1D0 | F40607003 |  | LTK0
LTK-H03MFA20CG131 | LIMIT SWITCH SERVOMOTOR NO.1 - AUTO LOCK OFF |  | OPERATING | OPERATING | E223 | LTK0-1D0 | F40607003 |  | LTK0
LTK-H03MFA20CG132 | LIMIT SWITCH SERVOMOTOR NO.1 - AUTO LOCK ON |  | OPERATING | OPERATING | E223 | LTK0-1D0 | F40607003 |  | LTK0
LTK-H03MFA20CG141 | LIMIT SWITCH SERVOMOTOR NO.2 - AUTO LOCK OFF |  | OPERATING | OPERATING | E223 | LTK0-1D0 | F40607003 |  | LTK0
LTK-H03MFA20CG142 | LIMIT SWITCH SERVOMOTOR NO.2 - AUTO LOCK ON |  | OPERATING | OPERATING | E223 | LTK0-1D0 | F40607003 |  | LTK0
LTK-H03MFA20CG221 | Position switch / WLD18-N |  | OPERATING | OPERATING | E223 | LTK0-1D0 | F40607003 |  | LTK0
LTK-H03MFA20CG222 | Position switch / WLD18-N |  | OPERATING | OPERATING | E223 | LTK0-1D0 | F40607003 |  | LTK0
LTK-H03MFA20CG223 | Position switch / WLD18-N |  | OPERATING | OPERATING | E223 | LTK0-1D0 | F40607003 |  | LTK0
LTK-H03MFA20CG224 | Position switch / WLD18-N |  | OPERATING | OPERATING | E223 | LTK0-1D0 | F40607003 |  | LTK0
LTK-H03MFA20CG231 | Position switch / WLD18-N |  | OPERATING | OPERATING | E223 | LTK0-1D0 | F40607003 |  | LTK0
LTK-H03MFA20CG232 | Position switch / WLD18-N |  | OPERATING | OPERATING | E223 | LTK0-1D0 | F40607003 |  | LTK0
LTK-H03MFA20CG241 | Position switch / WLD18-N |  | OPERATING | OPERATING | E223 | LTK0-1D0 | F40607003 |  | LTK0
LTK-H03MFA20CG242 | Position switch / WLD18-N |  | OPERATING | OPERATING | E223 | LTK0-1D0 | F40607003 |  | LTK0
LTK-H03MFA20CG910 | LVDT FOR GUIDE VANE POSITION |  | OPERATING | OPERATING | E223 | LTK0-1D0 | F40607003 |  | LTK0
LTK-H03MFA20CG910-B01 | GUIDE VANE POSITION SWITCH NO.1 |  | OPERATING | OPERATING | E223 | LTK0-1D0 | F40607003 |  | LTK0
LTK-H03MFA20CG910-B02 | GUIDE VANE POSITION SWITCH NO.2 |  | OPERATING | OPERATING | E223 | LTK0-1D0 | F40607003 |  | LTK0
LTK-H03MFA20CG910-B03 | GUIDE VANE POSITION SWITCH NO.3 |  | OPERATING | OPERATING | E223 | LTK0-1D0 | F40607003 |  | LTK0
LTK-H03MFA20CG910-B04 | GUIDE VANE POSITION SWITCH NO.4 |  | OPERATING | OPERATING | E223 | LTK0-1D0 | F40607003 |  | LTK0
LTK-H03MFA20CG910-B05 | GUIDE VANE POSITION SWITCH NO.5 |  | OPERATING | OPERATING | E223 | LTK0-1D0 | F40607003 |  | LTK0
LTK-H03MFA20CG910-B06 | GUIDE VANE POSITION SWITCH NO.6 |  | OPERATING | OPERATING | E223 | LTK0-1D0 | F40607003 |  | LTK0
LTK-H03MFA20CG911 | Layout of position sensor for wicket gat |  | OPERATING | OPERATING | E223 | LTK0-1D0 | F40607003 |  | LTK0
LTK-H03MFA20CP010 | VANELESS AREA PRESSURE TRANSDUCER - CP010 |  | OPERATING | OPERATING | E223 | LTK0-1D0 | F40607003 |  | LTK0
LTK-H03MFA20CP020 | BOTTOM RING PRESSURE TRANSDUCER - CP020 |  | OPERATING | OPERATING | E223 | LTK0-1D0 | F40607003 |  | LTK0
LTK-H03MFA20CP105 | VANELESS AREA PRESSURE SWITCH - CP105 |  | OPERATING | OPERATING | E223 | LTK0-1D0 | F40607003 |  | LTK0
LTK-H03MFA20CP301 | VANELESS AREA PRESSURE GAUGE - CP301 |  | OPERATING | OPERATING | E223 | LTK0-1D0 | F40607003 |  | LTK0
LTK-H03MFA20CP311 | PRESSURE GAUGE OF SERVO NO.01 |  | OPERATING | OPERATING | E223 | LTK0-1D0 | F40607003 |  | LTK0
LTK-H03MFA20CP312 | PRESSURE GAUGE OF SERVO NO.01 |  | OPERATING | OPERATING | E223 | LTK0-1D0 | F40607003 |  | LTK0
LTK-H03MFA20CP321 | PRESSURE GAUGE OF SERVO NO.02 |  | OPERATING | OPERATING | E223 | LTK0-1D0 | F40607003 |  | LTK0
LTK-H03MFA20CP322 | PRESSURE GAUGE OF SERVO NO.02 |  | OPERATING | OPERATING | E223 | LTK0-1D0 | F40607003 |  | LTK0
LTK-H03MFA20HA101 | GUIDE VANE MECHANISM NO.1 |  | OPERATING | OPERATING | E223 | LTK0-1M2 | F40607003 |  | LTK0
LTK-H03MFA20HA101KB01 | GUIDE VANE NO.1 |  | OPERATING | OPERATING | E223 | LTK0-1M2 | F40607003 |  | LTK0
LTK-H03MFA20HA101KE01 | GATE LEVER NO.1 |  | OPERATING | OPERATING | E223 | LTK0-1M2 | F40607003 |  | LTK0
LTK-H03MFA20HA101KE02 | SHEAR LEVER NO.1 |  | OPERATING | OPERATING | E223 | LTK0-1M2 | F40607003 |  | LTK0
LTK-H03MFA20HA101KE03 | UPPER LINK PLATE NO.1 |  | OPERATING | OPERATING | E223 | LTK0-1M2 | F40607003 |  | LTK0
LTK-H03MFA20HA101KE04 | LOWER LINK PLATE NO.1 |  | OPERATING | OPERATING | E223 | LTK0-1M2 | F40607003 |  | LTK0
LTK-H03MFA20HA101KE31 | LINK PIN NO.1 |  | OPERATING | OPERATING | E223 | LTK0-1M2 | F40607003 |  | LTK0
LTK-H03MFA20HA101KE32 | ECCENTRIC PIN NO.1 |  | OPERATING | OPERATING | E223 | LTK0-1M2 | F40607003 |  | LTK0
LTK-H03MFA20HA101KE33 | SHEAR PIN NO.1 |  | OPERATING | OPERATING | E223 | LTK0-1M2 | F40607003 |  | LTK0
LTK-H03MFA20HA102 | GUIDE VANE MECHANISM NO.2 |  | OPERATING | OPERATING | E223 | LTK0-1M2 | F40607003 |  | LTK0
LTK-H03MFA20HA102KB01 | GUIDE VANE NO.2 |  | OPERATING | OPERATING | E223 | LTK0-1M2 | F40607003 |  | LTK0
LTK-H03MFA20HA102KE01 | GATE LEVER NO.2 |  | OPERATING | OPERATING | E223 | LTK0-1M2 | F40607003 |  | LTK0
LTK-H03MFA20HA102KE02 | SHEAR LEVER NO.2 |  | OPERATING | OPERATING | E223 | LTK0-1M2 | F40607003 |  | LTK0
LTK-H03MFA20HA102KE03 | UPPER LINK PLATE NO.2 |  | OPERATING | OPERATING | E223 | LTK0-1M2 | F40607003 |  | LTK0
LTK-H03MFA20HA102KE04 | LOWER LINK PLATE NO.2 |  | OPERATING | OPERATING | E223 | LTK0-1M2 | F40607003 |  | LTK0
LTK-H03MFA20HA102KE31 | LINK PIN NO.2 |  | OPERATING | OPERATING | E223 | LTK0-1M2 | F40607003 |  | LTK0
LTK-H03MFA20HA102KE32 | ECCENTRIC PIN NO.2 |  | OPERATING | OPERATING | E223 | LTK0-1M2 | F40607003 |  | LTK0
LTK-H03MFA20HA102KE33 | SHEAR PIN NO.2 |  | OPERATING | OPERATING | E223 | LTK0-1M2 | F40607003 |  | LTK0
LTK-H03MFA20HA103 | GUIDE VANE MECHANISM NO.3 |  | OPERATING | OPERATING | E223 | LTK0-1M2 | F40607003 |  | LTK0
LTK-H03MFA20HA103KB01 | GUIDE VANE NO.3 |  | OPERATING | OPERATING | E223 | LTK0-1M2 | F40607003 |  | LTK0
LTK-H03MFA20HA103KE01 | GATE LEVER NO.3 |  | OPERATING | OPERATING | E223 | LTK0-1M2 | F40607003 |  | LTK0
LTK-H03MFA20HA103KE02 | SHEAR LEVER NO.3 |  | OPERATING | OPERATING | E223 | LTK0-1M2 | F40607003 |  | LTK0
LTK-H03MFA20HA103KE03 | UPPER LINK PLATE NO.3 |  | OPERATING | OPERATING | E223 | LTK0-1M2 | F40607003 |  | LTK0
LTK-H03MFA20HA103KE04 | LOWER LINK PLATE NO.3 |  | OPERATING | OPERATING | E223 | LTK0-1M2 | F40607003 |  | LTK0
LTK-H03MFA20HA103KE31 | LINK PIN NO.3 |  | OPERATING | OPERATING | E223 | LTK0-1M2 | F40607003 |  | LTK0
LTK-H03MFA20HA103KE32 | ECCENTRIC PIN NO.3 |  | OPERATING | OPERATING | E223 | LTK0-1M2 | F40607003 |  | LTK0
LTK-H03MFA20HA103KE33 | SHEAR PIN NO.3 |  | OPERATING | OPERATING | E223 | LTK0-1M2 | F40607003 |  | LTK0
LTK-H03MFA20HA104 | GUIDE VANE MECHANISM NO.4 |  | OPERATING | OPERATING | E223 | LTK0-1M2 | F40607003 |  | LTK0
LTK-H03MFA20HA104KB01 | GUIDE VANE NO.4 |  | OPERATING | OPERATING | E223 | LTK0-1M2 | F40607003 |  | LTK0
LTK-H03MFA20HA104KE01 | GATE LEVER NO.4 |  | OPERATING | OPERATING | E223 | LTK0-1M2 | F40607003 |  | LTK0
LTK-H03MFA20HA104KE02 | SHEAR LEVER NO.4 |  | OPERATING | OPERATING | E223 | LTK0-1M2 | F40607003 |  | LTK0
LTK-H03MFA20HA104KE03 | UPPER LINK PLATE NO.4 |  | OPERATING | OPERATING | E223 | LTK0-1M2 | F40607003 |  | LTK0
LTK-H03MFA20HA104KE04 | LOWER LINK PLATE NO.4 |  | OPERATING | OPERATING | E223 | LTK0-1M2 | F40607003 |  | LTK0
LTK-H03MFA20HA104KE31 | LINK PIN NO.4 |  | OPERATING | OPERATING | E223 | LTK0-1M2 | F40607003 |  | LTK0
LTK-H03MFA20HA104KE32 | ECCENTRIC PIN NO.4 |  | OPERATING | OPERATING | E223 | LTK0-1M2 | F40607003 |  | LTK0
LTK-H03MFA20HA104KE33 | SHEAR PIN NO.4 |  | OPERATING | OPERATING | E223 | LTK0-1M2 | F40607003 |  | LTK0
LTK-H03MFA20HA105 | GUIDE VANE MECHANISM NO.5 |  | OPERATING | OPERATING | E223 | LTK0-1M2 | F40607003 |  | LTK0
LTK-H03MFA20HA105KB01 | GUIDE VANE NO.5 |  | OPERATING | OPERATING | E223 | LTK0-1M2 | F40607003 |  | LTK0
LTK-H03MFA20HA105KE01 | GATE LEVER NO.5 |  | OPERATING | OPERATING | E223 | LTK0-1M2 | F40607003 |  | LTK0
LTK-H03MFA20HA105KE02 | SHEAR LEVER NO.5 |  | OPERATING | OPERATING | E223 | LTK0-1M2 | F40607003 |  | LTK0
LTK-H03MFA20HA105KE03 | UPPER LINK PLATE NO.5 |  | OPERATING | OPERATING | E223 | LTK0-1M2 | F40607003 |  | LTK0
LTK-H03MFA20HA105KE04 | LOWER LINK PLATE NO.5 |  | OPERATING | OPERATING | E223 | LTK0-1M2 | F40607003 |  | LTK0
LTK-H03MFA20HA105KE31 | LINK PIN NO.5 |  | OPERATING | OPERATING | E223 | LTK0-1M2 | F40607003 |  | LTK0
LTK-H03MFA20HA105KE32 | ECCENTRIC PIN NO.5 |  | OPERATING | OPERATING | E223 | LTK0-1M2 | F40607003 |  | LTK0
LTK-H03MFA20HA105KE33 | SHEAR PIN NO.5 |  | OPERATING | OPERATING | E223 | LTK0-1M2 | F40607003 |  | LTK0
LTK-H03MFA20HA106 | GUIDE VANE MECHANISM NO.6 |  | OPERATING | OPERATING | E223 | LTK0-1M2 | F40607003 |  | LTK0
LTK-H03MFA20HA106KB01 | GUIDE VANE NO.6 |  | OPERATING | OPERATING | E223 | LTK0-1M2 | F40607003 |  | LTK0
LTK-H03MFA20HA106KE01 | GATE LEVER NO.6 |  | OPERATING | OPERATING | E223 | LTK0-1M2 | F40607003 |  | LTK0
LTK-H03MFA20HA106KE02 | SHEAR LEVER NO.6 |  | OPERATING | OPERATING | E223 | LTK0-1M2 | F40607003 |  | LTK0
LTK-H03MFA20HA106KE03 | UPPER LINK PLATE NO.6 |  | OPERATING | OPERATING | E223 | LTK0-1M2 | F40607003 |  | LTK0
LTK-H03MFA20HA106KE04 | LOWER LINK PLATE NO.6 |  | OPERATING | OPERATING | E223 | LTK0-1M2 | F40607003 |  | LTK0
LTK-H03MFA20HA106KE31 | LINK PIN NO.6 |  | OPERATING | OPERATING | E223 | LTK0-1M2 | F40607003 |  | LTK0
LTK-H03MFA20HA106KE32 | ECCENTRIC PIN NO.6 |  | OPERATING | OPERATING | E223 | LTK0-1M2 | F40607003 |  | LTK0
LTK-H03MFA20HA106KE33 | SHEAR PIN NO.6 |  | OPERATING | OPERATING | E223 | LTK0-1M2 | F40607003 |  | LTK0
LTK-H03MFA20HA107 | GUIDE VANE MECHANISM NO.7 |  | OPERATING | OPERATING | E223 | LTK0-1M2 | F40607003 |  | LTK0
LTK-H03MFA20HA107KB01 | GUIDE VANE NO.7 |  | OPERATING | OPERATING | E223 | LTK0-1M2 | F40607003 |  | LTK0
LTK-H03MFA20HA107KE01 | GATE LEVER NO.7 |  | OPERATING | OPERATING | E223 | LTK0-1M2 | F40607003 |  | LTK0
LTK-H03MFA20HA107KE02 | SHEAR LEVER NO.7 |  | OPERATING | OPERATING | E223 | LTK0-1M2 | F40607003 |  | LTK0
LTK-H03MFA20HA107KE03 | UPPER LINK PLATE NO.7 |  | OPERATING | OPERATING | E223 | LTK0-1M2 | F40607003 |  | LTK0
LTK-H03MFA20HA107KE04 | LOWER LINK PLATE NO.7 |  | OPERATING | OPERATING | E223 | LTK0-1M2 | F40607003 |  | LTK0
LTK-H03MFA20HA107KE31 | LINK PIN NO.7 |  | OPERATING | OPERATING | E223 | LTK0-1M2 | F40607003 |  | LTK0
LTK-H03MFA20HA107KE32 | ECCENTRIC PIN NO.7 |  | OPERATING | OPERATING | E223 | LTK0-1M2 | F40607003 |  | LTK0
LTK-H03MFA20HA107KE33 | SHEAR PIN NO.7 |  | OPERATING | OPERATING | E223 | LTK0-1M2 | F40607003 |  | LTK0
LTK-H03MFA20HA108 | GUIDE VANE MECHANISM NO.8 |  | OPERATING | OPERATING | E223 | LTK0-1M2 | F40607003 |  | LTK0
LTK-H03MFA20HA108KB01 | GUIDE VANE NO.8 |  | OPERATING | OPERATING | E223 | LTK0-1M2 | F40607003 |  | LTK0
LTK-H03MFA20HA108KE01 | GATE LEVER NO.8 |  | OPERATING | OPERATING | E223 | LTK0-1M2 | F40607003 |  | LTK0
LTK-H03MFA20HA108KE02 | SHEAR LEVER NO.8 |  | OPERATING | OPERATING | E223 | LTK0-1M2 | F40607003 |  | LTK0
LTK-H03MFA20HA108KE03 | UPPER LINK PLATE NO.8 |  | OPERATING | OPERATING | E223 | LTK0-1M2 | F40607003 |  | LTK0
LTK-H03MFA20HA108KE04 | LOWER LINK PLATE NO.8 |  | OPERATING | OPERATING | E223 | LTK0-1M2 | F40607003 |  | LTK0
LTK-H03MFA20HA108KE31 | LINK PIN NO.8 |  | OPERATING | OPERATING | E223 | LTK0-1M2 | F40607003 |  | LTK0
LTK-H03MFA20HA108KE32 | ECCENTRIC PIN NO.8 |  | OPERATING | OPERATING | E223 | LTK0-1M2 | F40607003 |  | LTK0
LTK-H03MFA20HA108KE33 | SHEAR PIN NO.8 |  | OPERATING | OPERATING | E223 | LTK0-1M2 | F40607003 |  | LTK0
LTK-H03MFA20HA109 | GUIDE VANE MECHANISM NO.9 |  | OPERATING | OPERATING | E223 | LTK0-1M2 | F40607003 |  | LTK0
LTK-H03MFA20HA109KB01 | GUIDE VANE NO.9 |  | OPERATING | OPERATING | E223 | LTK0-1M2 | F40607003 |  | LTK0
LTK-H03MFA20HA109KE01 | GATE LEVER NO.9 |  | OPERATING | OPERATING | E223 | LTK0-1M2 | F40607003 |  | LTK0
LTK-H03MFA20HA109KE02 | SHEAR LEVER NO.9 |  | OPERATING | OPERATING | E223 | LTK0-1M2 | F40607003 |  | LTK0
LTK-H03MFA20HA109KE03 | UPPER LINK PLATE NO.9 |  | OPERATING | OPERATING | E223 | LTK0-1M2 | F40607003 |  | LTK0
LTK-H03MFA20HA109KE04 | LOWER LINK PLATE NO.9 |  | OPERATING | OPERATING | E223 | LTK0-1M2 | F40607003 |  | LTK0
LTK-H03MFA20HA109KE31 | LINK PIN NO.9 |  | OPERATING | OPERATING | E223 | LTK0-1M2 | F40607003 |  | LTK0
LTK-H03MFA20HA109KE32 | ECCENTRIC PIN NO.9 |  | OPERATING | OPERATING | E223 | LTK0-1M2 | F40607003 |  | LTK0
LTK-H03MFA20HA109KE33 | SHEAR PIN NO.9 |  | OPERATING | OPERATING | E223 | LTK0-1M2 | F40607003 |  | LTK0
LTK-H03MFA20HA110 | GUIDE VANE MECHANISM NO.10 |  | OPERATING | OPERATING | E223 | LTK0-1M2 | F40607003 |  | LTK0
LTK-H03MFA20HA110KB01 | GUIDE VANE NO.10 |  | OPERATING | OPERATING | E223 | LTK0-1M2 | F40607003 |  | LTK0
LTK-H03MFA20HA110KE01 | GATE LEVER NO.10 |  | OPERATING | OPERATING | E223 | LTK0-1M2 | F40607003 |  | LTK0
LTK-H03MFA20HA110KE02 | SHEAR LEVER NO.10 |  | OPERATING | OPERATING | E223 | LTK0-1M2 | F40607003 |  | LTK0
LTK-H03MFA20HA110KE03 | UPPER LINK PLATE NO.10 |  | OPERATING | OPERATING | E223 | LTK0-1M2 | F40607003 |  | LTK0
LTK-H03MFA20HA110KE04 | LOWER LINK PLATE NO.10 |  | OPERATING | OPERATING | E223 | LTK0-1M2 | F40607003 |  | LTK0
LTK-H03MFA20HA110KE31 | LINK PIN NO.10 |  | OPERATING | OPERATING | E223 | LTK0-1M2 | F40607003 |  | LTK0
LTK-H03MFA20HA110KE32 | ECCENTRIC PIN NO.10 |  | OPERATING | OPERATING | E223 | LTK0-1M2 | F40607003 |  | LTK0
LTK-H03MFA20HA110KE33 | SHEAR PIN NO.10 |  | OPERATING | OPERATING | E223 | LTK0-1M2 | F40607003 |  | LTK0
LTK-H03MFA20HA111 | GUIDE VANE MECHANISM NO.11 |  | OPERATING | OPERATING | E223 | LTK0-1M2 | F40607003 |  | LTK0
LTK-H03MFA20HA111KB01 | GUIDE VANE NO.11 |  | OPERATING | OPERATING | E223 | LTK0-1M2 | F40607003 |  | LTK0
LTK-H03MFA20HA111KE01 | GATE LEVER NO.11 |  | OPERATING | OPERATING | E223 | LTK0-1M2 | F40607003 |  | LTK0
LTK-H03MFA20HA111KE02 | SHEAR LEVER NO.11 |  | OPERATING | OPERATING | E223 | LTK0-1M2 | F40607003 |  | LTK0
LTK-H03MFA20HA111KE03 | UPPER LINK PLATE NO.11 |  | OPERATING | OPERATING | E223 | LTK0-1M2 | F40607003 |  | LTK0
LTK-H03MFA20HA111KE04 | LOWER LINK PLATE NO.11 |  | OPERATING | OPERATING | E223 | LTK0-1M2 | F40607003 |  | LTK0
LTK-H03MFA20HA111KE31 | LINK PIN NO.11 |  | OPERATING | OPERATING | E223 | LTK0-1M2 | F40607003 |  | LTK0
LTK-H03MFA20HA111KE32 | ECCENTRIC PIN NO.11 |  | OPERATING | OPERATING | E223 | LTK0-1M2 | F40607003 |  | LTK0
LTK-H03MFA20HA111KE33 | SHEAR PIN NO.11 |  | OPERATING | OPERATING | E223 | LTK0-1M2 | F40607003 |  | LTK0
LTK-H03MFA20HA112 | GUIDE VANE MECHANISM NO.12 |  | OPERATING | OPERATING | E223 | LTK0-1M2 | F40607003 |  | LTK0
LTK-H03MFA20HA112KB01 | GUIDE VANE NO.12 |  | OPERATING | OPERATING | E223 | LTK0-1M2 | F40607003 |  | LTK0
LTK-H03MFA20HA112KE01 | GATE LEVER NO.12 |  | OPERATING | OPERATING | E223 | LTK0-1M2 | F40607003 |  | LTK0
LTK-H03MFA20HA112KE02 | SHEAR LEVER NO.12 |  | OPERATING | OPERATING | E223 | LTK0-1M2 | F40607003 |  | LTK0
LTK-H03MFA20HA112KE03 | UPPER LINK PLATE NO.12 |  | OPERATING | OPERATING | E223 | LTK0-1M2 | F40607003 |  | LTK0
LTK-H03MFA20HA112KE04 | LOWER LINK PLATE NO.12 |  | OPERATING | OPERATING | E223 | LTK0-1M2 | F40607003 |  | LTK0
LTK-H03MFA20HA112KE31 | LINK PIN NO.12 |  | OPERATING | OPERATING | E223 | LTK0-1M2 | F40607003 |  | LTK0
LTK-H03MFA20HA112KE32 | ECCENTRIC PIN NO.12 |  | OPERATING | OPERATING | E223 | LTK0-1M2 | F40607003 |  | LTK0
LTK-H03MFA20HA112KE33 | SHEAR PIN NO.12 |  | OPERATING | OPERATING | E223 | LTK0-1M2 | F40607003 |  | LTK0
LTK-H03MFA20HA113 | GUIDE VANE MECHANISM NO.13 |  | OPERATING | OPERATING | E223 | LTK0-1M2 | F40607003 |  | LTK0
LTK-H03MFA20HA113KB01 | GUIDE VANE NO.13 |  | OPERATING | OPERATING | E223 | LTK0-1M2 | F40607003 |  | LTK0
LTK-H03MFA20HA113KE01 | GATE LEVER NO.13 |  | OPERATING | OPERATING | E223 | LTK0-1M2 | F40607003 |  | LTK0
LTK-H03MFA20HA113KE02 | SHEAR LEVER NO.13 |  | OPERATING | OPERATING | E223 | LTK0-1M2 | F40607003 |  | LTK0
LTK-H03MFA20HA113KE03 | UPPER LINK PLATE NO.13 |  | OPERATING | OPERATING | E223 | LTK0-1M2 | F40607003 |  | LTK0
LTK-H03MFA20HA113KE04 | LOWER LINK PLATE NO.13 |  | OPERATING | OPERATING | E223 | LTK0-1M2 | F40607003 |  | LTK0
LTK-H03MFA20HA113KE31 | LINK PIN NO.13 |  | OPERATING | OPERATING | E223 | LTK0-1M2 | F40607003 |  | LTK0
LTK-H03MFA20HA113KE32 | ECCENTRIC PIN NO.13 |  | OPERATING | OPERATING | E223 | LTK0-1M2 | F40607003 |  | LTK0
LTK-H03MFA20HA113KE33 | SHEAR PIN NO.13 |  | OPERATING | OPERATING | E223 | LTK0-1M2 | F40607003 |  | LTK0
LTK-H03MFA20HA114 | GUIDE VANE MECHANISM NO.14 |  | OPERATING | OPERATING | E223 | LTK0-1M2 | F40607003 |  | LTK0
LTK-H03MFA20HA114KB01 | GUIDE VANE NO.14 |  | OPERATING | OPERATING | E223 | LTK0-1M2 | F40607003 |  | LTK0
LTK-H03MFA20HA114KE01 | GATE LEVER NO.14 |  | OPERATING | OPERATING | E223 | LTK0-1M2 | F40607003 |  | LTK0
LTK-H03MFA20HA114KE02 | SHEAR LEVER NO.14 |  | OPERATING | OPERATING | E223 | LTK0-1M2 | F40607003 |  | LTK0
LTK-H03MFA20HA114KE03 | UPPER LINK PLATE NO.14 |  | OPERATING | OPERATING | E223 | LTK0-1M2 | F40607003 |  | LTK0
LTK-H03MFA20HA114KE04 | LOWER LINK PLATE NO.14 |  | OPERATING | OPERATING | E223 | LTK0-1M2 | F40607003 |  | LTK0
LTK-H03MFA20HA114KE31 | LINK PIN NO.14 |  | OPERATING | OPERATING | E223 | LTK0-1M2 | F40607003 |  | LTK0
LTK-H03MFA20HA114KE32 | ECCENTRIC PIN NO.14 |  | OPERATING | OPERATING | E223 | LTK0-1M2 | F40607003 |  | LTK0
LTK-H03MFA20HA114KE33 | SHEAR PIN NO.14 |  | OPERATING | OPERATING | E223 | LTK0-1M2 | F40607003 |  | LTK0
LTK-H03MFA20HA115 | GUIDE VANE MECHANISM NO.15 |  | OPERATING | OPERATING | E223 | LTK0-1M2 | F40607003 |  | LTK0
LTK-H03MFA20HA115KB01 | GUIDE VANE NO.15 |  | OPERATING | OPERATING | E223 | LTK0-1M2 | F40607003 |  | LTK0
LTK-H03MFA20HA115KE01 | GATE LEVER NO.15 |  | OPERATING | OPERATING | E223 | LTK0-1M2 | F40607003 |  | LTK0
LTK-H03MFA20HA115KE02 | SHEAR LEVER NO.15 |  | OPERATING | OPERATING | E223 | LTK0-1M2 | F40607003 |  | LTK0
LTK-H03MFA20HA115KE03 | UPPER LINK PLATE NO.15 |  | OPERATING | OPERATING | E223 | LTK0-1M2 | F40607003 |  | LTK0
LTK-H03MFA20HA115KE04 | LOWER LINK PLATE NO.15 |  | OPERATING | OPERATING | E223 | LTK0-1M2 | F40607003 |  | LTK0
LTK-H03MFA20HA115KE31 | LINK PIN NO.15 |  | OPERATING | OPERATING | E223 | LTK0-1M2 | F40607003 |  | LTK0
LTK-H03MFA20HA115KE32 | ECCENTRIC PIN NO.15 |  | OPERATING | OPERATING | E223 | LTK0-1M2 | F40607003 |  | LTK0
LTK-H03MFA20HA115KE33 | SHEAR PIN NO.15 |  | OPERATING | OPERATING | E223 | LTK0-1M2 | F40607003 |  | LTK0
LTK-H03MFA20HA116 | GUIDE VANE MECHANISM NO.16 |  | OPERATING | OPERATING | E223 | LTK0-1M2 | F40607003 |  | LTK0
LTK-H03MFA20HA116KB01 | GUIDE VANE NO.16 |  | OPERATING | OPERATING | E223 | LTK0-1M2 | F40607003 |  | LTK0
LTK-H03MFA20HA116KE01 | GATE LEVER NO.16 |  | OPERATING | OPERATING | E223 | LTK0-1M2 | F40607003 |  | LTK0
LTK-H03MFA20HA116KE02 | SHEAR LEVER NO.16 |  | OPERATING | OPERATING | E223 | LTK0-1M2 | F40607003 |  | LTK0
LTK-H03MFA20HA116KE03 | UPPER LINK PLATE NO.16 |  | OPERATING | OPERATING | E223 | LTK0-1M2 | F40607003 |  | LTK0
LTK-H03MFA20HA116KE04 | LOWER LINK PLATE NO.16 |  | OPERATING | OPERATING | E223 | LTK0-1M2 | F40607003 |  | LTK0
LTK-H03MFA20HA116KE31 | LINK PIN NO.16 |  | OPERATING | OPERATING | E223 | LTK0-1M2 | F40607003 |  | LTK0
LTK-H03MFA20HA116KE32 | ECCENTRIC PIN NO.16 |  | OPERATING | OPERATING | E223 | LTK0-1M2 | F40607003 |  | LTK0
LTK-H03MFA20HA116KE33 | SHEAR PIN NO.16 |  | OPERATING | OPERATING | E223 | LTK0-1M2 | F40607003 |  | LTK0
LTK-H03MFA20HA117 | GUIDE VANE MECHANISM NO.17 |  | OPERATING | OPERATING | E223 | LTK0-1M2 | F40607003 |  | LTK0
LTK-H03MFA20HA117KB01 | GUIDE VANE NO.17 |  | OPERATING | OPERATING | E223 | LTK0-1M2 | F40607003 |  | LTK0
LTK-H03MFA20HA117KE01 | GATE LEVER NO.17 |  | OPERATING | OPERATING | E223 | LTK0-1M2 | F40607003 |  | LTK0
LTK-H03MFA20HA117KE02 | SHEAR LEVER NO.17 |  | OPERATING | OPERATING | E223 | LTK0-1M2 | F40607003 |  | LTK0
LTK-H03MFA20HA117KE03 | UPPER LINK PLATE NO.17 |  | OPERATING | OPERATING | E223 | LTK0-1M2 | F40607003 |  | LTK0
LTK-H03MFA20HA117KE04 | LOWER LINK PLATE NO.17 |  | OPERATING | OPERATING | E223 | LTK0-1M2 | F40607003 |  | LTK0
LTK-H03MFA20HA117KE31 | LINK PIN NO.17 |  | OPERATING | OPERATING | E223 | LTK0-1M2 | F40607003 |  | LTK0
LTK-H03MFA20HA117KE32 | ECCENTRIC PIN NO.17 |  | OPERATING | OPERATING | E223 | LTK0-1M2 | F40607003 |  | LTK0
LTK-H03MFA20HA117KE33 | SHEAR PIN NO.17 |  | OPERATING | OPERATING | E223 | LTK0-1M2 | F40607003 |  | LTK0
LTK-H03MFA20HA118 | GUIDE VANE MECHANISM NO.18 |  | OPERATING | OPERATING | E223 | LTK0-1M2 | F40607003 |  | LTK0
LTK-H03MFA20HA118KB01 | GUIDE VANE NO.18 |  | OPERATING | OPERATING | E223 | LTK0-1M2 | F40607003 |  | LTK0
LTK-H03MFA20HA118KE01 | GATE LEVER NO.18 |  | OPERATING | OPERATING | E223 | LTK0-1M2 | F40607003 |  | LTK0
LTK-H03MFA20HA118KE02 | SHEAR LEVER NO.18 |  | OPERATING | OPERATING | E223 | LTK0-1M2 | F40607003 |  | LTK0
LTK-H03MFA20HA118KE03 | UPPER LINK PLATE NO.18 |  | OPERATING | OPERATING | E223 | LTK0-1M2 | F40607003 |  | LTK0
LTK-H03MFA20HA118KE04 | LOWER LINK PLATE NO.18 |  | OPERATING | OPERATING | E223 | LTK0-1M2 | F40607003 |  | LTK0
LTK-H03MFA20HA118KE31 | LINK PIN NO.18 |  | OPERATING | OPERATING | E223 | LTK0-1M2 | F40607003 |  | LTK0
LTK-H03MFA20HA118KE32 | ECCENTRIC PIN NO.18 |  | OPERATING | OPERATING | E223 | LTK0-1M2 | F40607003 |  | LTK0
LTK-H03MFA20HA118KE33 | SHEAR PIN NO.18 |  | OPERATING | OPERATING | E223 | LTK0-1M2 | F40607003 |  | LTK0
LTK-H03MFA20HA119 | GUIDE VANE MECHANISM NO.19 |  | OPERATING | OPERATING | E223 | LTK0-1M2 | F40607003 |  | LTK0
LTK-H03MFA20HA119KB01 | GUIDE VANE NO.19 |  | OPERATING | OPERATING | E223 | LTK0-1M2 | F40607003 |  | LTK0
LTK-H03MFA20HA119KE01 | GATE LEVER NO.19 |  | OPERATING | OPERATING | E223 | LTK0-1M2 | F40607003 |  | LTK0
LTK-H03MFA20HA119KE02 | SHEAR LEVER NO.19 |  | OPERATING | OPERATING | E223 | LTK0-1M2 | F40607003 |  | LTK0
LTK-H03MFA20HA119KE03 | UPPER LINK PLATE NO.19 |  | OPERATING | OPERATING | E223 | LTK0-1M2 | F40607003 |  | LTK0
LTK-H03MFA20HA119KE04 | LOWER LINK PLATE NO.19 |  | OPERATING | OPERATING | E223 | LTK0-1M2 | F40607003 |  | LTK0
LTK-H03MFA20HA119KE31 | LINK PIN NO.19 |  | OPERATING | OPERATING | E223 | LTK0-1M2 | F40607003 |  | LTK0
LTK-H03MFA20HA119KE32 | ECCENTRIC PIN NO.19 |  | OPERATING | OPERATING | E223 | LTK0-1M2 | F40607003 |  | LTK0
LTK-H03MFA20HA119KE33 | SHEAR PIN NO.19 |  | OPERATING | OPERATING | E223 | LTK0-1M2 | F40607003 |  | LTK0
LTK-H03MFA30 | RUNNER & TURBINE SHAFT |  | OPERATING | OPERATING | E223 | LTK0-1M0 | F40607003 |  | LTK0
LTK-H03MFA30AA010 | MECHANICAL OVER SPEED DEVICE |  | OPERATING | OPERATING | E223 | LTK0-1M0 | F40607003 |  | LTK0
LTK-H03MFA30AA301 | "Shut-off valve,normally opened " |  | OPERATING | OPERATING | E223 | LTK0-1M0 | F40607003 |  | LTK0
LTK-H03MFA30AA302 | "Shut-off valve,normally opened " |  | OPERATING | OPERATING | E223 | LTK0-1M0 | F40607003 |  | LTK0
LTK-H03MFA30AA303 | "Shut-off valve,normally opened " |  | OPERATING | OPERATING | E223 | LTK0-1M0 | F40607003 |  | LTK0
LTK-H03MFA30AA304 | "Shut-off valve,normally opened " |  | OPERATING | OPERATING | E223 | LTK0-1M0 | F40607003 |  | LTK0
LTK-H03MFA30AA311 | "Shut-off valve,normally opened " |  | OPERATING | OPERATING | E223 | LTK0-1M0 | F40607003 |  | LTK0
LTK-H03MFA30AA312 | "Shut-off valve,normally opened " |  | OPERATING | OPERATING | E223 | LTK0-1M0 | F40607003 |  | LTK0
LTK-H03MFA30AA313 | "Shut-off valve,normally opened " |  | OPERATING | OPERATING | E223 | LTK0-1M0 | F40607003 |  | LTK0
LTK-H03MFA30AA314 | "Shut-off valve,normally opened " |  | OPERATING | OPERATING | E223 | LTK0-1M0 | F40607003 |  | LTK0
LTK-H03MFA30CG101 | Limit switch/Proximity switch |  | OPERATING | OPERATING | E223 | LTK0-1D0 | F40607003 |  | LTK0
LTK-H03MFA30CG102 | Limit switch/Proximity switch |  | OPERATING | OPERATING | E223 | LTK0-1D0 | F40607003 |  | LTK0
LTK-H03MFA30CG130 | Limit switch/Proximity switch for Runner air exhaust valve closed |  | OPERATING | OPERATING | E223 | LTK0-1D0 | F40607003 |  | LTK0
LTK-H03MFA30CG131 | Limit switch/Proximity switch for Runner air exhaust valve opened |  | OPERATING | OPERATING | E223 | LTK0-1D0 | F40607003 |  | LTK0
LTK-H03MFA30CP010 | BEFORE WEARING RING PRESSURE TRANSDUCER - CP010 |  | OPERATING | OPERATING | E223 | LTK0-1D0 | F40607003 |  | LTK0
LTK-H03MFA30CP020 | AFTER WEARING RING PRESSURE TRANSDUCER - CP020 |  | OPERATING | OPERATING | E223 | LTK0-1D0 | F40607003 |  | LTK0
LTK-H03MFA30CP301 | BEFORE WEARING RING PRESSURE TRANSDUCER - CP301 |  | OPERATING | OPERATING | E223 | LTK0-1D0 | F40607003 |  | LTK0
LTK-H03MFA30CP311 | AFTER WEARING RING PRESSURE TRANSDUCER - CP311 |  | OPERATING | OPERATING | E223 | LTK0-1D0 | F40607003 |  | LTK0
LTK-H03MFA30CS010 | Speed indicator |  | OPERATING | OPERATING | E223 | LTK0-1D0 | F40607003 |  | LTK0
LTK-H03MFA30CS020 | Speed indicator |  | OPERATING | OPERATING | E223 | LTK0-1D0 | F40607003 |  | LTK0
LTK-H03MFA30CS030 | Speed indicator |  | OPERATING | OPERATING | E223 | LTK0-1D0 | F40607003 |  | LTK0
LTK-H03MFA30CS040 | Speed indicator |  | OPERATING | OPERATING | E223 | LTK0-1D0 | F40607003 |  | LTK0
LTK-H03MFA30CS050 | Speed indicator |  | OPERATING | OPERATING | E223 | LTK0-1D0 | F40607003 |  | LTK0
LTK-H03MFA30HB001 | TURBINE SHAFT |  | OPERATING | OPERATING | E223 | LTK0-1M2 | F40607003 |  | LTK0
LTK-H03MFA30HB200 | RUNNER |  | OPERATING | OPERATING | E223 | LTK0-1M2 | F40607003 |  | LTK0
LTK-H03MFA50AA001 | SPIRAL CASE DRAIN VALVE |  | OPERATING | OPERATING | E223 | LTK0-1M2 | F406094 |  | LTK0
LTK-H03MFA60 | DRAFT TUBE SYSTEM |  | OPERATING | OPERATING | E223 | LTK0-1D0 | F40607003 |  | LTK0
LTK-H03MFA60AA010 | DRAFT TUBE GATE BYPASS VALVE SET 1 |  | OPERATING | OPERATING | E223 | LTK0-1M2 | F406094 |  | LTK0
LTK-H03MFA60AA011 | DRAFT TUBE GATE BYPASS VALVE SET 2 |  | OPERATING | OPERATING | E223 | LTK0-1M2 | F406094 |  | LTK0
LTK-H03MFA60AA301 | "Shut-off valve,normally opened " |  | OPERATING | OPERATING | E223 | LTK0-1M0 | F40607003 |  | LTK0
LTK-H03MFA60AA311 | "Shut-off valve,normally opened " |  | OPERATING | OPERATING | E223 | LTK0-1M0 | F40607003 |  | LTK0
LTK-H03MFA60AA321 | "Shut-off valve,normally opened " |  | OPERATING | OPERATING | E223 | LTK0-1M0 | F40607003 |  | LTK0
LTK-H03MFA60AA322 | "Shut-off valve,normally opened " |  | OPERATING | OPERATING | E223 | LTK0-1M0 | F40607003 |  | LTK0
LTK-H03MFA60AA323 | "Shut-off valve,normally opened " |  | OPERATING | OPERATING | E223 | LTK0-1M0 | F40607003 |  | LTK0
LTK-H03MFA60AA324 | "Shut-off valve,normally opened " |  | OPERATING | OPERATING | E223 | LTK0-1M0 | F40607003 |  | LTK0
LTK-H03MFA60AA331 | "Shut-off valve,normally opened " |  | OPERATING | OPERATING | E223 | LTK0-1M0 | F40607003 |  | LTK0
LTK-H03MFA60CL100XQ01 | Draft tube opening_2 |  | OPERATING | OPERATING | E223 | LTK0-1M0 | F40607003 |  | LTK0
LTK-H03MFA60CL100XQ02 | Limit switch/Proximity switch |  | OPERATING | OPERATING | E223 | LTK0-1D0 | F40607003 |  | LTK0
LTK-H03MFA60CL100YB01 | Draft tube gate position interlock for M |  | OPERATING | OPERATING | E223 | LTK0-1D0 | F40607003 |  | LTK0
LTK-H03MFA60CP020 | PUMP MODE WINTER-KENNEDY PRESSURE TRANSDUCER - CP020 |  | OPERATING | OPERATING | E223 | LTK0-1D0 | F40607003 |  | LTK0
LTK-H03MFA60CP030 | DT OUTLET PRESSURE TRANSDUCER - CP030 |  | OPERATING | OPERATING | E223 | LTK0-1D0 | F40607003 |  | LTK0
LTK-H03MFA60CP301 | PUMP MODE WINTER-KENNEDY PRESSURE GAUGE - CP301 |  | OPERATING | OPERATING | E223 | LTK0-1D0 | F40607003 |  | LTK0
LTK-H03MFA60CP311 | PUMP MODE WINTER-KENNEDY PRESSURE GAUGE - CP311 |  | OPERATING | OPERATING | E223 | LTK0-1D0 | F40607003 |  | LTK0
LTK-H03MFA60CP321 | DT OUTLET PRESSURE GAUGE - CP321 |  | OPERATING | OPERATING | E223 | LTK0-1D0 | F40607003 |  | LTK0
LTK-H03MFA60CP331 | DT MANDOOR BOTTOM PRESSURE GAUGE - CP331 |  | OPERATING | OPERATING | E223 | LTK0-1D0 | F40607003 |  | LTK0
LTK-H03MFA60GH001 | DRAFT TUBE GATE CONTROL CUBICLE - UNIT 3 |  | OPERATING | OPERATING | E223 | LTK0-1D0 | F40607003 |  | LTK0
LTK-H03MFA60HA001 | DRAFT TUBE |  | OPERATING | OPERATING | E223 | LTK0-1M2 | F40607003 |  | LTK0
LTK-H03MFA60HA011 | DISCHARGE RING |  | OPERATING | OPERATING | E223 | LTK0-1M2 | F40607003 |  | LTK0
LTK-H03MFA60HA021 | BOTTOM RING |  | OPERATING | OPERATING | E223 | LTK0-1M2 | F40607003 |  | LTK0
LTK-H03MFA60KE001 | LOCKING DEVIEC |  | OPERATING | OPERATING | E223 | LTK0-1M2 | F406094 |  | LTK0
LTK-H03MFA90 | Head Cover |  | OPERATING | OPERATING | E223 | LTK0-1D0 | F40607003 |  | LTK0
LTK-H03MFB | MAIN INLET VALVE |  | OPERATING | OPERATING | E223 | LTK0-1M0 | F40607003 |  | LTK0
LTK-H03MFB10 | INLET VALVE |  | OPERATING | OPERATING | E223 | LTK0-1M0 | F40607003 |  | LTK0
LTK-H03MFB10AA001 | 4/2-Way hydraulically control valve (SERVICE SEAL or DOWN STREAM SEAL) |  | OPERATING | OPERATING | E223 | LTK0-1M0 | F40607003 |  | LTK0
LTK-H03MFB10AA005 | 3/2-Way directional valve (wheel) |  | OPERATING | OPERATING | E223 | LTK0-1M0 | F40607003 |  | LTK0
LTK-H03MFB10AA010 | "Main control valve / DN50,PN7,0MPa" |  | OPERATING | OPERATING | E223 | LTK0-1M0 | F40607003 |  | LTK0
LTK-H03MFB10AA050 | Shut off valve normally opened |  | OPERATING | OPERATING | E223 | LTK0-1M0 | F40607003 |  | LTK0
LTK-H03MFB10AA051 | Shut off valve normally opened |  | OPERATING | OPERATING | E223 | LTK0-1M0 | F40607003 |  | LTK0
LTK-H03MFB10AA052 | Shut off valve normally opened |  | OPERATING | OPERATING | E223 | LTK0-1M0 | F40607003 |  | LTK0
LTK-H03MFB10AA055 | Shut off valve normally opened witch loc |  | OPERATING | OPERATING | E223 | LTK0-1M0 | F40607003 |  | LTK0
LTK-H03MFB10AA060 | Shut off valve normally opened |  | OPERATING | OPERATING | E223 | LTK0-1M0 | F40607003 |  | LTK0
LTK-H03MFB10AA061 | 3-WAY VALVE APPLY/RELEASE MAINTENANCE SEAL (UP STREAM SEAL) |  | OPERATING | OPERATING | E223 | LTK0-1M0 | F40607003 |  | LTK0
LTK-H03MFB10AA101 | 3/2 WAY VALVE MAIN CONTROL VALVE OPEN/CLOSE |  | OPERATING | OPERATING | E223 | LTK0-1D0 | F40607003 |  | LTK0
LTK-H03MFB10AA102 | 3-WAY VALVE MIV EMERGENCY SHUTDOWN |  | OPERATING | OPERATING | E223 | LTK0-1D0 | F40607003 |  | LTK0
LTK-H03MFB10AA103 | 4/2-Way solenoid valve (Service seal) |  | OPERATING | OPERATING | E223 | LTK0-1D0 | F40607003 |  | LTK0
LTK-H03MFB10AA104 | 4/2-Way solenoid valve (Bypass valve-01) Not use |  | OPERATING | OPERATING | E223 | LTK0-1D0 | F40607003 |  | LTK0
LTK-H03MFB10AA105 | 4/2-Way solenoid valve (Bypass valve-02) Not use |  | OPERATING | OPERATING | E223 | LTK0-1D0 | F40607003 |  | LTK0
LTK-H03MFB10AA106 | 4/2-Way solenoid valve (Bypass valve-03) |  | OPERATING | OPERATING | E223 | LTK0-1D0 | F40607003 |  | LTK0
LTK-H03MFB10AA110 | MIV DRAIN VALVE |  | OPERATING | OPERATING | E223 | LTK0-1M2 | F406094 |  | LTK0
LTK-H03MFB10AA301 | "Shut-off valve,normally opened " |  | OPERATING | OPERATING | E223 | LTK0-1M0 | F40607003 |  | LTK0
LTK-H03MFB10AA302 | "Shut-off valve,normally opened " |  | OPERATING | OPERATING | E223 | LTK0-1M0 | F40607003 |  | LTK0
LTK-H03MFB10AA311 | "Shut-off valve,normally opened " |  | OPERATING | OPERATING | E223 | LTK0-1M0 | F40607003 |  | LTK0
LTK-H03MFB10AA312 | "Shut-off valve,normally opened " |  | OPERATING | OPERATING | E223 | LTK0-1M0 | F40607003 |  | LTK0
LTK-H03MFB10AA350 | Shut off valve normally opened |  | OPERATING | OPERATING | E223 | LTK0-1M0 | F40607003 |  | LTK0
LTK-H03MFB10AA351 | Shut off valve normally opened |  | OPERATING | OPERATING | E223 | LTK0-1M0 | F40607003 |  | LTK0
LTK-H03MFB10AA352 | Shut off valve normally opened |  | OPERATING | OPERATING | E223 | LTK0-1M0 | F40607003 |  | LTK0
LTK-H03MFB10AA353 | Shut off valve normally opened |  | OPERATING | OPERATING | E223 | LTK0-1M0 | F40607003 |  | LTK0
LTK-H03MFB10AA401 | Shut off valve normally opened |  | OPERATING | OPERATING | E223 | LTK0-1M0 | F40607003 |  | LTK0
LTK-H03MFB10AA402 | Level indicator 2 |  | OPERATING | OPERATING | E223 | LTK0-1D0 | F40607003 |  | LTK0
LTK-H03MFB10AA403 | MIV BYPASS VALVE |  | OPERATING | OPERATING | E223 | LTK0-1M2 | F406094 |  | LTK0
LTK-H03MFB10AA411 | Shut off valve normally opened |  | OPERATING | OPERATING | E223 | LTK0-1M0 | F40607003 |  | LTK0
LTK-H03MFB10AA412 | Shut off valve normally closed |  | OPERATING | OPERATING | E223 | LTK0-1M0 | F40607003 |  | LTK0
LTK-H03MFB10AA421 | Shut off valve normally closed |  | OPERATING | OPERATING | E223 | LTK0-1M0 | F40607003 |  | LTK0
LTK-H03MFB10AA422 | Shut off valve normally closed |  | OPERATING | OPERATING | E223 | LTK0-1M0 | F40607003 |  | LTK0
LTK-H03MFB10AA460 | Shut off valve normally closed |  | OPERATING | OPERATING | E223 | LTK0-1M0 | F40607003 |  | LTK0
LTK-H03MFB10AA461 | MANUAL VALVE BEFORE BY PASS VALVE SET |  | OPERATING | OPERATING | E223 | LTK0-1M2 | F406094 |  | LTK0
LTK-H03MFB10AA801 | Level indicator 1 |  | OPERATING | OPERATING | E223 | LTK0-1D0 | F40607003 |  | LTK0
LTK-H03MFB10AS010 | MIV SERVOMOTOR NO.1 |  | OPERATING | OPERATING | E223 | LTK0-1M2 | F406094 |  | LTK0
LTK-H03MFB10AS020 | MIV SERVOMOTOR NO.2 |  | OPERATING | OPERATING | E223 | LTK0-1M2 | F406094 |  | LTK0
LTK-H03MFB10AT150 | WATER FILTER FOR MAINTENANCE SEAL (UP STREAM SEAL) |  | OPERATING | OPERATING | E223 | LTK0-1M0 | F40607003 |  | LTK0
LTK-H03MFB10AT160 | WATER FILTER FOR SERVICE SEAL (Down STREAM SEAL) |  | OPERATING | OPERATING | E223 | LTK0-1M2 | F406094 |  | LTK0
LTK-H03MFB10BP020 | Orifice |  | OPERATING | OPERATING | E223 | LTK0-1M0 | F40607003 |  | LTK0
LTK-H03MFB10BP030 | Orifice |  | OPERATING | OPERATING | E223 | LTK0-1M0 | F40607003 |  | LTK0
LTK-H03MFB10BP050 | Orifice (MIV SERVO 1) |  | OPERATING | OPERATING | E223 | LTK0-1M0 | F40607003 |  | LTK0
LTK-H03MFB10BP060 | Orifice (MIV SERVO 1) |  | OPERATING | OPERATING | E223 | LTK0-1M0 | F40607003 |  | LTK0
LTK-H03MFB10CG101 | Limit switch / proximity switch for Main control valve closed |  | OPERATING | OPERATING | E223 | LTK0-1D0 | F40607003 |  | LTK0
LTK-H03MFB10CG102 | Limit switch / proximity switch for Main control valve opened |  | OPERATING | OPERATING | E223 | LTK0-1D0 | F40607003 |  | LTK0
LTK-H03MFB10CG103 | Limit switch / proximity switch for Service seal valve closed |  | OPERATING | OPERATING | E223 | LTK0-1D0 | F40607003 |  | LTK0
LTK-H03MFB10CG104 | Limit switch / proximity switch for Service seal valve opened |  | OPERATING | OPERATING | E223 | LTK0-1D0 | F40607003 |  | LTK0
LTK-H03MFB10CG105 | Limit switch / proximity switch for Main control valve emergency reset |  | OPERATING | OPERATING | E223 | LTK0-1D0 | F40607003 |  | LTK0
LTK-H03MFB10CG110 | BYPASS VALVE-02 (OPENED) - PROXIMITY SWITCH |  | OPERATING | OPERATING | E223 | LTK0-1D0 | F40607003 |  | LTK0
LTK-H03MFB10CG111 | BYPASS VALVE-02 (CLOSE) - PROXIMITY SWITCH |  | OPERATING | OPERATING | E223 | LTK0-1D0 | F40607003 |  | LTK0
LTK-H03MFB10CG112 | BYPASS VALVE-01 (OPENED) - PROXIMITY SWITCH |  | OPERATING | OPERATING | E223 | LTK0-1D0 | F40607003 |  | LTK0
LTK-H03MFB10CG113 | BYPASS VALVE-01 (CLOSED) - PROXIMITY SWITCH |  | OPERATING | OPERATING | E223 | LTK0-1D0 | F40607003 |  | LTK0
LTK-H03MFB10CG114 | BYPASS VALVE-03 (OPENED) - PROXIMITY SWITCH |  | OPERATING | OPERATING | E223 | LTK0-1D0 | F40607003 |  | LTK0
LTK-H03MFB10CG115 | BYPASS VALVE-03 (CLOSED) - PROXIMITY SWITCH |  | OPERATING | OPERATING | E223 | LTK0-1D0 | F40607003 |  | LTK0
LTK-H03MFB10CG120 | MAINENACNCE SEAL (OFF) - LIMIT SWITCH NO.1 |  | OPERATING | OPERATING | E223 | LTK0-1D0 | F40607003 |  | LTK0
LTK-H03MFB10CG121 | MAINENACNCE SEAL (OFF) - LIMIT SWITCH NO.2 |  | OPERATING | OPERATING | E223 | LTK0-1D0 | F40607003 |  | LTK0
LTK-H03MFB10CG122 | MAINENACNCE SEAL (OFF) - LIMIT SWITCH NO.3 |  | OPERATING | OPERATING | E223 | LTK0-1D0 | F40607003 |  | LTK0
LTK-H03MFB10CG130 | SERVICE SEAL (OFF) - LIMIT SWITCH NO.1 |  | OPERATING | OPERATING | E223 | LTK0-1D0 | F40607003 |  | LTK0
LTK-H03MFB10CG131 | SERVICE SEAL (OFF) - LIMIT SWITCH NO.2 |  | OPERATING | OPERATING | E223 | LTK0-1D0 | F40607003 |  | LTK0
LTK-H03MFB10CG132 | SERVICE SEAL (OFF) - LIMIT SWITCH NO.3 |  | OPERATING | OPERATING | E223 | LTK0-1D0 | F40607003 |  | LTK0
LTK-H03MFB10CG140 | MIV POSITION - PROXIMITY SENSOR NO.1 |  | OPERATING | OPERATING | E223 | LTK0-1D0 | F40607003 |  | LTK0
LTK-H03MFB10CG141 | MIV POSITION - PROXIMITY SENSOR NO.2 |  | OPERATING | OPERATING | E223 | LTK0-1D0 | F40607003 |  | LTK0
LTK-H03MFB10CG150 | SERVICE SEAL INTERLOCK ON - LIMIT SWITCH |  | OPERATING | OPERATING | E223 | LTK0-1D0 | F40607003 |  | LTK0
LTK-H03MFB10CG151 | MIV POSITION (FULLY OPEN) - PROXIMITY SWITCH |  | OPERATING | OPERATING | E223 | LTK0-1D0 | F40607003 |  | LTK0
LTK-H03MFB10CG152 | MIV POSITION (FULLY CLOSE) - PROXIMITY SWITCH |  | OPERATING | OPERATING | E223 | LTK0-1D0 | F40607003 |  | LTK0
LTK-H03MFB10CP010 | MAINTENANCE SEAL CHAMBER - PRESSURE TRANSMITTER |  | OPERATING | OPERATING | E223 | LTK0-1D0 | F40607003 |  | LTK0
LTK-H03MFB10CP011 | SERVICE SEAL CHAMBER - PRESSURE TRANSMITTER |  | OPERATING | OPERATING | E223 | LTK0-1D0 | F40607003 |  | LTK0
LTK-H03MFB10CP015 | SV INLET PRESSURE - PRESSURE TRANSMITTER |  | OPERATING | OPERATING | E223 | LTK0-1D0 | F40607003 |  | LTK0
LTK-H03MFB10CP020 | SV OUTLETLET PRESSURE - PRESSURE TRANSMITTER |  | OPERATING | OPERATING | E223 | LTK0-1D0 | F40607003 |  | LTK0
LTK-H03MFB10CP110 | SV PRESS UNBALANCE - PRESSURE DIFFERENCE SWITCH |  | OPERATING | OPERATING | E223 | LTK0-1D0 | F40607003 |  | LTK0
LTK-H03MFB10CP150 | SEAL WT FILTER - PRESSURE DIFFERENCE SWITCH |  | OPERATING | OPERATING | E223 | LTK0-1D0 | F40607003 |  | LTK0
LTK-H03MFB10CP305 | SV INLET PRESSURE GAUGE - CP305 |  | OPERATING | OPERATING | E223 | LTK0-1D0 | F40607003 |  | LTK0
LTK-H03MFB10CP310 | SERVO NO. 1 TOP PRESSURE GAUGE - CP310 |  | OPERATING | OPERATING | E223 | LTK0-1D0 | F40607003 |  | LTK0
LTK-H03MFB10CP311 | SV OUTLET PRESSURE GAUGE - CP311 |  | OPERATING | OPERATING | E223 | LTK0-1D0 | F40607003 |  | LTK0
LTK-H03MFB10CP312 | SERVO NO. 1 BOTTOM PRESSURE GAUGE - CP312 |  | OPERATING | OPERATING | E223 | LTK0-1D0 | F40607003 |  | LTK0
LTK-H03MFB10CP320 | SERVO NO. 2 TOP PRESSURE GAUGE - CP320 |  | OPERATING | OPERATING | E223 | LTK0-1D0 | F40607003 |  | LTK0
LTK-H03MFB10CP321 | SERVO NO. 2 BOTTOM PRESSURE GAUGE - CP321 |  | OPERATING | OPERATING | E223 | LTK0-1D0 | F40607003 |  | LTK0
LTK-H03MFB10CP350 | AFTER SEAL WT FILTER PRESSURE GAUGE - CP350 |  | OPERATING | OPERATING | E223 | LTK0-1D0 | F40607003 |  | LTK0
LTK-H03MFD | TURBINE GUIDE BEARING |  | OPERATING | OPERATING | E223 | LTK0-1M0 | F40607003 |  | LTK0
LTK-H03MFD20 | TURBINE GUIDE BEARING |  | OPERATING | OPERATING | E223 | LTK0-1M0 | F40607003 |  | LTK0
LTK-H03MFD20AA211 | SHUT OFF VALVE 3MFD20AA211 |  | OPERATING | OPERATING | E223 | LTK0-1M0 | F40607003 |  | LTK0
LTK-H03MFD20AA411 | SHUT OFF VALVE (DRAIN VALVE) 3MFD20AA411 |  | OPERATING | OPERATING | E223 | LTK0-1M0 | F40607003 |  | LTK0
LTK-H03MFD20AT020 | AIR BREATHER 3MFD20AT020 |  | OPERATING | OPERATING | E223 | LTK0-1M0 | F40607003 |  | LTK0
LTK-H03MFD20BB001 | TURBINE GUIDE BEARING OIL PAN |  | OPERATING | OPERATING | E223 | LTK0-1M0 | F406070 |  | LTK0
LTK-H03MFD20CL020 | TGB OIL PAN LEVEL TRANSMITTER - CL020 |  | OPERATING | OPERATING | E223 | LTK0-1D0 | F40607003 |  | LTK0
LTK-H03MFD20CL020XQ01 | TGB oil level |  | OPERATING | OPERATING | E223 |  | F40607003 |  | LTK0
LTK-H03MFD20CL120 | TGB OIL PAN LEVEL SWITCH - CL120 (LL TRIP) |  | OPERATING | OPERATING | E223 | LTK0-1D0 | F40607003 |  | LTK0
LTK-H03MFD20CL121 | TGB OIL PAN LEVEL SWITCH - CL121 (L ALARM) |  | OPERATING | OPERATING | E223 | LTK0-1D0 | F40607003 |  | LTK0
LTK-H03MFD20CL122 | TGB OIL PAN LEVEL SWITCH - CL122 (H ALARM) |  | OPERATING | OPERATING | E223 | LTK0-1D0 | F40607003 |  | LTK0
LTK-H03MFD20CL123 | TGB OIL PAN LEVEL SWITCH - CL123 (HH TRIP) |  | OPERATING | OPERATING | E223 | LTK0-1D0 | F40607003 |  | LTK0
LTK-H03MFD20CL320 | TGB OIL PAN MAGNETIC LEVEL INDICATOR - CL320 |  | OPERATING | OPERATING | E223 | LTK0-1D0 | F40607003 |  | LTK0
LTK-H03MFD20CM115 | TGB WATER IN OIL RELAY |  | OPERATING | OPERATING | E223 | LTK0-1D0 | F40607003 |  | LTK0
LTK-H03MFD20CT011 | TGB PAD TEMPERATURE RTD NO.1 |  | OPERATING | OPERATING | E223 | LTK0-1D0 | F40607003 |  | LTK0
LTK-H03MFD20CT012 | TGB PAD TEMPERATURE RTD NO.2 |  | OPERATING | OPERATING | E223 | LTK0-1D0 | F40607003 |  | LTK0
LTK-H03MFD20CT013 | TGB PAD TEMPERATURE RTD NO.3 |  | OPERATING | OPERATING | E223 | LTK0-1D0 | F40607003 |  | LTK0
LTK-H03MFD20CT014 | TGB PAD TEMPERATURE RTD NO.4 |  | OPERATING | OPERATING | E223 | LTK0-1D0 | F40607003 |  | LTK0
LTK-H03MFD20CT015 | TGB PAD TEMPERATURE RTD NO.5 |  | OPERATING | OPERATING | E223 | LTK0-1D0 | F40607003 |  | LTK0
LTK-H03MFD20CT016 | TGB PAD TEMPERATURE RTD NO.6 |  | OPERATING | OPERATING | E223 | LTK0-1D0 | F40607003 |  | LTK0
LTK-H03MFD20CT017 | TGB PAD TEMPERATURE RTD NO.7 |  | OPERATING | OPERATING | E223 | LTK0-1D0 | F40607003 |  | LTK0
LTK-H03MFD20CT018 | TGB PAD TEMPERATURE RTD NO.8 |  | OPERATING | OPERATING | E223 | LTK0-1D0 | F40607003 |  | LTK0
LTK-H03MFD20CT019 | TGB PAD TEMPERATURE RTD NO.9 |  | OPERATING | OPERATING | E223 | LTK0-1D0 | F40607003 |  | LTK0
LTK-H03MFD20CT020 | TGB PAD TEMPERATURE RTD NO.10 |  | OPERATING | OPERATING | E223 | LTK0-1D0 | F40607003 |  | LTK0
LTK-H03MFD20CT021 | TGB PAD TEMPERATURE RTD NO.11 |  | OPERATING | OPERATING | E223 | LTK0-1D0 | F40607003 |  | LTK0
LTK-H03MFD20CT022 | TGB PAD TEMPERATURE RTD NO.12 |  | OPERATING | OPERATING | E223 | LTK0-1D0 | F40607003 |  | LTK0
LTK-H03MFD20CT030 | Sensor for resistance thermometer of TGB |  | OPERATING | OPERATING | E223 | LTK0-1D0 | F40607003 |  | LTK0
LTK-H03MFD20CT100 | Sensor for resistance thermometer of TGB |  | OPERATING | OPERATING | E223 | LTK0-1D0 | F40607003 |  | LTK0
LTK-H03MFD20CT101 | DIAL THERMOMETER FOR TGB PAD - CT101 |  | OPERATING | OPERATING | E223 | LTK0-1D0 | F40607003 |  | LTK0
LTK-H03MFD20HD001 | TURBINE BEARING PAD NO.1 |  | OPERATING | OPERATING | E223 | LTK0-1M0 | F406070 |  | LTK0
LTK-H03MFD20HD002 | TURBINE BEARING PAD NO.2 |  | OPERATING | OPERATING | E223 | LTK0-1M0 | F406070 |  | LTK0
LTK-H03MFD20HD003 | TURBINE BEARING PAD NO.3 |  | OPERATING | OPERATING | E223 | LTK0-1M0 | F406070 |  | LTK0
LTK-H03MFD20HD004 | TURBINE BEARING PAD NO.4 |  | OPERATING | OPERATING | E223 | LTK0-1M0 | F406070 |  | LTK0
LTK-H03MFD20HD005 | TURBINE BEARING PAD NO.5 |  | OPERATING | OPERATING | E223 | LTK0-1M0 | F406070 |  | LTK0
LTK-H03MFD20HD006 | TURBINE BEARING PAD NO.6 |  | OPERATING | OPERATING | E223 | LTK0-1M0 | F406070 |  | LTK0
LTK-H03MFD20HD007 | TURBINE BEARING PAD NO.7 |  | OPERATING | OPERATING | E223 | LTK0-1M0 | F406070 |  | LTK0
LTK-H03MFD20HD008 | TURBINE BEARING PAD NO.8 |  | OPERATING | OPERATING | E223 | LTK0-1M0 | F406070 |  | LTK0
LTK-H03MFD20HD009 | TURBINE BEARING PAD NO.9 |  | OPERATING | OPERATING | E223 | LTK0-1M0 | F406070 |  | LTK0
LTK-H03MFD20HD010 | TURBINE BEARING PAD NO.10 |  | OPERATING | OPERATING | E223 | LTK0-1M0 | F406070 |  | LTK0
LTK-H03MFD20HD011 | TURBINE BEARING PAD NO.11 |  | OPERATING | OPERATING | E223 | LTK0-1M0 | F406070 |  | LTK0
LTK-H03MFD20HD012 | TURBINE BEARING PAD NO.12 |  | OPERATING | OPERATING | E223 | LTK0-1M0 | F406070 |  | LTK0
LTK-H03MFG | AIR MAINTENANCE SEAL |  | OPERATING | OPERATING | E223 | LTK0-1M0 | F40607003 |  | LTK0
LTK-H03MFG50 | AIR PRESSURE |  | OPERATING | OPERATING | E223 | LTK0-1M0 | F40607003 |  | LTK0
LTK-H03MFG50AA001 | Shut-off valve normally opened |  | OPERATING | OPERATING | E223 | LTK0-1M0 | F40607003 |  | LTK0
LTK-H03MFG50AA010 | 3-way ball valve |  | OPERATING | OPERATING | E223 | LTK0-1M0 | F40607003 |  | LTK0
LTK-H03MFG50CP110 | Pressure switch for Maintenance seal air pressure normal |  | OPERATING | OPERATING | E223 | LTK0-1D0 | F40607003 |  | LTK0
LTK-H03MFG50CP301 | Pressure gauge |  | OPERATING | OPERATING | E223 | LTK0-1D0 | F40607003 |  | LTK0
LTK-H03MFL | WATER DEPRESSION SYSTEM |  | OPERATING | OPERATING | E223 | LTK0-1M0 | F40607003 |  | LTK0
LTK-H03MFL15 | Sound Level |  | OPERATING | OPERATING | E223 | LTK0-1D0 | F40607003 |  | LTK0
LTK-H03MFL20AA451 | BALL VALVE 3MFL20AA451 |  | OPERATING | OPERATING | E223 | LTK0-1M0 | F40607003 |  | LTK0
LTK-H03MFL30 | WATER DEPRESSION AIR SUPPLY SYSTEM |  | OPERATING | OPERATING | E223 | LTK0-1M0 | F40607003 |  | LTK0
LTK-H03MFL30AA010 | Hydraulically control valve for Water Depressing |  | OPERATING | OPERATING | E223 | LTK0-1M2 | f406094 |  | LTK0
LTK-H03MFL30AA020 | Hydraulically control valve for Air replenishing |  | OPERATING | OPERATING | E223 | LTK0-1M0 | F40607003 |  | LTK0
LTK-H03MFL30AA050 | Check valve |  | OPERATING | OPERATING | E223 | LTK0-1M0 | F40607003 |  | LTK0
LTK-H03MFL30AA051 | Shut off valve-normally opened |  | OPERATING | OPERATING | E223 | LTK0-1M0 | F40607003 |  | LTK0
LTK-H03MFL30AA060 | Check valve |  | OPERATING | OPERATING | E223 | LTK0-1M0 | F40607003 |  | LTK0
LTK-H03MFL30AA061 | Shut off valve-normally closed with lock |  | OPERATING | OPERATING | E223 | LTK0-1M0 | F40607003 |  | LTK0
LTK-H03MFL30AA070 | DRAFT TUBE DRAIN VALVE |  | OPERATING | ACTIVE | E223 | LTK0-1M2 | f406094 |  | LTK0
LTK-H03MFL30AA101 | 4/2-Way solenoid valve double coils for Water depressing |  | OPERATING | OPERATING | E223 | LTK0-1D0 | F40607003 |  | LTK0
LTK-H03MFL30AA201 | Measuring tap connection |  | OPERATING | OPERATING | E223 | LTK0-1M0 | F40607003 |  | LTK0
LTK-H03MFL30AA202 | Measuring tap connection |  | OPERATING | OPERATING | E223 | LTK0-1M0 | F40607003 |  | LTK0
LTK-H03MFL30AA350 | Shut off valve-normally opened |  | OPERATING | OPERATING | E223 | LTK0-1M0 | F40607003 |  | LTK0
LTK-H03MFL30AA351 | Shut off valve-normally opened |  | OPERATING | OPERATING | E223 | LTK0-1M0 | F40607003 |  | LTK0
LTK-H03MFL30AA450 | Shut off valve-normally opened |  | OPERATING | OPERATING | E223 | LTK0-1M0 | F40607003 |  | LTK0
LTK-H03MFL30AA451 | Shut off valve-normally opened |  | OPERATING | OPERATING | E223 | LTK0-1M0 | F40607003 |  | LTK0
LTK-H03MFL30AA901 | Directional valve/ 4WE 10 D5X/EG125N9K4/ |  | OPERATING | OPERATING | E223 | LTK0-1D0 | F40607003 |  | LTK0
LTK-H03MFL30BP11 | Orifice |  | OPERATING | OPERATING | E223 | LTK0-1M0 | F40607003 |  | LTK0
LTK-H03MFL30BP301 | 2-way throttle valve |  | OPERATING | OPERATING | E223 | LTK0-1M0 | F40607003 |  | LTK0
LTK-H03MFL30BP901 | DOUBLE THROTTLE CHECK VALVE 3MFL30BP901 |  | OPERATING | OPERATING | E223 | LTK0-1M0 | F40607003 |  | LTK0
LTK-H03MFL30CG110 | LIMIT SWITCH AIR REPLENISHING - CLOSED |  | OPERATING | OPERATING | E223 | LTK0-1D0 | F40607003 |  | LTK0
LTK-H03MFL30CG111 | LIMIT SWITCH AIR REPLENISHING - OPENED |  | OPERATING | OPERATING | E223 | LTK0-1D0 | F40607003 |  | LTK0
LTK-H03MFL30CG140 | LIMIT SWITCH WATER DEPRESSING VALVE - CLOSED |  | OPERATING | OPERATING | E223 | LTK0-1D0 | F40607003 |  | LTK0
LTK-H03MFL30CG141 | LIMIT SWITCH WATER DEPRESSING VALVE - OPEN |  | OPERATING | OPERATING | E223 | LTK0-1D0 | F40607003 |  | LTK0
LTK-H03MFL30CL001 | DT CONE LEVEL TRANSMITTER - CL001 |  | OPERATING | OPERATING | E223 | LTK0-1D0 | F40607003 |  | LTK0
LTK-H03MFL30CL110 | LEVEL SWITCH BLOWDOWN - STOP |  | OPERATING | OPERATING | E223 | LTK0-1D0 | F40607003 |  | LTK0
LTK-H03MFL30CL111 | LEVEL SWITCH BLOWDOWN - START |  | OPERATING | OPERATING | E223 | LTK0-1D0 | F40607003 |  | LTK0
LTK-H03MFL30CL112 | LEVEL SWITCH BLOWDOWN - H ALARM |  | OPERATING | OPERATING | E223 | LTK0-1D0 | F40607003 |  | LTK0
LTK-H03MFL30CM101 | WATER DETECTOR - RUNNER AIR EXHAUST |  | OPERATING | OPERATING | E223 | LTK0-1D0 | F40607003 |  | LTK0
LTK-H03MFL50 | Labyrinth Ring |  | OPERATING | OPERATING | E223 | LTK0-1M0 | F40607003 |  | LTK0
LTK-H03MFL50CT001XQ01 | Labyrinth ring temp. |  | OPERATING | OPERATING | E223 | LTK0-1D0 | F40607003 |  | LTK0
LTK-H03MFL50CT002XQ01 | Labyrinth ring temp. |  | OPERATING | OPERATING | E223 | LTK0-1D0 | F40607003 |  | LTK0
LTK-H03MFL50CT003XQ01 | Labyrinth ring temp |  | OPERATING | OPERATING | E223 | LTK0-1D0 | F40607003 |  | LTK0
LTK-H03MFP14 | G/M FIRE EXRINGUISHER SYSTEM |  | OPERATING | OPERATING | E223 | LTK0-1D0 | F40607003 |  | LTK0
LTK-H03MFP14AA001 | G/M FIRE EXTINGUISHER - SOLINOID DRIVE DELUGE VALVE |  | OPERATING | OPERATING | E223 | LTK0-1D0 | F40607003 |  | LTK0
LTK-H03MFP14CP001 | G/M FIRE EXTINGUISHER WATER DISCHARGE PRESSURE SWITCH - CP001 |  | OPERATING | OPERATING | E223 | LTK0-1D0 | F40607003 |  | LTK0
LTK-H03MFP14GH001 | G/M FIRE EXTINGUISHER - MODULE BOX |  | OPERATING | OPERATING | E223 | LTK0-1D0 | F40607003 |  | LTK0
LTK-H03MFP14GH002 | G/M FIRE EXTINGUISHER - CONTROL PANEL |  | OPERATING | OPERATING | E223 | LTK0-1D0 | F40607003 |  | LTK0
LTK-H03MFP14HD001 | G/M FIRE EXTINGUISHER - HEAT DETECTOR NO.1 |  | OPERATING | OPERATING | E223 | LTK0-1D0 | F40607003 |  | LTK0
LTK-H03MFP14HD002 | G/M FIRE EXTINGUISHER - HEAT DETECTOR NO.2 |  | OPERATING | OPERATING | E223 | LTK0-1D0 | F40607003 |  | LTK0
LTK-H03MFP14HD003 | G/M FIRE EXTINGUISHER - HEAT DETECTOR NO.3 |  | OPERATING | OPERATING | E223 | LTK0-1D0 | F40607003 |  | LTK0
LTK-H03MFP14HD004 | G/M FIRE EXTINGUISHER - HEAT DETECTOR NO.4 |  | OPERATING | OPERATING | E223 | LTK0-1D0 | F40607003 |  | LTK0
LTK-H03MFP14HD005 | G/M FIRE EXTINGUISHER - HEAT DETECTOR NO.5 |  | OPERATING | OPERATING | E223 | LTK0-1D0 | F40607003 |  | LTK0
LTK-H03MFP14HD006 | G/M FIRE EXTINGUISHER - HEAT DETECTOR NO.6 |  | OPERATING | OPERATING | E223 | LTK0-1D0 | F40607003 |  | LTK0
LTK-H03MFP14SD001 | G/M FIRE EXTINGUISHER - SMOKE DETECTOR NO.1 |  | OPERATING | OPERATING | E223 | LTK0-1D0 | F40607003 |  | LTK0
LTK-H03MFP14SD002 | G/M FIRE EXTINGUISHER - SMOKE DETECTOR NO.2 |  | OPERATING | OPERATING | E223 | LTK0-1D0 | F40607003 |  | LTK0
LTK-H03MFP14SD003 | G/M FIRE EXTINGUISHER - SMOKE DETECTOR NO.3 |  | OPERATING | OPERATING | E223 | LTK0-1D0 | F40607003 |  | LTK0
LTK-H03MFP14SD004 | G/M FIRE EXTINGUISHER - SMOKE DETECTOR NO.4 |  | OPERATING | OPERATING | E223 | LTK0-1D0 | F40607003 |  | LTK0
LTK-H03MFP14SD005 | G/M FIRE EXTINGUISHER - SMOKE DETECTOR NO.5 |  | OPERATING | OPERATING | E223 | LTK0-1D0 | F40607003 |  | LTK0
LTK-H03MFP14SD006 | G/M FIRE EXTINGUISHER - SMOKE DETECTOR NO.6 |  | OPERATING | OPERATING | E223 | LTK0-1D0 | F40607003 |  | LTK0
LTK-H03MFV20 | TURBINE BEARING LUBRICANT SUPPLY SYSTEM |  | OPERATING | OPERATING | E223 | LTK0-1M0 | F40607003 |  | LTK0
LTK-H03MFV20AA001 | SHUT OFF VALVE 3MFV20AA001 |  | OPERATING | OPERATING | E223 | LTK0-1M0 | F40607003 |  | LTK0
LTK-H03MFV20AA010 | SHUT OFF VALVE 3MFV20AA010 |  | OPERATING | OPERATING | E223 | LTK0-1M0 | F40607003 |  | LTK0
LTK-H03MFV20AA015 | CHECK VALVE 3MFV20AA015 |  | OPERATING | OPERATING | E223 | LTK0-1M0 | F40607003 |  | LTK0
LTK-H03MFV20AA016 | SHUT OFF VALVE 3MFV20AA016 |  | OPERATING | OPERATING | E223 | LTK0-1M0 | F40607003 |  | LTK0
LTK-H03MFV20AA020 | SHUT OFF VALVE 3MFV20AA020 |  | OPERATING | OPERATING | E223 | LTK0-1M0 | F40607003 |  | LTK0
LTK-H03MFV20AA025 | CHECK VALVE 3MFV20AA025 |  | OPERATING | OPERATING | E223 | LTK0-1M0 | F40607003 |  | LTK0
LTK-H03MFV20AA026 | SHUT OFF VALVE 3MFV20AA026 |  | OPERATING | OPERATING | E223 | LTK0-1M0 | F40607003 |  | LTK0
LTK-H03MFV20AA055 | SHUT OFF VALVE 3MFV20AA055 |  | OPERATING | OPERATING | E223 | LTK0-1M0 | F40607003 |  | LTK0
LTK-H03MFV20AA056 | SHUT OFF VALVE 3MFV20AA056 |  | OPERATING | OPERATING | E223 | LTK0-1M0 | F40607003 |  | LTK0
LTK-H03MFV20AA065 | SHUT OFF VALVE 3MFV20AA065 |  | OPERATING | OPERATING | E223 | LTK0-1M0 | F40607003 |  | LTK0
LTK-H03MFV20AA066 | SHUT OFF VALVE 3MFV20AA066 |  | OPERATING | OPERATING | E223 | LTK0-1M0 | F40607003 |  | LTK0
LTK-H03MFV20AA750 | SAFETY VALVE 3MFV20AA750 |  | OPERATING | OPERATING | E223 | LTK0-1M0 | F40607003 |  | LTK0
LTK-H03MFV20AA760 | SAFETY VALVE 3MFV20AA760 |  | OPERATING | OPERATING | E223 | LTK0-1M0 | F40607003 |  | LTK0
LTK-H03MFV20AC310 | TGB OIL COOLER (Heat EX-CHANGER) 3MFV20AC310 |  | OPERATING | OPERATING | E223 | LTK0-1M0 | F40607003 |  | LTK0
LTK-H03MFV20AC320 | TGB OIL COOLER (Heat EX-CHANGER) 3MFV20AC320 |  | OPERATING | OPERATING | E223 | LTK0-1M0 | F40607003 |  | LTK0
LTK-H03MFV20AP150 | TURBINE GUIDE BEARING OIL PUMP NO.1 UNIT 3 |  | OPERATING | OPERATING | E223 | LTK0-1M0 | F406070 |  | LTK0
LTK-H03MFV20AP151 | Oil pump No.1 for TGB |  | OPERATING | OPERATING | E223 | LTK0-1M0 | F40607003 |  | LTK0
LTK-H03MFV20AP160 | TURBINE GUIDE BEARING OIL PUMP NO.2 UNIT 3 |  | OPERATING | OPERATING | E223 | LTK0-1M0 | F406070 |  | LTK0
LTK-H03MFV20AP161 | Oil pump No.2 for TGB |  | OPERATING | OPERATING | E223 | LTK0-1M0 | F40607003 |  | LTK0
LTK-H03MFV20AT110 | TGB DUPLEX OIL FILTER 3MFV20AT110 |  | OPERATING | OPERATING | E223 | LTK0-1M0 | F40607003 |  | LTK0
LTK-H03MFV20CF110 | TGB OIL FLOW DETECTOR WITH CONTACT - CF110 |  | OPERATING | OPERATING | E223 | LTK0-1D0 | F40607003 |  | LTK0
LTK-H03MFV20CP110 | PRESSURE DIFFERENCE SWITCH (TGB OIL FILTER) - CP110 |  | OPERATING | OPERATING | E223 | LTK0-1D0 | F40607003 |  | LTK0
LTK-H03MFV20CP151 | TGB PUMP NO.1 PRESSURE SWITCH - CP151 |  | OPERATING | OPERATING | E223 | LTK0-1D0 | F40607003 |  | LTK0
LTK-H03MFV20CP152 | TGB PUMP NO.2 PRESSURE SWITCH - CP152 |  | OPERATING | OPERATING | E223 | LTK0-1D0 | F40607003 |  | LTK0
LTK-H03MFV20CP350 | AFTER TGB OIL FILTER PRESSURE GAUGE - CP350 |  | OPERATING | OPERATING | E223 | LTK0-1D0 | F40607003 |  | LTK0
LTK-H03MFV20CP351 | TGB PUMP NO.1 PRESSURE GAUGE - CP351 |  | OPERATING | OPERATING | E223 | LTK0-1D0 | F40607003 |  | LTK0
LTK-H03MFV20CP352 | TGB PUMP NO.2 PRESSURE GAUGE - CP352 |  | OPERATING | OPERATING | E223 | LTK0-1D0 | F40607003 |  | LTK0
LTK-H03MFV20CP360 | AFTER TGB HEAT EXCHANGER PRESSURE GAUGE - CP360 |  | OPERATING | OPERATING | E223 | LTK0-1D0 | F40607003 |  | LTK0
LTK-H03MFV20CT010 | Sensor for resistance thermometer of Cooling oil temp |  | OPERATING | OPERATING | E223 | LTK0-1D0 | F40607003 |  | LTK0
LTK-H03MFV20CT350 | Sensor for resistance thermometer |  | OPERATING | OPERATING | E223 | LTK0-1D0 | F40607003 |  | LTK0
LTK-H03MFV20CT360 | Sensor for resistance thermometer |  | OPERATING | OPERATING | E223 | LTK0-1D0 | F40607003 |  | LTK0
LTK-H03MFW40 | TURBINE SHAFT SEAL SYSTEM |  | OPERATING | OPERATING | E223 | LTK0-1M0 | F40607003 |  | LTK0
LTK-H03MFW40AA001 | Shut-off valve |  | OPERATING | OPERATING | E223 | LTK0-1M0 | F40607003 |  | LTK0
LTK-H03MFW40AA002 | Shut-off valve |  | OPERATING | OPERATING | E223 | LTK0-1M0 | F40607003 |  | LTK0
LTK-H03MFW40AA010 | Shut-off valve |  | OPERATING | OPERATING | E223 | LTK0-1M0 | F40607003 |  | LTK0
LTK-H03MFW40AA015 | Shut-off valve |  | OPERATING | OPERATING | E223 | LTK0-1M0 | F40607003 |  | LTK0
LTK-H03MFW40AA020 | Shut-off valve |  | OPERATING | OPERATING | E223 | LTK0-1M0 | F40607003 |  | LTK0
LTK-H03MFW40AA025 | Shut-off valve |  | OPERATING | OPERATING | E223 | LTK0-1M0 | F40607003 |  | LTK0
LTK-H03MFW40AA030 | Shut-off valve |  | OPERATING | OPERATING | E223 | LTK0-1M0 | F40607003 |  | LTK0
LTK-H03MFW40AA035 | Shut-off valve |  | OPERATING | OPERATING | E223 | LTK0-1M0 | F40607003 |  | LTK0
LTK-H03MFW40AA040 | Shut-off valve |  | OPERATING | OPERATING | E223 | LTK0-1M0 | F40607003 |  | LTK0
LTK-H03MFW40AA040-1 | Flow Control Valve WATER Discharge adjusting valve |  | OPERATING | OPERATING | E223 | LTK0-1M0 | F40607003 |  | LTK0
LTK-H03MFW40AA045 | "Shut-off valve |  | OPERATING | OPERATING | E223 | LTK0-1M0 | F40607003 |  | LTK0
LTK-H03MFW40AA050 | Check valve |  | OPERATING | OPERATING | E223 | LTK0-1M0 | F40607003 |  | LTK0
LTK-H03MFW40AA055 | Shut-off valve |  | OPERATING | OPERATING | E223 | LTK0-1M0 | F40607003 |  | LTK0
LTK-H03MFW40AA410 | Shut-off valve |  | OPERATING | OPERATING | E223 | LTK0-1M0 | F40607003 |  | LTK0
LTK-H03MFW40AA420 | Shut-off valve |  | OPERATING | OPERATING | E223 | LTK0-1M0 | F40607003 |  | LTK0
LTK-H03MFW40AA450 | Shut-off valve |  | OPERATING | OPERATING | E223 | LTK0-1M0 | F40607003 |  | LTK0
LTK-H03MFW40AA701 | Safety valve 1.7 Mpa. |  | OPERATING | OPERATING | E223 | LTK0-1M0 | F40607003 |  | LTK0
LTK-H03MFW40AT100 | Y-TYPE STRAINER |  | OPERATING | OPERATING | E223 | LTK0-1M0 | F40607003 |  | LTK0
LTK-H03MFW40AT110 | AUTOMATIC STRAINER NO.01 500µm. |  | OPERATING | OPERATING | E223 | LTK0-1M0 | F40607003 |  | LTK0
LTK-H03MFW40AT120 | AUTOMATIC STRAINER NO.02 500µm. |  | OPERATING | OPERATING | E223 | LTK0-1M0 | F40607003 |  | LTK0
LTK-H03MFW40AT130 | Hydro Cyclone |  | OPERATING | OPERATING | E223 | LTK0-1M0 | F40607003 |  | LTK0
LTK-H03MFW40AT140 | Hydro Cyclone |  | OPERATING | OPERATING | E223 | LTK0-1M0 | F40607003 |  | LTK0
LTK-H03MFW40CF010 | SHAFT SEAL WATER FLOW DETECTOR WITH CONTACT - CF010 |  | OPERATING | OPERATING | E223 | LTK0-1D0 | F40607003 |  | LTK0
LTK-H03MFW40CG110XQ01 | Shaft seal wearing value |  | OPERATING | OPERATING | E223 | LTK0-1D0 | F40607003 |  | LTK0
LTK-H03MFW40CP001 | SHAFT SEAL WATER PRESSURE TRANSMITTER - CP001 |  | OPERATING | OPERATING | E223 | LTK0-1D0 | F40607003 |  | LTK0
LTK-H03MFW40CP100 | SHAFT SEAL WATER PRESSURE SWITCH - CP100 |  | OPERATING | OPERATING | E223 | LTK0-1D0 | F40607003 |  | LTK0
LTK-H03MFW40CP110 | PRESSURE DIFFERENCE SWITCH (FILTER) - CP110 |  | OPERATING | OPERATING | E223 | LTK0-1D0 | F40607003 |  | LTK0
LTK-H03MFW40CP120 | PRESSURE DIFFERENCE SWITCH (FILTER) - CP120 |  | OPERATING | OPERATING | E223 | LTK0-1D0 | F40607003 |  | LTK0
LTK-H03MFW40CP310 | SHAFT SEAL SUPPLY PRESSURE GAUGE - CP310 |  | OPERATING | OPERATING | E223 | LTK0-1D0 | F40607003 |  | LTK0
LTK-H03MFW40CP320 | AFTER FILTER SHAFT SEAL PRESSURE GAUGE - CP320 |  | OPERATING | OPERATING | E223 | LTK0-1D0 | F40607003 |  | LTK0
LTK-H03MFW40CP330 | AFTER CYCLONE SHAFT SEAL PRESSURE GAUGE - CP330 |  | OPERATING | OPERATING | E223 | LTK0-1D0 | F40607003 |  | LTK0
LTK-H03MFW40CP340 | AFTER CYCLONE SHAFT SEAL PRESSURE GAUGE - CP340 |  | OPERATING | OPERATING | E223 | LTK0-1D0 | F40607003 |  | LTK0
LTK-H03MFW40CP350 | BEFORE CYCLONE SHAFT SEAL PRESSURE GAUGE - CP350 |  | OPERATING | OPERATING | E223 | LTK0-1D0 | F40607003 |  | LTK0
LTK-H03MFW40CP355 | AFTER FLOW SHAFT SEAL PRESSURE GAUGE - CP355 |  | OPERATING | OPERATING | E223 | LTK0-1D0 | F40607003 |  | LTK0
LTK-H03MFW40CP360 | SHAFT SEAL PRESSURE GAUGE - CP360 |  | OPERATING | OPERATING | E223 | LTK0-1D0 | F40607003 |  | LTK0
LTK-H03MFW40CT010 | SHAFT SEAL TEMPERATURE RTD NO.1 |  | OPERATING | OPERATING | E223 | LTK0-1D0 | F40607003 |  | LTK0
LTK-H03MFW40CT020 | SHAFT SEAL TEMPERATURE RTD NO.2 |  | OPERATING | OPERATING | E223 | LTK0-1D0 | F40607003 |  | LTK0
LTK-H03MFW40HA001 | SHAFT SEAL |  | OPERATING | OPERATING | E223 | LTK0-1M2 | F40607003 |  | LTK0
LTK-H03MFX | FLUID SUPPLY SYSTEM |  | OPERATING | OPERATING | E223 | LTK0-1M0 | F40607003 |  | LTK0
LTK-H03MFX10 | FLUID SUPPLY SYSTEM 1 (GOVERNOR) |  | OPERATING | OPERATING | E223 | LTK0-1M0 | F40607003 |  | LTK0
LTK-H03MFX10AA050 | SHUTT OFF VALVE 3MFX10AA050 |  | OPERATING | OPERATING | E223 | LTK0-1M2 | F406094 |  | LTK0
LTK-H03MFX10AA060 | SHUTT OFF VALVE 3MFX10AA060 |  | OPERATING | OPERATING | E223 | LTK0-1M2 | F406094 |  | LTK0
LTK-H03MFX10AA070 | Shut off valve normally opened |  | OPERATING | OPERATING | E223 | LTK0-1M0 | F40607003 |  | LTK0
LTK-H03MFX10AA150 | Shut off valve normally closed |  | OPERATING | OPERATING | E223 | LTK0-1M0 | F40607003 |  | LTK0
LTK-H03MFX10AA250 | Ball valve for OIL FILLING CONNECTOR |  | OPERATING | OPERATING | E223 | LTK0-1M0 | F40607003 |  | LTK0
LTK-H03MFX10AA350 | Shut off valve normally opened |  | OPERATING | OPERATING | E223 | LTK0-1M0 | F40607003 |  | LTK0
LTK-H03MFX10AA351 | Shut off valve normally opened |  | OPERATING | OPERATING | E223 | LTK0-1M0 | F40607003 |  | LTK0
LTK-H03MFX10AA352 | Shut off valve normally opened |  | OPERATING | OPERATING | E223 | LTK0-1M0 | F40607003 |  | LTK0
LTK-H03MFX10AA353 | Shut off valve normally opened (Pm) |  | OPERATING | OPERATING | E223 | LTK0-1M0 | F40607003 |  | LTK0
LTK-H03MFX10AA354 | Shut off valve normally opened |  | OPERATING | OPERATING | E223 | LTK0-1M0 | F40607003 |  | LTK0
LTK-H03MFX10AA361 | Ball valve / Q71F-150LBP ASME B16.5RF |  | OPERATING | OPERATING | E223 | LTK0-1M0 | F40607003 |  | LTK0
LTK-H03MFX10AA362 | Ball valve / Q71F-150LBP ASME B16.5RF |  | OPERATING | OPERATING | E223 | LTK0-1M0 | F40607003 |  | LTK0
LTK-H03MFX10AA401 | Shut off valve normally closed |  | OPERATING | OPERATING | E223 | LTK0-1D0 | F40607003 |  | LTK0
LTK-H03MFX10AA401-1 | 2/2-Way solenoid valve for Pressure tank air relief |  | OPERATING | OPERATING | E223 | LTK0-1M0 | F40607003 |  | LTK0
LTK-H03MFX10AA402 | 2/2-Way solenoid valve for Pressure tank air supply |  | OPERATING | OPERATING | E223 | LTK0-1D0 | F40607003 |  | LTK0
LTK-H03MFX10AA403 | Check valve |  | OPERATING | OPERATING | E223 | LTK0-1M0 | F40607003 |  | LTK0
LTK-H03MFX10AA431 | Check valve |  | OPERATING | OPERATING | E223 | LTK0-1M0 | F40607003 |  | LTK0
LTK-H03MFX10AA450 | 3-way valve |  | OPERATING | OPERATING | E223 | LTK0-1M0 | F40607003 |  | LTK0
LTK-H03MFX10AA451 | Shut off valve normally closed |  | OPERATING | OPERATING | E223 | LTK0-1M0 | F40607003 |  | LTK0
LTK-H03MFX10AA452 | 3-way valve |  | OPERATING | OPERATING | E223 | LTK0-1M0 | F40607003 |  | LTK0
LTK-H03MFX10AA453 | Shut off valve normally opened |  | OPERATING | OPERATING | E223 | LTK0-1M0 | F40607003 |  | LTK0
LTK-H03MFX10AA454 | Shut off valve normally closed |  | OPERATING | OPERATING | E223 | LTK0-1M0 | F40607003 |  | LTK0
LTK-H03MFX10AA460 | Shut off valve normally closed locked (Tw) |  | OPERATING | OPERATING | E223 | LTK0-1M0 | F40607003 |  | LTK0
LTK-H03MFX10AA461 | Shut off valve normally closed (Tw) |  | OPERATING | OPERATING | E223 | LTK0-1M0 | F40607003 |  | LTK0
LTK-H03MFX10AA470 | Shut off valve normally opened |  | OPERATING | OPERATING | E223 | LTK0-1M0 | F40607003 |  | LTK0
LTK-H03MFX10AA471 | Shut off valve normally opened |  | OPERATING | OPERATING | E223 | LTK0-1M0 | F40607003 |  | LTK0
LTK-H03MFX10AA480 | Shut off valve for OIL FILLING CONNECTOR normally closed |  | OPERATING | OPERATING | E223 | LTK0-1M0 | F40607003 |  | LTK0
LTK-H03MFX10AA550 | Shut off valve normally closed |  | OPERATING | OPERATING | E223 | LTK0-1M0 | F40607003 |  | LTK0
LTK-H03MFX10AA720 | Safety valve 7.0 Mpa |  | OPERATING | OPERATING | E223 | LTK0-1M0 | F40607003 |  | LTK0
LTK-H03MFX10AA731 | Safety valve 10 bar |  | OPERATING | OPERATING | E223 | LTK0-1M0 | F40607003 |  | LTK0
LTK-H03MFX10AA910 | Pump Onloader Valve No.1 |  | OPERATING | OPERATING | E223 | LTK0-1M0 | F40607003 |  | LTK0
LTK-H03MFX10AA911 | Pump Unloader Valve No.1 |  | OPERATING | OPERATING | E223 | LTK0-1M0 | F40607003 |  | LTK0
LTK-H03MFX10AA920 | Pump Onloader Valve No.2 |  | OPERATING | OPERATING | E223 | LTK0-1M0 | F40607003 |  | LTK0
LTK-H03MFX10AA921 | Pump Unloader Valve No.2 |  | OPERATING | OPERATING | E223 | LTK0-1M0 | F40607003 |  | LTK0
LTK-H03MFX10AA930 | Air replenishment device |  | OPERATING | OPERATING | E223 | LTK0-1M0 | F40607003 |  | LTK0
LTK-H03MFX10AC310 | Gov. Oil Heat ex-changer |  | OPERATING | OPERATING | E223 | LTK0-1M0 | F40607003 |  | LTK0
LTK-H03MFX10AP110 | GOVERNOR OIL PUMP NO.1 |  | OPERATING | OPERATING | E223 | LTK0-1M0 | F40607003 |  | LTK0
LTK-H03MFX10AP110-M01 | MOTOR FOR GOVERNOR OIL PUMP NO.1 |  | OPERATING | OPERATING | E223 | LTK0-1D0 | F40607003 |  | LTK0
LTK-H03MFX10AP110KP01 | GOVERNOR OIL PUMP NO.1 |  | OPERATING | OPERATING | E223 | LTK0-1M0 | F40607003 |  | LTK0
LTK-H03MFX10AP111 | GOVERNOR OIL PUMP NO.2 3MFX10AP111 |  | OPERATING | OPERATING | E223 | LTK0-1M2 | F406094 |  | LTK0
LTK-H03MFX10AP111-M01 | MOTOR FOR GOVERNOR OIL PUMP NO.2 |  | OPERATING | OPERATING | E223 | LTK0-1D0 | F40607003 |  | LTK0
LTK-H03MFX10AP111-M02 | "Electrical Motor / 380V/50HZ,37KW,1485r for Gov. HPU pump No.2 |  | OPERATING | OPERATING | E223 | LTK0-1D0 | F40607003 |  | LTK0
LTK-H03MFX10AP111KP01 | GOVERNOR OIL PUMP NO.2 |  | OPERATING | OPERATING | E223 | LTK0-1M0 | F40607003 |  | LTK0
LTK-H03MFX10AP330 | RETURN OIL LEAK PUMP |  | OPERATING | OPERATING | E223 | LTK0-1M0 | F40607003 |  | LTK0
LTK-H03MFX10AP330-M01 | MOTOR FOR RETURN OIL LEAK PUMP |  | OPERATING | OPERATING | E223 | LTK0-1D0 | F40607003 |  | LTK0
LTK-H03MFX10AP330KP01 | RETURN OIL LEAK PUMP |  | OPERATING | OPERATING | E223 | LTK0-1M0 | F40607003 |  | LTK0
LTK-H03MFX10AP710 | GOV OIL COOLING PUMP |  | OPERATING | OPERATING | E223 | LTK0-1M0 | F40607003 |  | LTK0
LTK-H03MFX10AP710- M03 | "ElectricalMotor / 380v/50HZ,2.2KW,1455r for Gov HPU cooling pump |  | OPERATING | OPERATING | E223 | LTK0-1D0 | F40607003 |  | LTK0
LTK-H03MFX10AT010 | Air breather for sump tank |  | OPERATING | OPERATING | E223 | LTK0-1M0 | F40607003 |  | LTK0
LTK-H03MFX10AT030 | Air breather for oil leakage sump tank |  | OPERATING | OPERATING | E223 | LTK0-1M0 | F40607003 |  | LTK0
LTK-H03MFX10AT110 | Duplex filter 5µm. for Gov Oil system |  | OPERATING | OPERATING | E223 | LTK0-1M0 | F40607003 |  | LTK0
LTK-H03MFX10AT120 | Air filter 500µm. |  | OPERATING | OPERATING | E223 | LTK0-1M0 | F40607003 |  | LTK0
LTK-H03MFX10AT131 | Oil filter 500µm. |  | OPERATING | OPERATING | E223 | LTK0-1M0 | F40607003 |  | LTK0
LTK-H03MFX10BB520 | Gov Oil Pressure Tank (3000L) |  | OPERATING | OPERATING | E223 | LTK0-1M0 | F40607003 |  | LTK0
LTK-H03MFX10BB610 | GOV OIL SUMP TANK (Total volume : 2800L) |  | OPERATING | OPERATING | E223 | LTK0-1M0 | F40607003 |  | LTK0
LTK-H03MFX10BB730 | OIL LEAKAGE TANK (Total volume : 400L) |  | OPERATING | OPERATING | E223 | LTK0-1M0 | F40607003 |  | LTK0
LTK-H03MFX10BS001 | Silencer |  | OPERATING | OPERATING | E223 | LTK0-1M0 | F40607003 |  | LTK0
LTK-H03MFX10CL010 | GOV SUMP TANK OIL LEVEL TRANSMITTER - CL010 |  | OPERATING | OPERATING | E223 | LTK0-1D0 | F40607003 |  | LTK0
LTK-H03MFX10CL020 | GOV ACCUMULATOR TANK OIL LEVEL TRANSMITTER - CL020 |  | OPERATING | OPERATING | E223 | LTK0-1D0 | F40607003 |  | LTK0
LTK-H03MFX10CL111 | GOV SUMP TANK LEVEL SWITCH - CL111 (LL TRIP) |  | OPERATING | OPERATING | E223 | LTK0-1D0 | F40607003 |  | LTK0
LTK-H03MFX10CL112 | GOV SUMP TANK LEVEL SWITCH - CL112 (L ALARM) |  | OPERATING | OPERATING | E223 | LTK0-1D0 | F40607003 |  | LTK0
LTK-H03MFX10CL113 | GOV SUMP TANK LEVEL SWITCH - CL113 (H ALARM) |  | OPERATING | OPERATING | E223 | LTK0-1D0 | F40607003 |  | LTK0
LTK-H03MFX10CL120 | GOV ACCUMULATOR TANK OIL LEVEL SWITCH - CL120 (LL TRIP) |  | OPERATING | OPERATING | E223 | LTK0-1D0 | F40607003 |  | LTK0
LTK-H03MFX10CL121 | GOV ACCUMULATOR TANK OIL LEVEL SWITCH - CL121 (L ALARM) |  | OPERATING | OPERATING | E223 | LTK0-1D0 | F40607003 |  | LTK0
LTK-H03MFX10CL122 | GOV ACCUMULATOR TANK OIL LEVEL SWITCH - CL122 (H ALARM) |  | OPERATING | OPERATING | E223 | LTK0-1D0 | F40607003 |  | LTK0
LTK-H03MFX10CL123 | GOV ACCUMULATOR TANK OIL LEVEL SWITCH - CL123 (HH ALARM) |  | OPERATING | OPERATING | E223 | LTK0-1D0 | F40607003 |  | LTK0
LTK-H03MFX10CL131 | LEAKAGE OIL TANK LEVEL SWITCH - CL131 (STOP) |  | OPERATING | OPERATING | E223 | LTK0-1D0 | F40607003 |  | LTK0
LTK-H03MFX10CL132 | LEAKAGE OIL TANK LEVEL SWITCH - CL132 (START) |  | OPERATING | OPERATING | E223 | LTK0-1D0 | F40607003 |  | LTK0
LTK-H03MFX10CL133 | LEAKAGE OIL TANK LEVEL SWITCH - CL133 (H ALARM) |  | OPERATING | OPERATING | E223 | LTK0-1D0 | F40607003 |  | LTK0
LTK-H03MFX10CL310 | GOV SUMP TANK MAGNETIC LEVEL INDICATOR - CL310 |  | OPERATING | OPERATING | E223 | LTK0-1D0 | F40607003 |  | LTK0
LTK-H03MFX10CL311 | Level indicator |  | OPERATING | OPERATING | E223 | LTK0-1D0 | F40607003 |  | LTK0
LTK-H03MFX10CL312 | Level indicator |  | OPERATING | OPERATING | E223 | LTK0-1D0 | F40607003 |  | LTK0
LTK-H03MFX10CL313 | Level indicator |  | OPERATING | OPERATING | E223 | LTK0-1D0 | F40607003 |  | LTK0
LTK-H03MFX10CL320 | GOV ACCUMULATOR TANK MAGNETIC LEVEL INDICATOR - CL320 |  | OPERATING | OPERATING | E223 | LTK0-1D0 | F40607003 |  | LTK0
LTK-H03MFX10CL331 | Level indicator |  | OPERATING | OPERATING | E223 | LTK0-1D0 | F40607003 |  | LTK0
LTK-H03MFX10CL332 | Level indicator |  | OPERATING | OPERATING | E223 | LTK0-1D0 | F40607003 |  | LTK0
LTK-H03MFX10CM110 | GOV SUMP TANK WATER IN OIL RELAY |  | OPERATING | OPERATING | E223 | LTK0-1D0 | F40607003 |  | LTK0
LTK-H03MFX10CM130 | OIL LEAKAGE WATER IN OIL RELAY |  | OPERATING | OPERATING | E223 | LTK0-1D0 | F40607003 |  | LTK0
LTK-H03MFX10CP021 | GOVERNOR CONTROL CIRCUIT PRESSURE TRANSMITTER - CP021 |  | OPERATING | OPERATING | E223 | LTK0-1D0 | F40607003 |  | LTK0
LTK-H03MFX10CP110 | PRESSURE DIFFERENCE SWITCH (GOV OIL FILTER COOLING LINE) - CP110 |  | OPERATING | OPERATING | E223 | LTK0-1D0 | F40607003 |  | LTK0
LTK-H03MFX10CP120 | GOVERNOR CONTROL CIRCUIT PRESSURE SWITCH - CP120 |  | OPERATING | OPERATING | E223 | LTK0-1D0 | F40607003 |  | LTK0
LTK-H03MFX10CP121 | GOVERNOR CONTROL CIRCUIT PRESSURE SWITCH - CP121 |  | OPERATING | OPERATING | E223 | LTK0-1D0 | F40607003 |  | LTK0
LTK-H03MFX10CP310 | GOV PUMP NO.1 PRESSURE GAUGE - CP310 |  | OPERATING | OPERATING | E223 | LTK0-1D0 | F40607003 |  | LTK0
LTK-H03MFX10CP320 | GOV PUMP NO.2 PRESSURE GAUGE - CP320 |  | OPERATING | OPERATING | E223 | LTK0-1D0 | F40607003 |  | LTK0
LTK-H03MFX10CP321 | GOV ACCUMULATOR PRESSURE GAUGE - CP321 |  | OPERATING | OPERATING | E223 | LTK0-1D0 | F40607003 |  | LTK0
LTK-H03MFX10CP331 | OIL LEAKAGE PRESSURE GAUGE |  | OPERATING | OPERATING | E223 | LTK0-1D0 | F40607003 |  | LTK0
LTK-H03MFX10CT010 | GOV SUMP TANK TEMPERATURE RTD |  | OPERATING | OPERATING | E223 | LTK0-1D0 | F40607003 |  | LTK0
LTK-H03MFX10CT110 | GOV SUMP TANK TEMPERATURE SWITCH |  | OPERATING | OPERATING | E223 | LTK0-1D0 | F40607003 |  | LTK0
LTK-H03MFX10CT111 | Temperature switch for Sump tank temp. L alarm |  | OPERATING | OPERATING | E223 | LTK0-1D0 | F40607003 |  | LTK0
LTK-H03MFX20 | FLUID SUPPLY SYSTEM 2 (GOVERNOR) |  | OPERATING | OPERATING | E223 | LTK0-1M0 | F40607003 |  | LTK0
LTK-H03MFX20AA010 | Main distributing valve |  | OPERATING | OPERATING | E223 | LTK0-1D0 | F40607003 |  | LTK0
LTK-H03MFX20AA020 | Emergency shutdown valve |  | OPERATING | OPERATING | E223 | LTK0-1M0 | F40607003 |  | LTK0
LTK-H03MFX20AA021 | 4/2-Way solenoid valve (Emergency shutdown) |  | OPERATING | OPERATING | E223 | LTK0-1D0 | F40607003 |  | LTK0
LTK-H03MFX20AA030 | 4/2-Way solenoid valve (Start/stop ) |  | OPERATING | OPERATING | E223 | LTK0-1D0 | F40607003 |  | LTK0
LTK-H03MFX20AA040 | 4/2-Way solenoid valve (Wicket gate lock) |  | OPERATING | OPERATING | E223 | LTK0-1D0 | F40607003 |  | LTK0
LTK-H03MFX20AA150 | Shut off valve normally opened locked (Pf) |  | OPERATING | OPERATING | E223 | LTK0-1M0 | F40607003 |  | LTK0
LTK-H03MFX20AA490 | Shut off valve normally opened locked |  | OPERATING | OPERATING | E223 | LTK0-1M0 | F40607003 |  | LTK0
LTK-H03MFX20AT120 | Oil filter (10µm.) |  | OPERATING | OPERATING | E223 | LTK0-1M0 | F40607003 |  | LTK0
LTK-H03MFX20AU010 | Proportional valve (Servo Valve) |  | OPERATING | OPERATING | E223 | LTK0-1M0 | F40607003 |  | LTK0
LTK-H03MFX20BP010 | Orifice |  | OPERATING | OPERATING | E223 | LTK0-1M0 | F40607003 |  | LTK0
LTK-H03MFX20CG010 | Displacement sensor |  | OPERATING | OPERATING | E223 | LTK0-1D0 | F40607003 |  | LTK0
LTK-H03MFX20CG120 | Limit switch/Proximity switch for Gov. Emergency shunt down valve closed |  | OPERATING | OPERATING | E223 | LTK0-1D0 | F40607003 |  | LTK0
LTK-H03MFX20CG121 | Limit switch/Proximity switch for Gov. Emergency shunt down valve opened |  | OPERATING | OPERATING | E223 | LTK0-1D0 | F40607003 |  | LTK0
LTK-H03MFX20CG131 | Limit switch/Proximity switch for GOV Start/stop valve opened |  | OPERATING | OPERATING | E223 | LTK0-1D0 | F40607003 |  | LTK0
LTK-H03MFX20CG132 | Limit switch/Proximity switch for GOV Start/stop valve closed |  | OPERATING | OPERATING | E223 | LTK0-1D0 | F40607003 |  | LTK0
LTK-H03MFX20CP101 | PRESSURE DIFFERENCE SWITCH (GOV OIL FILTER) - CP101 |  | OPERATING | OPERATING | E223 | LTK0-1D0 | F40607003 |  | LTK0
LTK-H03MFX20CP301 | GOV ACCUMULATOR SUPPLY LINE PRESSURE GAUGE - CP301 |  | OPERATING | OPERATING | E223 | LTK0-1D0 | F40607003 |  | LTK0
LTK-H03MFX60 | FLUID SUPPLY SYSTEM FOR MIV |  | OPERATING | OPERATING | E223 | LTK0-1M0 | F40607003 |  | LTK0
LTK-H03MFX60AA050 | Shut off valve normally opened |  | OPERATING | OPERATING | E223 | LTK0-1M0 | F40607003 |  | LTK0
LTK-H03MFX60AA060 | Shut off valve normally opened |  | OPERATING | OPERATING | E223 | LTK0-1M0 | F40607003 |  | LTK0
LTK-H03MFX60AA070 | Shut off valve normally opened (H) |  | OPERATING | OPERATING | E223 | LTK0-1M0 | F40607003 |  | LTK0
LTK-H03MFX60AA150 | Shut off valve normally closed |  | OPERATING | OPERATING | E223 | LTK0-1M0 | F40607003 |  | LTK0
LTK-H03MFX60AA151 | Shut off valve normally opened |  | OPERATING | OPERATING | E223 | LTK0-1M0 | F40607003 |  | LTK0
LTK-H03MFX60AA250 | Ball valve / KH-G2-SS for oil filling connector |  | OPERATING | OPERATING | E223 | LTK0-1M0 | F40607003 |  | LTK0
LTK-H03MFX60AA350 | Shut off valve-normally opened with lock (Pm) |  | OPERATING | OPERATING | E223 | LTK0-1M0 | F40607003 |  | LTK0
LTK-H03MFX60AA351 | Ball valve / BKH-DN25-SAE3000psi-S1125 |  | OPERATING | OPERATING | E223 | LTK0-1M0 | F40607003 |  | LTK0
LTK-H03MFX60AA351-1 | SHUT OFF VALVE NORMALLY OPENED |  | OPERATING | OPERATING | E223 | LTK0-1M2 | f406094 |  | LTK0
LTK-H03MFX60AA352 | Shut off valve normally opened |  | OPERATING | OPERATING | E223 | LTK0-1M0 | F40607003 |  | LTK0
LTK-H03MFX60AA353 | Needle valve A7 2 E SK16 LG12 |  | OPERATING | OPERATING | E223 | LTK0-1M0 | F40607003 |  | LTK0
LTK-H03MFX60AA361 | Ball valve / Q71F-150LBP ASME B16.5RF |  | OPERATING | OPERATING | E223 | LTK0-1M0 | F40607003 |  | LTK0
LTK-H03MFX60AA362 | Shut off valve normally opened |  | OPERATING | OPERATING | E223 | LTK0-1M0 | F40607003 |  | LTK0
LTK-H03MFX60AA401 | Shut off valve normally closed |  | OPERATING | OPERATING | E223 | LTK0-1M0 | F40607003 |  | LTK0
LTK-H03MFX60AA401-1 | 2/2 Way Valve for MIV Press tank air supply |  | OPERATING | OPERATING | E223 | LTK0-1M0 | F40607003 |  | LTK0
LTK-H03MFX60AA402 | 2/2-Way solenoid valve for Press tank relief |  | OPERATING | OPERATING | E223 | LTK0-1D0 | F40607003 |  | LTK0
LTK-H03MFX60AA403 | Check valve |  | OPERATING | OPERATING | E223 | LTK0-1M0 | F40607003 |  | LTK0
LTK-H03MFX60AA450 | 3-way valve |  | OPERATING | OPERATING | E223 | LTK0-1M0 | F40607003 |  | LTK0
LTK-H03MFX60AA451 | Shut off valve normally closed |  | OPERATING | OPERATING | E223 | LTK0-1M0 | F40607003 |  | LTK0
LTK-H03MFX60AA452 | 3-way valve |  | OPERATING | OPERATING | E223 | LTK0-1M0 | F40607003 |  | LTK0
LTK-H03MFX60AA453 | Shut off valve normally opened |  | OPERATING | OPERATING | E223 | LTK0-1M0 | F40607003 |  | LTK0
LTK-H03MFX60AA454 | Shut off valve normally opened |  | OPERATING | OPERATING | E223 | LTK0-1M0 | F40607003 |  | LTK0
LTK-H03MFX60AA455 | Shut off valve-normally closed with lock (Td) |  | OPERATING | OPERATING | E223 | LTK0-1M0 | F40607003 |  | LTK0
LTK-H03MFX60AA460 | Shut off valve-normally closed with lock (Tw) |  | OPERATING | OPERATING | E223 | LTK0-1M0 | F40607003 |  | LTK0
LTK-H03MFX60AA461 | Ball valve / BKH-DN25-SAE3000psi-S1125 |  | OPERATING | OPERATING | E223 | LTK0-1M0 | F40607003 |  | LTK0
LTK-H03MFX60AA480 | Quickly fitting/ EQ-B2''-304 |  | OPERATING | OPERATING | E223 | LTK0-1M0 | F40607003 |  | LTK0
LTK-H03MFX60AA550 | Shut off valve normally closed |  | OPERATING | OPERATING | E223 | LTK0-1M0 | F40607003 |  | LTK0
LTK-H03MFX60AA701 | Safety valve 8.0 Mpa |  | OPERATING | OPERATING | E223 | LTK0-1M0 | F40607003 |  | LTK0
LTK-H03MFX60AA702 | safety valve / KTA41LC600P 1D2 80bar |  | OPERATING | OPERATING | E223 | LTK0-1M0 | F40607003 |  | LTK0
LTK-H03MFX60AA910 | Pump Onloader Valve No.1 |  | OPERATING | OPERATING | E223 | LTK0-1M0 | F40607003 |  | LTK0
LTK-H03MFX60AA911 | Pump Unloader Valve No.1 |  | OPERATING | OPERATING | E223 | LTK0-1D0 | F40607003 |  | LTK0
LTK-H03MFX60AA912 | Pump Unloader Valve No.2 |  | OPERATING | OPERATING | E223 | LTK0-1D0 | F40607003 |  | LTK0
LTK-H03MFX60AA920 | Pump Onloader Valve No.2 |  | OPERATING | OPERATING | E223 | LTK0-1M0 | F40607003 |  | LTK0
LTK-H03MFX60AA930 | Air replenishment device |  | OPERATING | OPERATING | E223 | LTK0-1M0 | F40607003 |  | LTK0
LTK-H03MFX60AP110 | MIV OIL PUMP NO.1 |  | OPERATING | OPERATING | E223 | LTK0-1M2 | F406094 |  | LTK0
LTK-H03MFX60AP110-M01 | ELECTRICAL MOTOR MIV PUMP NO.1 |  | OPERATING | OPERATING | E223 | LTK0-1D0 | F40607003 |  | LTK0
LTK-H03MFX60AP111 | MIV OIL PUMP NO.2 |  | OPERATING | OPERATING | E223 | LTK0-1M0 | F40607003 |  | LTK0
LTK-H03MFX60AP111-M02 | ELECTRICAL MOTOR MIV PUMP NO.2 |  | OPERATING | OPERATING | E223 | LTK0-1D0 | F40607003 |  | LTK0
LTK-H03MFX60AT010 | Air breathing filter / ELF P7F10W1.0 |  | OPERATING | OPERATING | E223 | LTK0-1M0 | F40607003 |  | LTK0
LTK-H03MFX60AT120 | Air filter 500µm. |  | OPERATING | OPERATING | E223 | LTK0-1M0 | F40607003 |  | LTK0
LTK-H03MFX60AT150 | Oil Filter / FMND-BN/HC-250-L-D-F-20-C-1 20µm. |  | OPERATING | OPERATING | E223 | LTK0-1M0 | F40607003 |  | LTK0
LTK-H03MFX60BB010 | MIV Oil Sump Tank (Total volume : 16000 |  | OPERATING | OPERATING | E223 | LTK0-1M0 | F40607003 |  | LTK0
LTK-H03MFX60BB520 | Oil & Air Pressure Tank (Volume : 9500L NO.1 |  | OPERATING | OPERATING | E223 | LTK0-1M0 | F40607003 |  | LTK0
LTK-H03MFX60BB530 | Oil & Air Pressure Tank (Volume : 9500L NO.2 |  | OPERATING | OPERATING | E223 | LTK0-1M0 | F40607003 |  | LTK0
LTK-H03MFX60BS001 | Silencer |  | OPERATING | OPERATING | E223 | LTK0-1M0 | F40607003 |  | LTK0
LTK-H03MFX60CL010 | MIV SUMP TANK OIL LEVEL TRANSMITTER - CL010 |  | OPERATING | OPERATING | E223 | LTK0-1D0 | F40607003 |  | LTK0
LTK-H03MFX60CL020 | MIV ACCUMULATOR TANK OIL LEVEL TRANSMITTER - CL020 |  | OPERATING | OPERATING | E223 | LTK0-1D0 | F40607003 |  | LTK0
LTK-H03MFX60CL111 | MIV SUMP TANK LEVEL SWITCH - CL111 (LL TRIP) |  | OPERATING | OPERATING | E223 | LTK0-1D0 | F40607003 |  | LTK0
LTK-H03MFX60CL112 | MIV SUMP TANK LEVEL SWITCH - CL112 (L ALARM) |  | OPERATING | OPERATING | E223 | LTK0-1D0 | F40607003 |  | LTK0
LTK-H03MFX60CL113 | MIV SUMP TANK LEVEL SWITCH - CL113 (H ALARM) |  | OPERATING | OPERATING | E223 | LTK0-1D0 | F40607003 |  | LTK0
LTK-H03MFX60CL120 | MIV ACCUMULATOR TANK OIL LEVEL SWITCH - CL120 (LL TRIP) |  | OPERATING | OPERATING | E223 | LTK0-1D0 | F40607003 |  | LTK0
LTK-H03MFX60CL121 | MIV ACCUMULATOR TANK OIL LEVEL SWITCH - CL121 (L ALARM) |  | OPERATING | OPERATING | E223 | LTK0-1D0 | F40607003 |  | LTK0
LTK-H03MFX60CL122 | MIV ACCUMULATOR TANK OIL LEVEL SWITCH - CL122 (H ALARM) |  | OPERATING | OPERATING | E223 | LTK0-1D0 | F40607003 |  | LTK0
LTK-H03MFX60CL123 | MIV ACCUMULATOR TANK OIL LEVEL SWITCH - CL123 (HH ALARM) |  | OPERATING | OPERATING | E223 | LTK0-1D0 | F40607003 |  | LTK0
LTK-H03MFX60CL310 | MIV SUMP TANK MAGNETIC LEVEL INDICATOR - CL310 |  | OPERATING | OPERATING | E223 | LTK0-1D0 | F40607003 |  | LTK0
LTK-H03MFX60CL311 | MIV SUMP TANK OIL LEVEL INDICATOR - CL311 |  | OPERATING | OPERATING | E223 | LTK0-1D0 | F40607003 |  | LTK0
LTK-H03MFX60CL312 | MIV SUMP TANK OIL LEVEL INDICATOR - CL312 |  | OPERATING | OPERATING | E223 | LTK0-1D0 | F40607003 |  | LTK0
LTK-H03MFX60CL313 | MIV SUMP TANK OIL LEVEL INDICATOR - CL313 |  | OPERATING | OPERATING | E223 | LTK0-1D0 | F40607003 |  | LTK0
LTK-H03MFX60CL320 | MIV ACCUMULATOR TANK MAGNETIC LEVEL INDICATOR - CL320 |  | OPERATING | OPERATING | E223 | LTK0-1D0 | F40607003 |  | LTK0
LTK-H03MFX60CM110 | MIV SUMP TANK WATER IN OIL RELAY |  | OPERATING | OPERATING | E223 | LTK0-1D0 | F40607003 |  | LTK0
LTK-H03MFX60CM190 | Water in oil detector |  | OPERATING | OPERATING | E223 | LTK0-1D0 | F40607003 |  | LTK0
LTK-H03MFX60CP001 | MIV CONTROL CIRCUIT PRESSURE TRANSMITTER - CP001 |  | OPERATING | OPERATING | E223 | LTK0-1D0 | F40607003 |  | LTK0
LTK-H03MFX60CP091 | Pressure sensor switch digital display |  | OPERATING | OPERATING | E223 | LTK0-1D0 | F40607003 |  | LTK0
LTK-H03MFX60CP101 | MIV CONTROL CIRCUIT PRESSURE SWITCH - CP101 |  | OPERATING | OPERATING | E223 | LTK0-1D0 | F40607003 |  | LTK0
LTK-H03MFX60CP102 | MIV CONTROL CIRCUIT PRESSURE SWITCH - CP102 |  | OPERATING | OPERATING | E223 | LTK0-1D0 | F40607003 |  | LTK0
LTK-H03MFX60CP150 | PRESSURE DIFFERENCE SWITCH (MIV OIL FILTER) - CP150 |  | OPERATING | OPERATING | E223 | LTK0-1M0 | F40607003 |  | LTK0
LTK-H03MFX60CP310 | MIV PUMP NO.1 PRESSURE GAUGE - CP310 |  | OPERATING | OPERATING | E223 | LTK0-1D0 | F40607003 |  | LTK0
LTK-H03MFX60CP320 | MIV PUMP NO.2 PRESSURE GAUGE - CP320 |  | OPERATING | OPERATING | E223 | LTK0-1D0 | F40607003 |  | LTK0
LTK-H03MFX60CP321 | MIV ACCUMULATOR TANK NO.1 PRESSURE GAUGE - CP321 |  | OPERATING | OPERATING | E223 | LTK0-1D0 | F40607003 |  | LTK0
LTK-H03MFX60CP322 | MIV ACCUMULATOR TANK NO.2 PRESSURE GAUGE - CP322 |  | OPERATING | OPERATING | E223 | LTK0-1D0 | F40607003 |  | LTK0
LTK-H03MFX60CT010 | MIV SUMP TANK TEMPERATURE RTD (DCS) |  | OPERATING | OPERATING | E223 | LTK0-1D0 | F40607003 |  | LTK0
LTK-H03MFX60CT090 | RTD |  | OPERATING | OPERATING | E223 | LTK0-1D0 | F40607003 |  | LTK0
LTK-H03MFX60CT110 | MIV SUMP TANK TEMPERATURE SWITCH |  | OPERATING | OPERATING | E223 | LTK0-1D0 | F40607003 |  | LTK0
LTK-H03MFX60CT111 | Bimetal thermometer with switch contacts for Sump tank temperature HH alarm |  | OPERATING | OPERATING | E223 | LTK0-1D0 | F40607003 |  | LTK0
LTK-H03MFX60CT190 | Temperature switch |  | OPERATING | OPERATING | E223 | LTK0-1D0 | F40607003 |  | LTK0
LTK-H03MFX60CT191 | Temperature switch |  | OPERATING | OPERATING | E223 | LTK0-1D0 | F40607003 |  | LTK0
LTK-H03MFY | Electrical Control |  | OPERATING | OPERATING | E223 | LTK0-1D0 | F40607003 |  | LTK0
LTK-H03MFY10 | Electrical Control 1 |  | OPERATING | OPERATING | E223 | LTK0-1D0 | F40607003 |  | LTK0
LTK-H03MFY10GH030 | Terminal box |  | OPERATING | OPERATING | E223 | LTK0-1D0 | F40607003 |  | LTK0
LTK-H03MFY20 | Electrical Control 2 |  | OPERATING | OPERATING | E223 | LTK0-1D0 | F40607003 |  | LTK0
LTK-H03MFY20GC110 | Terminal box |  | OPERATING | OPERATING | E223 | LTK0-1D0 | F40607003 |  | LTK0
LTK-H03MFY20GC120 | Terminal box |  | OPERATING | OPERATING | E223 | LTK0-1D0 | F40607003 |  | LTK0
LTK-H03MFY20GH101 | Local manual operation box |  | OPERATING | OPERATING | E223 | LTK0-1D0 | F40607003 |  | LTK0
LTK-H03ML | GENERATOR |  | OPERATING | OPERATING | E223 | LTK0-1D0 | F40607003 |  | LTK0
LTK-H03MLA | STATOR |  | OPERATING | OPERATING | E223 | LTK0-1D0 | F40607003 |  | LTK0
LTK-H03MLA10 | STATOR |  | OPERATING | OPERATING | E223 | LTK0-1D0 | F40607003 |  | LTK0
LTK-H03MLA10CT001 | Stator winding temperature RTD no.1 |  | OPERATING | OPERATING | E223 | LTK0-1D0 | F40607003 |  | LTK0
LTK-H03MLA10CT002 | Stator winding temperature RTD no.2 |  | OPERATING | OPERATING | E223 | LTK0-1D0 | F40607003 |  | LTK0
LTK-H03MLA10CT003 | Stator winding temperature RTD no.3 |  | OPERATING | OPERATING | E223 | LTK0-1D0 | F40607003 |  | LTK0
LTK-H03MLA10CT004 | Stator winding temperature RTD no.4 |  | OPERATING | OPERATING | E223 | LTK0-1D0 | F40607003 |  | LTK0
LTK-H03MLA10CT005 | Stator winding temperature RTD no.5 |  | OPERATING | OPERATING | E223 | LTK0-1D0 | F40607003 |  | LTK0
LTK-H03MLA10CT006 | Stator winding temperature RTD no.6 |  | OPERATING | OPERATING | E223 | LTK0-1D0 | F40607003 |  | LTK0
LTK-H03MLA10CT007 | Stator winding temperature RTD no.7 |  | OPERATING | OPERATING | E223 | LTK0-1D0 | F40607003 |  | LTK0
LTK-H03MLA10CT008 | Stator winding temperature RTD no.8 |  | OPERATING | OPERATING | E223 | LTK0-1D0 | F40607003 |  | LTK0
LTK-H03MLA10CT009 | Stator winding temperature RTD no.9 |  | OPERATING | OPERATING | E223 | LTK0-1D0 | F40607003 |  | LTK0
LTK-H03MLA10CT010 | Stator winding temperature RTD no.10 |  | OPERATING | OPERATING | E223 | LTK0-1D0 | F40607003 |  | LTK0
LTK-H03MLA10CT011 | Stator winding temperature RTD no.11 |  | OPERATING | OPERATING | E223 | LTK0-1D0 | F40607003 |  | LTK0
LTK-H03MLA10CT012 | Stator winding temperature RTD no.12 |  | OPERATING | OPERATING | E223 | LTK0-1D0 | F40607003 |  | LTK0
LTK-H03MLA10CT013 | Stator winding temperature RTD no.13 |  | OPERATING | OPERATING | E223 | LTK0-1D0 | F40607003 |  | LTK0
LTK-H03MLA10CT014 | Stator winding temperature RTD no.14 |  | OPERATING | OPERATING | E223 | LTK0-1D0 | F40607003 |  | LTK0
LTK-H03MLA10CT015 | Stator winding temperature RTD no.15 |  | OPERATING | OPERATING | E223 | LTK0-1D0 | F40607003 |  | LTK0
LTK-H03MLA10CT016 | Stator winding temperature RTD no.16 |  | OPERATING | OPERATING | E223 | LTK0-1D0 | F40607003 |  | LTK0
LTK-H03MLA10CT017 | Stator winding temperature RTD no.17 |  | OPERATING | OPERATING | E223 | LTK0-1D0 | F40607003 |  | LTK0
LTK-H03MLA10CT018 | Stator winding temperature RTD no.18 |  | OPERATING | OPERATING | E223 | LTK0-1D0 | F40607003 |  | LTK0
LTK-H03MLA10CT019 | Stator winding temperature RTD no.19 |  | OPERATING | OPERATING | E223 | LTK0-1D0 | F40607003 |  | LTK0
LTK-H03MLA10CT020 | Stator winding temperature RTD no.20 |  | OPERATING | OPERATING | E223 | LTK0-1D0 | F40607003 |  | LTK0
LTK-H03MLA10CT021 | Stator winding temperature RTD no.21 |  | OPERATING | OPERATING | E223 | LTK0-1D0 | F40607003 |  | LTK0
LTK-H03MLA10CT022 | Stator winding temperature RTD no.22 |  | OPERATING | OPERATING | E223 | LTK0-1D0 | F40607003 |  | LTK0
LTK-H03MLA10CT023 | Stator winding temperature RTD no.23 |  | OPERATING | OPERATING | E223 | LTK0-1D0 | F40607003 |  | LTK0
LTK-H03MLA10CT024 | Stator winding temperature RTD no.24 |  | OPERATING | OPERATING | E223 | LTK0-1D0 | F40607003 |  | LTK0
LTK-H03MLA10CT025 | Stator winding temperature RTD no.25 |  | OPERATING | OPERATING | E223 | LTK0-1D0 | F40607003 |  | LTK0
LTK-H03MLA10CT026 | Stator winding temperature RTD no.26 |  | OPERATING | OPERATING | E223 | LTK0-1D0 | F40607003 |  | LTK0
LTK-H03MLA10CT027 | Stator winding temperature RTD no.27 |  | OPERATING | OPERATING | E223 | LTK0-1D0 | F40607003 |  | LTK0
LTK-H03MLA10CT101 | Stator core temperature RTD no.1 |  | OPERATING | OPERATING | E223 | LTK0-1D0 | F40607003 |  | LTK0
LTK-H03MLA10CT102 | Stator core temperature RTD no.2 |  | OPERATING | OPERATING | E223 | LTK0-1D0 | F40607003 |  | LTK0
LTK-H03MLA10CT103 | Stator core temperature RTD no.3 |  | OPERATING | OPERATING | E223 | LTK0-1D0 | F40607003 |  | LTK0
LTK-H03MLA10CT104 | Stator core temperature RTD no.4 |  | OPERATING | OPERATING | E223 | LTK0-1D0 | F40607003 |  | LTK0
LTK-H03MLA10CT105 | Stator core temperature RTD no.5 |  | OPERATING | OPERATING | E223 | LTK0-1D0 | F40607003 |  | LTK0
LTK-H03MLA10CT106 | Stator core temperature RTD no.6 |  | OPERATING | OPERATING | E223 | LTK0-1D0 | F40607003 |  | LTK0
LTK-H03MLA10CT107 | Stator core temperature RTD no.7 |  | OPERATING | OPERATING | E223 | LTK0-1D0 | F40607003 |  | LTK0
LTK-H03MLA10CT108 | Stator core temperature RTD no.8 |  | OPERATING | OPERATING | E223 | LTK0-1D0 | F40607003 |  | LTK0
LTK-H03MLA10CT109 | Stator core temperature RTD no.9 |  | OPERATING | OPERATING | E223 | LTK0-1D0 | F40607003 |  | LTK0
LTK-H03MLA10CT301 | RTD for generator pit no.1 |  | OPERATING | OPERATING | E223 | LTK0-1D0 | F40607003 |  | LTK0
LTK-H03MLA10CT302 | RTD for generator pit no.2 |  | OPERATING | OPERATING | E223 | LTK0-1D0 | F40607003 |  | LTK0
LTK-H03MLA10CY010 | Sound level sensor no.1 |  | OPERATING | OPERATING | E223 | LTK0-1D0 | F40607003 |  | LTK0
LTK-H03MLA10CY020 | Sound level sensor no.2 |  | OPERATING | OPERATING | E223 | LTK0-1D0 | F40607003 |  | LTK0
LTK-H03MLA10ZM501 | Dome lights no.1 |  | OPERATING | OPERATING | E223 | LTK0-1D0 | F40607003 |  | LTK0
LTK-H03MLA10ZM502 | Dome lights no.2 |  | OPERATING | OPERATING | E223 | LTK0-1D0 | F40607003 |  | LTK0
LTK-H03MLA10ZM503 | Dome lights no.3 |  | OPERATING | OPERATING | E223 | LTK0-1D0 | F40607003 |  | LTK0
LTK-H03MLA10ZM504 | Dome lights no.4 |  | OPERATING | OPERATING | E223 | LTK0-1D0 | F40607003 |  | LTK0
LTK-H03MLA20 | SLIP RING AND CARBON BRUSH |  | OPERATING | OPERATING | E223 | LTK0-1D0 | F40607003 |  | LTK0
LTK-H03MLA20AP010 | Carbon dust exhaust no.1 |  | OPERATING | OPERATING | E223 | LTK0-1D0 | F40607003 |  | LTK0
LTK-H03MLA20AP011 | Carbon dust exhaust no.2 |  | OPERATING | OPERATING | E223 | LTK0-1D0 | F40607003 |  | LTK0
LTK-H03MLA20CT201 | RTD for slip ring room no.1 |  | OPERATING | OPERATING | E223 | LTK0-1D0 | F40607003 |  | LTK0
LTK-H03MLA20CT202 | RTD for slip ring room no.2 |  | OPERATING | OPERATING | E223 | LTK0-1D0 | F40607003 |  | LTK0
LTK-H03MLA30 | ROTOR |  | OPERATING | OPERATING | E223 | LTK0-1D0 | F40607003 |  | LTK0
LTK-H03MLA30HB002 | GEN UPPER SHAFT |  | OPERATING | OPERATING | E223 | LTK0-1M0 | F406094 |  | LTK0
LTK-H03MLA30HB003 | LOWER SHAFT |  | OPERATING | OPERATING | E223 | LTK0-1M2 | F40607003 |  | LTK0
LTK-H03MLA40 | SHAFT CURRENT |  | OPERATING | OPERATING | E223 | LTK0-1D0 | F40607003 |  | LTK0
LTK-H03MLA40CE110 | SHAFT CURRENT CT |  | OPERATING | OPERATING | E223 | LTK0-1D0 | F40607003 |  | LTK0
LTK-H03MLA40CE110CY910 | SHAFT CURRENT MONITORING |  | OPERATING | OPERATING | E223 | LTK0-1D0 | F40607003 |  | LTK0
LTK-H03MLA50 | MECHANICAL BRAKE SYSTEM |  | OPERATING | OPERATING | E223 | LTK0-1D0 | F40607003 |  | LTK0
LTK-H03MLA50AA010 | AIR SUPPLY VALVE FOR MECHANICAL BRAKING |  | OPERATING | OPERATING | E223 | LTK0-1M0 | F406094 |  | LTK0
LTK-H03MLA50AA020 | AIR-WATER SEPARATOR / LUBRICATOR |  | OPERATING | OPERATING | E223 | LTK0-1M0 | F406094 |  | LTK0
LTK-H03MLA50AA030 | 3/2 -Way solenoid valve for BRK PILOT SOLEN |  | OPERATING | OPERATING | E223 | LTK0-1D0 | F40607003 |  | LTK0
LTK-H03MLA50AA040 | "3/2-way solenoid valve, electrically op for BRK SOLEN |  | OPERATING | OPERATING | E223 | LTK0-1D0 | F40607003 |  | LTK0
LTK-H03MLA50AA700 | 3-WAY VALVE FOR MECHANICAL BRAKING |  | OPERATING | OPERATING | E223 | LTK0-1M0 | F406094 |  | LTK0
LTK-H03MLA50AA704 | MECHANICAL BRAKING MANUAL RELEASE VALVE |  | OPERATING | OPERATING | E223 | LTK0-1M0 | F406094 |  | LTK0
LTK-H03MLA50AA705 | MECHANICAL BRAKING AIR OUTLET VALVE |  | OPERATING | OPERATING | E223 | LTK0-1M0 | F406094 |  | LTK0
LTK-H03MLA50AP010 | BRAKING DUS COLLECTOR NO.1 (G) |  | OPERATING | OPERATING | E223 | LTK0-1D0 | F40607003 |  | LTK0
LTK-H03MLA50AP011 | BRAKING DUS COLLECTOR NO.2 (G) |  | OPERATING | OPERATING | E223 | LTK0-1D0 | F40607003 |  | LTK0
LTK-H03MLA50AP012 | BRAKING DUS COLLECTOR NO.3 (G) |  | OPERATING | OPERATING | E223 | LTK0-1D0 | F40607003 |  | LTK0
LTK-H03MLA50AP013 | BRAKING DUS COLLECTOR NO.4 (G) |  | OPERATING | OPERATING | E223 | LTK0-1D0 | F40607003 |  | LTK0
LTK-H03MLA50AP014 | BRAKING DUS COLLECTOR NO.5 (G) |  | OPERATING | OPERATING | E223 | LTK0-1D0 | F40607003 |  | LTK0
LTK-H03MLA50AP015 | BRAKING DUS COLLECTOR NO.6 (G) |  | OPERATING | OPERATING | E223 | LTK0-1D0 | F40607003 |  | LTK0
LTK-H03MLA50AP016 | BRAKING DUS COLLECTOR NO.1 (M) |  | OPERATING | OPERATING | E223 | LTK0-1D0 | F40607003 |  | LTK0
LTK-H03MLA50AP017 | BRAKING DUS COLLECTOR NO.2 (M) |  | OPERATING | OPERATING | E223 | LTK0-1D0 | F40607003 |  | LTK0
LTK-H03MLA50AP018 | BRAKING DUS COLLECTOR NO.3 (M) |  | OPERATING | OPERATING | E223 | LTK0-1D0 | F40607003 |  | LTK0
LTK-H03MLA50AP019 | BRAKING DUS COLLECTOR NO.4 (M) |  | OPERATING | OPERATING | E223 | LTK0-1D0 | F40607003 |  | LTK0
LTK-H03MLA50AP020 | BRAKING DUS COLLECTOR NO.5 (M) |  | OPERATING | OPERATING | E223 | LTK0-1D0 | F40607003 |  | LTK0
LTK-H03MLA50AP021 | BRAKING DUS COLLECTOR NO.6 (M) |  | OPERATING | OPERATING | E223 | LTK0-1D0 | F40607003 |  | LTK0
LTK-H03MLA50AT703 | Silencer |  | OPERATING | OPERATING | E223 | LTK0-1M0 | F40607003 |  | LTK0
LTK-H03MLA50AU001 | PNEUMATIC BRAKE NO.1 |  | OPERATING | OPERATING | E223 | LTK0-1M2 | F406070 |  | LTK0
LTK-H03MLA50AU002 | PNEUMATIC BRAKE NO.2 |  | OPERATING | OPERATING | E223 | LTK0-1M2 | F406070 |  | LTK0
LTK-H03MLA50AU003 | PNEUMATIC BRAKE NO.3 |  | OPERATING | OPERATING | E223 | LTK0-1M2 | F406070 |  | LTK0
LTK-H03MLA50AU004 | PNEUMATIC BRAKE NO.4 |  | OPERATING | OPERATING | E223 | LTK0-1M2 | F406070 |  | LTK0
LTK-H03MLA50AU005 | PNEUMATIC BRAKE NO.5 |  | OPERATING | OPERATING | E223 | LTK0-1M2 | F406070 |  | LTK0
LTK-H03MLA50AU006 | PNEUMATIC BRAKE NO.6 |  | OPERATING | OPERATING | E223 | LTK0-1M2 | F406070 |  | LTK0
LTK-H03MLA50CG120 | Jack up limit switch |  | OPERATING | OPERATING | E223 | LTK0-1D0 | F40607003 |  | LTK0
LTK-H03MLA50CG201 | MECHANICAL BRAKING 1 LIMIT SWITCH - ON DETECT |  | OPERATING | OPERATING | E223 | LTK0-1D0 | F40607003 |  | LTK0
LTK-H03MLA50CG202 | MECHANICAL BRAKING 2 LIMIT SWITCH - ON DETECT |  | OPERATING | OPERATING | E223 | LTK0-1D0 | F40607003 |  | LTK0
LTK-H03MLA50CG203 | MECHANICAL BRAKING 3 LIMIT SWITCH - ON DETECT |  | OPERATING | OPERATING | E223 | LTK0-1D0 | F40607003 |  | LTK0
LTK-H03MLA50CG204 | MECHANICAL BRAKING 4 LIMIT SWITCH - ON DETECT |  | OPERATING | OPERATING | E223 | LTK0-1D0 | F40607003 |  | LTK0
LTK-H03MLA50CG205 | MECHANICAL BRAKING 5 LIMIT SWITCH - ON DETECT |  | OPERATING | OPERATING | E223 | LTK0-1D0 | F40607003 |  | LTK0
LTK-H03MLA50CG206 | MECHANICAL BRAKING 6 LIMIT SWITCH - ON DETECT |  | OPERATING | OPERATING | E223 | LTK0-1D0 | F40607003 |  | LTK0
LTK-H03MLA50CG207 | limit switch |  | OPERATING | OPERATING | E223 | LTK0-1D0 | F40607003 |  | LTK0
LTK-H03MLA50CG208 | limit switch |  | OPERATING | OPERATING | E223 | LTK0-1D0 | F40607003 |  | LTK0
LTK-H03MLA50CG209 | limit switch |  | OPERATING | OPERATING | E223 | LTK0-1D0 | F40607003 |  | LTK0
LTK-H03MLA50CG210 | limit switch |  | OPERATING | OPERATING | E223 | LTK0-1D0 | F40607003 |  | LTK0
LTK-H03MLA50CG211 | MECHANICAL BRAKING 1 LIMIT SWITCH - OFF DETECT |  | OPERATING | OPERATING | E223 | LTK0-1D0 | F40607003 |  | LTK0
LTK-H03MLA50CG212 | MECHANICAL BRAKING 2 LIMIT SWITCH - OFF DETECT |  | OPERATING | OPERATING | E223 | LTK0-1D0 | F40607003 |  | LTK0
LTK-H03MLA50CG213 | MECHANICAL BRAKING 3 LIMIT SWITCH - OFF DETECT |  | OPERATING | OPERATING | E223 | LTK0-1D0 | F40607003 |  | LTK0
LTK-H03MLA50CG214 | MECHANICAL BRAKING 4 LIMIT SWITCH - OFF DETECT |  | OPERATING | OPERATING | E223 | LTK0-1D0 | F40607003 |  | LTK0
LTK-H03MLA50CG215 | MECHANICAL BRAKING 5 LIMIT SWITCH - OFF DETECT |  | OPERATING | OPERATING | E223 | LTK0-1D0 | F40607003 |  | LTK0
LTK-H03MLA50CG216 | MECHANICAL BRAKING 6 LIMIT SWITCH - OFF DETECT |  | OPERATING | OPERATING | E223 | LTK0-1D0 | F40607003 |  | LTK0
LTK-H03MLA50CG301XG91 | BRAKING TRACK |  | OPERATING | OPERATING | E223 | LTK0-1M0 | F40607003 |  | LTK0
LTK-H03MLA50CP101 | MECHANIC BREAKE INLET PRESSURE SWITCH - CP101 |  | OPERATING | OPERATING | E223 | LTK0-1D0 | F40607003 |  | LTK0
LTK-H03MLA50CP102 | MECHANIC BREAKE OUTLET PRESSURE SWITCH - CP102 |  | OPERATING | OPERATING | E223 | LTK0-1D0 | F40607003 |  | LTK0
LTK-H03MLA50CP301 | MECHANICAL BRAKING AIR INLET PRESSURE GAUGE - CP301 |  | OPERATING | OPERATING | E223 | LTK0-1D0 | F40607003 |  | LTK0
LTK-H03MLA50CP302 | MECHANIC AIR OUTLET PRESSURE GAUGE - CP302 |  | OPERATING | OPERATING | E223 | LTK0-1D0 | F40607003 |  | LTK0
LTK-H03MLA60 | UGB Oil Mist Exhaust |  | OPERATING | OPERATING | E223 | LTK0-1D0 | F40607003 |  | LTK0
LTK-H03MLA60AP110 | UGB OIL MIST SEPARATOR |  | OPERATING | OPERATING | E223 | LTK0-1M0 | F40607003 |  | LTK0
LTK-H03MLA60AP110-M01 | MOTOR FOR UGB OIL MIST EXHAUST |  | OPERATING | OPERATING | E223 | LTK0-1D0 | F40607003 |  | LTK0
LTK-H03MLA60AP110KN01 | UGB OIL MIST VACUUM BLOWER |  | OPERATING | OPERATING | E223 | LTK0-1M0 | F40607003 |  | LTK0
LTK-H03MLA60AP110KT01 | UGB OIL MIST FILTER |  | OPERATING | OPERATING | E223 | LTK0-1M0 | F40607003 |  | LTK0
LTK-H03MLC | EXCITATION |  | OPERATING | OPERATING | E223 | LTK0-1D0 | F40607003 |  | LTK0
LTK-H03MLC10 | EXCITER SETS |  | OPERATING | OPERATING | E223 | LTK0-1D0 | F40607003 |  | LTK0
LTK-H03MLC10CE110 | CT: 16.5kV, 300A/5A, C100 - TRANSFORMER PROTECTION |  | OPERATING | OPERATING | E223 | LTK0-1D0 | F40607003 |  | LTK0
LTK-H03MLC10CE120 | CT: 230V, 3000A/5A, C200 - TRANSFORMER PROTECTION |  | OPERATING | OPERATING | E223 | LTK0-1D0 | F40607003 |  | LTK0
LTK-H03MLC10DE100 | EXCITAION CONTROL (AVR) |  | OPERATING | OPERATING | E223 | LTK0-1D0 | F40607003 |  | LTK0
LTK-H03MLC10GH100 | EXCITATION CONTROLLER CUBICLE |  | OPERATING | OPERATING | E223 | LTK0-1D0 | F40607003 |  | LTK0
LTK-H03MLC10GH200 | EXCITATION POWER CONVERTER 1 CUBICLE |  | OPERATING | OPERATING | E223 | LTK0-1D0 | F40607003 |  | LTK0
LTK-H03MLC10GH201 | EXCITATION POWER CONVERTER 2 CUBICLE |  | OPERATING | OPERATING | E223 | LTK0-1D0 | F40607003 |  | LTK0
LTK-H03MLC10GH300 | DE-EXCITATION CUBICLE |  | OPERATING | OPERATING | E223 | LTK0-1D0 | F40607003 |  | LTK0
LTK-H03MLC10GS100 | EXCITATION INCOMING BUS CUBICLE |  | OPERATING | OPERATING | E223 | LTK0-1D0 | F40607003 |  | LTK0
LTK-H03MLC10GS140 | FIELD BREAKER (41E) |  | OPERATING | OPERATING | E223 | LTK0-1D0 | F40607003 |  | LTK0
LTK-H03MLC10GS200 | EXCITATION FIELD BREAKER (41E) CUBICLE |  | OPERATING | OPERATING | E223 | LTK0-1D0 | F40607003 |  | LTK0
LTK-H03MLC10GT001 | EXCITATION TRANSFORMER |  | OPERATING | OPERATING | E223 | LTK0-1D0 | F40607003 |  | LTK0
LTK-H03MLD | BEARINGS |  | OPERATING | OPERATING | E223 | LTK0-1M0 | F40607003 |  | LTK0
LTK-H03MLD10 | COMBINE GUIDE BEARING (CGB) |  | OPERATING | OPERATING | E223 | LTK0-1M0 | F40607003 |  | LTK0
LTK-H03MLD10AA201 | SHUT OFF VALVE (OIL FILLING) 3MLD10AA201 |  | OPERATING | OPERATING | E223 | LTK0-1M2 | F406070 |  | LTK0
LTK-H03MLD10AA401 | SHUT OFF VALVE (OIL DRAINAGE) 3MLD10AA401 |  | OPERATING | OPERATING | E223 | LTK0-1M2 | F406070 |  | LTK0
LTK-H03MLD10AP001 | JACKING OIL PUMP SET |  | OPERATING | OPERATING | E223 | LTK0-1M2 | F406094 |  | LTK0
LTK-H03MLD10BB001 | CGB OIL PAN |  | OPERATING | OPERATING | E223 | LTK0-1M0 | F406094 |  | LTK0
LTK-H03MLD10CL010 | CGB OIL PAN LEVEL TRANSMITTER - CL010 |  | OPERATING | OPERATING | E223 | LTK0-1D0 | F40607003 |  | LTK0
LTK-H03MLD10CL110 | CGB OIL PAN LEVEL SWITCH - CL110 (HH TRIP) |  | OPERATING | OPERATING | E223 | LTK0-1D0 | F40607003 |  | LTK0
LTK-H03MLD10CL111 | CGB OIL PAN LEVEL SWITCH - CL111 (H ALARM) |  | OPERATING | OPERATING | E223 | LTK0-1D0 | F40607003 |  | LTK0
LTK-H03MLD10CL112 | CGB OIL PAN LEVEL SWITCH - CL112 (L ALARM) |  | OPERATING | OPERATING | E223 | LTK0-1D0 | F40607003 |  | LTK0
LTK-H03MLD10CL113 | CGB OIL PAN LEVEL SWITCH - CL113 (LL TRIP) |  | OPERATING | OPERATING | E223 | LTK0-1D0 | F40607003 |  | LTK0
LTK-H03MLD10CL113XG04 | CGB OIL LEVEL LL TRIP |  | OPERATING | OPERATING | E223 | LTK0-1D0 | F40607003 |  | LTK0
LTK-H03MLD10CL310 | CGB OIL PAN MAGNETIC LEVEL INDICATOR - CL310 |  | OPERATING | OPERATING | E223 | LTK0-1D0 | F40607003 |  | LTK0
LTK-H03MLD10CM105 | CGB WATER IN OIL RELAY |  | OPERATING | OPERATING | E223 | LTK0-1D0 | F40607003 |  | LTK0
LTK-H03MLD10CT001 | LGB PAD TEMPERATURE RTD NO.1 |  | OPERATING | OPERATING | E223 | LTK0-1D0 | F40607003 |  | LTK0
LTK-H03MLD10CT002 | LGB PAD TEMPERATURE RTD NO.3 |  | OPERATING | OPERATING | E223 | LTK0-1D0 | F40607003 |  | LTK0
LTK-H03MLD10CT003 | LGB PAD TEMPERATURE RTD NO.5 |  | OPERATING | OPERATING | E223 | LTK0-1D0 | F40607003 |  | LTK0
LTK-H03MLD10CT004 | LGB PAD TEMPERATURE RTD NO.7 |  | OPERATING | OPERATING | E223 | LTK0-1D0 | F40607003 |  | LTK0
LTK-H03MLD10CT005 | LGB PAD TEMPERATURE RTD NO.9 |  | OPERATING | OPERATING | E223 | LTK0-1D0 | F40607003 |  | LTK0
LTK-H03MLD10CT006 | LGB PAD TEMPERATURE RTD NO.11 |  | OPERATING | OPERATING | E223 | LTK0-1D0 | F40607003 |  | LTK0
LTK-H03MLD10CT007 | LGB PAD TEMPERATURE RTD NO.13 |  | OPERATING | OPERATING | E223 | LTK0-1D0 | F40607003 |  | LTK0
LTK-H03MLD10CT008 | LGB PAD TEMPERATURE RTD NO.15 |  | OPERATING | OPERATING | E223 | LTK0-1D0 | F40607003 |  | LTK0
LTK-H03MLD10CT009 | LGB PAD TEMPERATURE RTD NO.17 |  | OPERATING | OPERATING | E223 | LTK0-1D0 | F40607003 |  | LTK0
LTK-H03MLD10CT010 | LGB PAD TEMPERATURE RTD NO.19 |  | OPERATING | OPERATING | E223 | LTK0-1D0 | F40607003 |  | LTK0
LTK-H03MLD10CT011 | LGB PAD TEMPERATURE RTD NO.21 |  | OPERATING | OPERATING | E223 | LTK0-1D0 | F40607003 |  | LTK0
LTK-H03MLD10CT012 | LGB PAD TEMPERATURE RTD NO.23 |  | OPERATING | OPERATING | E223 | LTK0-1D0 | F40607003 |  | LTK0
LTK-H03MLD10CT020 | CGB OIL RTD |  | OPERATING | OPERATING | E223 | LTK0-1D0 | F40607003 |  | LTK0
LTK-H03MLD10CT051 | THRUST BEARING PAD TEMPERATURE RTD NO.1 |  | OPERATING | OPERATING | E223 | LTK0-1D0 | F40607003 |  | LTK0
LTK-H03MLD10CT052 | THRUST BEARING PAD TEMPERATURE RTD NO.2 |  | OPERATING | OPERATING | E223 | LTK0-1D0 | F40607003 |  | LTK0
LTK-H03MLD10CT053 | THRUST BEARING PAD TEMPERATURE RTD NO.3 |  | OPERATING | OPERATING | E223 | LTK0-1D0 | F40607003 |  | LTK0
LTK-H03MLD10CT054 | THRUST BEARING PAD TEMPERATURE RTD NO.4 |  | OPERATING | OPERATING | E223 | LTK0-1D0 | F40607003 |  | LTK0
LTK-H03MLD10CT055 | THRUST BEARING PAD TEMPERATURE RTD NO.5 |  | OPERATING | OPERATING | E223 | LTK0-1D0 | F40607003 |  | LTK0
LTK-H03MLD10CT056 | THRUST BEARING PAD TEMPERATURE RTD NO.6 |  | OPERATING | OPERATING | E223 | LTK0-1D0 | F40607003 |  | LTK0
LTK-H03MLD10CT057 | THRUST BEARING PAD TEMPERATURE RTD NO.7 |  | OPERATING | OPERATING | E223 | LTK0-1D0 | F40607003 |  | LTK0
LTK-H03MLD10CT058 | THRUST BEARING PAD TEMPERATURE RTD NO.8 |  | OPERATING | OPERATING | E223 | LTK0-1D0 | F40607003 |  | LTK0
LTK-H03MLD10CT059 | THRUST BEARING PAD TEMPERATURE RTD NO.9 |  | OPERATING | OPERATING | E223 | LTK0-1D0 | F40607003 |  | LTK0
LTK-H03MLD10CT060 | THRUST BEARING PAD TEMPERATURE RTD NO.10 |  | OPERATING | OPERATING | E223 | LTK0-1D0 | F40607003 |  | LTK0
LTK-H03MLD10CT061 | THRUST BEARING PAD TEMPERATURE RTD NO.11 |  | OPERATING | OPERATING | E223 | LTK0-1D0 | F40607003 |  | LTK0
LTK-H03MLD10CT062 | THRUST BEARING PAD TEMPERATURE RTD NO.12 |  | OPERATING | OPERATING | E223 | LTK0-1D0 | F40607003 |  | LTK0
LTK-H03MLD10CT091 | LGB pad temperature RTD no.1 |  | OPERATING | OPERATING | E223 | LTK0-1D0 | F40607003 |  | LTK0
LTK-H03MLD10CT092 | LGB pad temperature RTD no.12 |  | OPERATING | OPERATING | E223 | LTK0-1D0 | F40607003 |  | LTK0
LTK-H03MLD10CT100 | DIAL THERMOMETER FOR THRUST BEARING PAD - CT100 |  | OPERATING | OPERATING | E223 | LTK0-1D0 | F40607003 |  | LTK0
LTK-H03MLD10CT110 | DIAL THERMOMETER FOR LGB PAD - CT110 |  | OPERATING | OPERATING | E223 | LTK0-1D0 | F40607003 |  | LTK0
LTK-H03MLD10CT190 | Dial thermometer for thrust bearing |  | OPERATING | OPERATING | E223 | LTK0-1D0 | F40607003 |  | LTK0
LTK-H03MLD10CT910 | Dial thermometer for LGB.pad |  | OPERATING | OPERATING | E223 | LTK0-1D0 | F40607003 |  | LTK0
LTK-H03MLD10CT920 | CGB oil temperature RTD |  | OPERATING | OPERATING | E223 | LTK0-1D0 | F40607003 |  | LTK0
LTK-H03MLD10CT951 | TGB pad temperature RTD no.1 |  | OPERATING | OPERATING | E223 | LTK0-1D0 | F40607003 |  | LTK0
LTK-H03MLD10CT956 | TGB pad temperature RTD no.6 |  | OPERATING | OPERATING | E223 | LTK0-1D0 | F40607003 |  | LTK0
LTK-H03MLD10HA001 | LOWER BRACKET |  | OPERATING | OPERATING | E223 | LTK0-1M2 | F406094 |  | LTK0
LTK-H03MLD20 | UPPER GUIDE BEARING (UGB) |  | OPERATING | OPERATING | E223 | LTK0-1M0 | F40607003 |  | LTK0
LTK-H03MLD20AA201 | SHUT OFF VALVE (OIL FILLING) 3MLD20AA201 |  | OPERATING | OPERATING | E223 | LTK0-1M0 | F40607003 |  | LTK0
LTK-H03MLD20AA401 | SHUT OFF VALVE (DRAIN VALVE) 3MLD20AA401 |  | OPERATING | OPERATING | E223 | LTK0-1M0 | F40607003 |  | LTK0
LTK-H03MLD20AT010 | FILTER 3MLD20AT010 |  | OPERATING | OPERATING | E223 | LTK0-1M0 | F40607003 |  | LTK0
LTK-H03MLD20BB001 | UPPER GUIDE BEARING OIL PAN |  | OPERATING | OPERATING | E223 | LTK0-1M0 | F406070 |  | LTK0
LTK-H03MLD20CL010 | UGB OIL PAN LEVEL TRANSMITTER - CL010 |  | OPERATING | OPERATING | E223 | LTK0-1D0 | F40607003 |  | LTK0
LTK-H03MLD20CL110 | UGB OIL PAN LEVEL SWITCH - CL110 (LL TRIP) |  | OPERATING | OPERATING | E223 | LTK0-1D0 | F40607003 |  | LTK0
LTK-H03MLD20CL111 | UGB OIL PAN LEVEL SWITCH - CL111 (L ALARM) |  | OPERATING | OPERATING | E223 | LTK0-1D0 | F40607003 |  | LTK0
LTK-H03MLD20CL112 | UGB OIL PAN LEVEL SWITCH - CL112 (H ALARM) |  | OPERATING | OPERATING | E223 | LTK0-1D0 | F40607003 |  | LTK0
LTK-H03MLD20CL113 | UGB OIL PAN LEVEL SWITCH - CL113 (HH TRIP) |  | OPERATING | OPERATING | E223 | LTK0-1D0 | F40607003 |  | LTK0
LTK-H03MLD20CL310 | UGB OIL PAN MAGNETIC LEVEL INDICATOR - CL310 |  | OPERATING | OPERATING | E223 | LTK0-1D0 | F40607003 |  | LTK0
LTK-H03MLD20CL810 | Magnetic level indicator |  | OPERATING | OPERATING | E223 | LTK0-1D0 | F40607003 |  | LTK0
LTK-H03MLD20CL910 | Level switch |  | OPERATING | OPERATING | E223 | LTK0-1D0 | F40607003 |  | LTK0
LTK-H03MLD20CL911 | Level switch |  | OPERATING | OPERATING | E223 | LTK0-1D0 | F40607003 |  | LTK0
LTK-H03MLD20CL912 | Level switch |  | OPERATING | OPERATING | E223 | LTK0-1D0 | F40607003 |  | LTK0
LTK-H03MLD20CL913 | Level switch |  | OPERATING | OPERATING | E223 | LTK0-1D0 | F40607003 |  | LTK0
LTK-H03MLD20CM105 | UGB WATER IN OIL RELAY |  | OPERATING | OPERATING | E223 | LTK0-1D0 | F40607003 |  | LTK0
LTK-H03MLD20CM195 | Water-in-oil indicator |  | OPERATING | OPERATING | E223 | LTK0-1D0 | F40607003 |  | LTK0
LTK-H03MLD20CT001 | UGB PAD TEMPERATURE RTD NO.1 |  | OPERATING | OPERATING | E223 | LTK0-1D0 | F40607003 |  | LTK0
LTK-H03MLD20CT002 | UGB PAD TEMPERATURE RTD NO.2 |  | OPERATING | OPERATING | E223 | LTK0-1D0 | F40607003 |  | LTK0
LTK-H03MLD20CT003 | UGB PAD TEMPERATURE RTD NO.3 |  | OPERATING | OPERATING | E223 | LTK0-1D0 | F40607003 |  | LTK0
LTK-H03MLD20CT004 | UGB PAD TEMPERATURE RTD NO.4 |  | OPERATING | OPERATING | E223 | LTK0-1D0 | F40607003 |  | LTK0
LTK-H03MLD20CT005 | UGB PAD TEMPERATURE RTD NO.5 |  | OPERATING | OPERATING | E223 | LTK0-1D0 | F40607003 |  | LTK0
LTK-H03MLD20CT006 | UGB PAD TEMPERATURE RTD NO.6 |  | OPERATING | OPERATING | E223 | LTK0-1D0 | F40607003 |  | LTK0
LTK-H03MLD20CT007 | UGB PAD TEMPERATURE RTD NO.7 |  | OPERATING | OPERATING | E223 | LTK0-1D0 | F40607003 |  | LTK0
LTK-H03MLD20CT008 | UGB PAD TEMPERATURE RTD NO.8 |  | OPERATING | OPERATING | E223 | LTK0-1D0 | F40607003 |  | LTK0
LTK-H03MLD20CT010 | UGB PAD TEMPERATURE RTD NO.10 |  | OPERATING | OPERATING | E223 | LTK0-1D0 | F40607003 |  | LTK0
LTK-H03MLD20CT011 | UGB PAD TEMPERATURE RTD NO.11 |  | OPERATING | OPERATING | E223 | LTK0-1D0 | F40607003 |  | LTK0
LTK-H03MLD20CT012 | UGB PAD TEMPERATURE RTD NO.12 |  | OPERATING | OPERATING | E223 | LTK0-1D0 | F40607003 |  | LTK0
LTK-H03MLD20CT020 | UGB oil tank RTD |  | OPERATING | OPERATING | E223 | LTK0-1D0 | F40607003 |  | LTK0
LTK-H03MLD20CT100 | DIAL THERMOMETER FOR UGB PAD - CT100 |  | OPERATING | OPERATING | E223 | LTK0-1D0 | F40607003 |  | LTK0
LTK-H03MLD20CT190 | Sensor for resistance thermometer |  | OPERATING | OPERATING | E223 | LTK0-1D0 | F40607003 |  | LTK0
LTK-H03MLD20CT901 | Sensor for resistance thermometer |  | OPERATING | OPERATING | E223 | LTK0-1D0 | F40607003 |  | LTK0
LTK-H03MLD20CT906 | Sensor for resistance thermometer |  | OPERATING | OPERATING | E223 | LTK0-1D0 | F40607003 |  | LTK0
LTK-H03MLD20CT920 | Sensor for resistance thermometer |  | OPERATING | OPERATING | E223 | LTK0-1D0 | F40607003 |  | LTK0
LTK-H03MLD20HA001 | UPPER BRACKET |  | OPERATING | OPERATING | E223 | LTK0-1M2 | F40607004 |  | LTK0
LTK-H03MLD20HD001 | UPPER GUIDE BEARING PAD NO.1 |  | OPERATING | OPERATING | E223 | LTK0-1M0 | F406070 |  | LTK0
LTK-H03MLD20HD002 | UPPER GUIDE BEARING PAD NO.2 |  | OPERATING | OPERATING | E223 | LTK0-1M0 | F406070 |  | LTK0
LTK-H03MLD20HD003 | UPPER GUIDE BEARING PAD NO.3 |  | OPERATING | OPERATING | E223 | LTK0-1M0 | F406070 |  | LTK0
LTK-H03MLD20HD004 | UPPER GUIDE BEARING PAD NO.4 |  | OPERATING | OPERATING | E223 | LTK0-1M0 | F406070 |  | LTK0
LTK-H03MLD20HD005 | UPPER GUIDE BEARING PAD NO.5 |  | OPERATING | OPERATING | E223 | LTK0-1M0 | F406070 |  | LTK0
LTK-H03MLD20HD006 | UPPER GUIDE BEARING PAD NO.6 |  | OPERATING | OPERATING | E223 | LTK0-1M0 | F406070 |  | LTK0
LTK-H03MLD20HD007 | UPPER GUIDE BEARING PAD NO.7 |  | OPERATING | OPERATING | E223 | LTK0-1M0 | F406070 |  | LTK0
LTK-H03MLD20HD008 | UPPER GUIDE BEARING PAD NO.8 |  | OPERATING | OPERATING | E223 | LTK0-1M0 | F406070 |  | LTK0
LTK-H03MLD20HD009 | UPPER GUIDE BEARING PAD NO.9 |  | OPERATING | OPERATING | E223 | LTK0-1M0 | F406070 |  | LTK0
LTK-H03MLD20HD010 | UPPER GUIDE BEARING PAD NO.10 |  | OPERATING | OPERATING | E223 | LTK0-1M0 | F406070 |  | LTK0
LTK-H03MLD20HD011 | UPPER GUIDE BEARING PAD NO.11 |  | OPERATING | OPERATING | E223 | LTK0-1M0 | F406070 |  | LTK0
LTK-H03MLD20HD012 | UPPER GUIDE BEARING PAD NO.12 |  | OPERATING | OPERATING | E223 | LTK0-1M0 | F406070 |  | LTK0
LTK-H03MLV | COMBINE GUIDE BEARINGS SUPPLY SYSTEM |  | OPERATING | OPERATING | E223 | LTK0-1M0 | F40607003 |  | LTK0
LTK-H03MLV10 | CGB SUPPLY OIL SYSTEM |  | OPERATING | OPERATING | E223 | LTK0-1M0 | F40607003 |  | LTK0
LTK-H03MLV10AA001 | SHUT OFF VALVE 3MLV10AA001 |  | OPERATING | OPERATING | E223 | LTK0-1M0 | F40607003 |  | LTK0
LTK-H03MLV10AA010 | SHUT OFF VALVE 3MLV10AA010 |  | OPERATING | OPERATING | E223 | LTK0-1M0 | F40607003 |  | LTK0
LTK-H03MLV10AA011 | CHECK VALVE 3MLV10AA011 |  | OPERATING | OPERATING | E223 | LTK0-1M0 | F40607003 |  | LTK0
LTK-H03MLV10AA012 | SHUT OFF VALVE 3MLV10AA012 |  | OPERATING | OPERATING | E223 | LTK0-1M0 | F40607003 |  | LTK0
LTK-H03MLV10AA020 | SHUT OFF VALVE 3MLV10AA020 |  | OPERATING | OPERATING | E223 | LTK0-1M0 | F40607003 |  | LTK0
LTK-H03MLV10AA021 | CHECK VALVE 3MLV10AA021 |  | OPERATING | OPERATING | E223 | LTK0-1M0 | F40607003 |  | LTK0
LTK-H03MLV10AA022 | SHUT OFF VALVE 3MLV10AA022 |  | OPERATING | OPERATING | E223 | LTK0-1M0 | F40607003 |  | LTK0
LTK-H03MLV10AA050 | SHUT OFF VALVE 3MLV10AA050 |  | OPERATING | OPERATING | E223 | LTK0-1M0 | F40607003 |  | LTK0
LTK-H03MLV10AA051 | SHUT OFF VALVE 3MLV10AA051 |  | OPERATING | OPERATING | E223 | LTK0-1M0 | F40607003 |  | LTK0
LTK-H03MLV10AA060 | SHUT OFF VALVE 3MLV10AA060 |  | OPERATING | OPERATING | E223 | LTK0-1M0 | F40607003 |  | LTK0
LTK-H03MLV10AA061 | SHUT OFF VALVE 3MLV10AA061 |  | OPERATING | OPERATING | E223 | LTK0-1M0 | F40607003 |  | LTK0
LTK-H03MLV10AA070 | SHUT OFF VALVE 3MLV10AA070 |  | OPERATING | OPERATING | E223 | LTK0-1M0 | F40607003 |  | LTK0
LTK-H03MLV10AA710 | SAFETY VALVE 3MLV10AA710 |  | OPERATING | OPERATING | E223 | LTK0-1M0 | F40607003 |  | LTK0
LTK-H03MLV10AA720 | SAFETY VALVE 3MLV10AA720 |  | OPERATING | OPERATING | E223 | LTK0-1M0 | F40607003 |  | LTK0
LTK-H03MLV10AC310 | CGB OIL COOLER NO.1 3MLV10AC310 |  | OPERATING | OPERATING | E223 | LTK0-1M0 | F40607003 |  | LTK0
LTK-H03MLV10AC320 | CGB OIL COOLER NO.2 3MLV10AC320 |  | OPERATING | OPERATING | E223 | LTK0-1M0 | F40607003 |  | LTK0
LTK-H03MLV10AP110 | CGB OIL PUMP NO.1 - 3MLV10AP110 |  | OPERATING | OPERATING | E223 | LTK0-1D0 | F40607003 |  | LTK0
LTK-H03MLV10AP110-M01 | MOTOR FOR CGB OIL PUMP NO.1 |  | OPERATING | OPERATING | E223 | LTK0-1D0 | F40607003 |  | LTK0
LTK-H03MLV10AP110KP01 | CGB OIL PUMP NO.1 |  | OPERATING | OPERATING | E223 | LTK0-1M0 | F40607003 |  | LTK0
LTK-H03MLV10AP120 | CGB OIL PUMP NO.2 - 3MLV10AP120 |  | OPERATING | OPERATING | E223 | LTK0-1D0 | F40607003 |  | LTK0
LTK-H03MLV10AP120-M01 | MOTOR FOR CGB OIL PUMP NO.2 |  | OPERATING | OPERATING | E223 | LTK0-1D0 | F40607003 |  | LTK0
LTK-H03MLV10AP120KP01 | CGB OIL PUMP NO.2 |  | OPERATING | OPERATING | E223 | LTK0-1M0 | F40607003 |  | LTK0
LTK-H03MLV10AT100 | CGB OIL FILTER 50µm. 3MLV10AT100 |  | OPERATING | OPERATING | E223 | LTK0-1M0 | F40607003 |  | LTK0
LTK-H03MLV10CF100 | CGB OIL FLOW DETECTOR WITH CONTACT - CF100 |  | OPERATING | OPERATING | E223 | LTK0-1D0 | F40607003 |  | LTK0
LTK-H03MLV10CP100 | PRESSURE DIFFERENCE SWITCH (CGB OIL FILTER) - CP100 |  | OPERATING | OPERATING | E223 | LTK0-1D0 | F40607003 |  | LTK0
LTK-H03MLV10CP101 | CGB PUMP NO.1 PRESSURE SWITCH - CP101 |  | OPERATING | OPERATING | E223 | LTK0-1D0 | F40607003 |  | LTK0
LTK-H03MLV10CP102 | CGB PUMP NO.2 PRESSURE SWITCH - CP102 |  | OPERATING | OPERATING | E223 | LTK0-1D0 | F40607003 |  | LTK0
LTK-H03MLV10CP301 | CGB PUMP NO.1 PRESSURE GAUGE - CP301 |  | OPERATING | OPERATING | E223 | LTK0-1D0 | F40607003 |  | LTK0
LTK-H03MLV10CP302 | CGB PUMP NO.2 PRESSURE GAUGE - CP302 |  | OPERATING | OPERATING | E223 | LTK0-1D0 | F40607003 |  | LTK0
LTK-H03MLV10CP310 | AFTER CGB OIL FILTER PRESSURE GAUGE - CP310 |  | OPERATING | OPERATING | E223 | LTK0-1D0 | F40607003 |  | LTK0
LTK-H03MLV10CP320 | AFTER CGB HEAT EXCHANGER PRESSURE GAUGE - CP320 |  | OPERATING | OPERATING | E223 | LTK0-1D0 | F40607003 |  | LTK0
LTK-H03MLV10CT010 | Sensor for resistance thermometer |  | OPERATING | OPERATING | E223 | LTK0-1D0 | F40607003 |  | LTK0
LTK-H03MLV10CT011 | TR10-C / Pt100G 1/2B |  | OPERATING | OPERATING | E223 | LTK0-1D0 | F40607003 |  | LTK0
LTK-H03MLV10CT310 | Sensor for resistance thermometer |  | OPERATING | OPERATING | E223 | LTK0-1D0 | F40607003 |  | LTK0
LTK-H03MLV10CT320 | Sensor for resistance thermometer |  | OPERATING | OPERATING | E223 | LTK0-1D0 | F40607003 |  | LTK0
LTK-H03MLV10CT321 | "RTD type R5502 Type R5502,Insert length |  | OPERATING | OPERATING | E223 | LTK0-1D0 | F40607003 |  | LTK0
LTK-H03MLV20 | UGB SUPPLY OIL SYSTEM |  | OPERATING | OPERATING | E223 | LTK0-1M0 | F40607003 |  | LTK0
LTK-H03MLV20AA001 | SHUT OFF VALVE 3MLV20AA001 |  | OPERATING | OPERATING | E223 | LTK0-1M0 | F40607003 |  | LTK0
LTK-H03MLV20AA010 | SHUT OFF VALVE 3MLV20AA010 |  | OPERATING | OPERATING | E223 | LTK0-1M0 | F40607003 |  | LTK0
LTK-H03MLV20AA011 | CHECK VALVE 3MLV20AA011 |  | OPERATING | OPERATING | E223 | LTK0-1M0 | F40607003 |  | LTK0
LTK-H03MLV20AA012 | SHUT OFF VALVE 3MLV20AA012 |  | OPERATING | OPERATING | E223 | LTK0-1M0 | F40607003 |  | LTK0
LTK-H03MLV20AA020 | SHUT OFF VALVE 3MLV20AA020 |  | OPERATING | OPERATING | E223 | LTK0-1M0 | F40607003 |  | LTK0
LTK-H03MLV20AA021 | CHECK VALVE 3MLV20AA021 |  | OPERATING | OPERATING | E223 | LTK0-1M0 | F40607003 |  | LTK0
LTK-H03MLV20AA022 | SHUT OFF VALVE 3MLV20AA022 |  | OPERATING | OPERATING | E223 | LTK0-1M0 | F40607003 |  | LTK0
LTK-H03MLV20AA050 | SHUT OFF VALVE 3MLV20AA050 |  | OPERATING | OPERATING | E223 | LTK0-1M0 | F40607003 |  | LTK0
LTK-H03MLV20AA051 | SHUT OFF VALVE 3MLV20AA051 |  | OPERATING | OPERATING | E223 | LTK0-1M0 | F40607003 |  | LTK0
LTK-H03MLV20AA060 | SHUT OFF VALVE 3MLV20AA060 |  | OPERATING | OPERATING | E223 | LTK0-1M0 | F40607003 |  | LTK0
LTK-H03MLV20AA061 | SHUT OFF VALVE 3MLV20AA061 |  | OPERATING | OPERATING | E223 | LTK0-1M0 | F40607003 |  | LTK0
LTK-H03MLV20AA070 | SHUT OFF VALVE 3MLV20AA070 |  | OPERATING | OPERATING | E223 | LTK0-1M0 | F40607003 |  | LTK0
LTK-H03MLV20AA710 | SAFETY VALVE 3MLV20AA710 |  | OPERATING | OPERATING | E223 | LTK0-1M0 | F40607003 |  | LTK0
LTK-H03MLV20AA720 | SAFETY VALVE 3MLV20AA720 |  | OPERATING | OPERATING | E223 | LTK0-1M0 | F40607003 |  | LTK0
LTK-H03MLV20AC310 | UGB OIL COOLER (Heat Exchanger) no.1 3MLV20AC310 |  | OPERATING | OPERATING | E223 | LTK0-1M0 | F40607003 |  | LTK0
LTK-H03MLV20AC320 | UGB OIL COOLER (Heat Exchanger) no.2 3MLV20AC320 |  | OPERATING | OPERATING | E223 | LTK0-1M0 | F40607003 |  | LTK0
LTK-H03MLV20AP110 | UPPER GUIDE BEARING OIL PUMP NO.1 3MLV20AP110 |  | OPERATING | OPERATING | E223 | LTK0-1D0 | F40607003 |  | LTK0
LTK-H03MLV20AP110-M01 | MOTOR FOR UGB OIL PUMP NO.1 |  | OPERATING | OPERATING | E223 | LTK0-1D0 | F40607003 |  | LTK0
LTK-H03MLV20AP110KP01 | UGB OIL PUMP NO.1 |  | OPERATING | OPERATING | E223 | LTK0-1M0 | F40607003 |  | LTK0
LTK-H03MLV20AP120 | UPPER GUIDE BEARING OIL PUMP NO.2 3MLV20AP120 |  | OPERATING | OPERATING | E223 | LTK0-1D0 | F40607003 |  | LTK0
LTK-H03MLV20AP120-M01 | MOTOR FOR UGB OIL PUMP NO.2 |  | OPERATING | OPERATING | E223 | LTK0-1D0 | F40607003 |  | LTK0
LTK-H03MLV20AP120KP01 | UGB OIL PUMP NO.2 |  | OPERATING | OPERATING | E223 | LTK0-1M0 | F40607003 |  | LTK0
LTK-H03MLV20AP910 | AC electric motor |  | OPERATING | OPERATING | E223 | LTK0-1D0 | F40607003 |  | LTK0
LTK-H03MLV20AP920 | AC electric motor |  | OPERATING | OPERATING | E223 | LTK0-1D0 | F40607003 |  | LTK0
LTK-H03MLV20AT100 | UGB Oil Filter 50µm. 3MLV20AT100 |  | OPERATING | OPERATING | E223 | LTK0-1M0 | F40607003 |  | LTK0
LTK-H03MLV20CF100 | UGB OIL FLOW DETECTOR WITH CONTACT - CF100 |  | OPERATING | OPERATING | E223 | LTK0-1D0 | F40607003 |  | LTK0
LTK-H03MLV20CF101 | electromagnetic flow (EMF) meter |  | OPERATING | OPERATING | E223 | LTK0-1D0 | F40607003 |  | LTK0
LTK-H03MLV20CF190 | Flow detector with contacts |  | OPERATING | OPERATING | E223 | LTK0-1D0 | F40607003 |  | LTK0
LTK-H03MLV20CP100 | PRESSURE DIFFERENCE SWITCH (UGB OIL FILTER) - CP100 |  | OPERATING | OPERATING | E223 | LTK0-1D0 | F40607003 |  | LTK0
LTK-H03MLV20CP101 | UGB PUMP NO.1 PRESSURE SWITCH - CP101 |  | OPERATING | OPERATING | E223 | LTK0-1D0 | F40607003 |  | LTK0
LTK-H03MLV20CP102 | UGB PUMP NO.2 PRESSURE SWITCH - CP102 |  | OPERATING | OPERATING | E223 | LTK0-1D0 | F40607003 |  | LTK0
LTK-H03MLV20CP190 | Pressure difference switch |  | OPERATING | OPERATING | E223 | LTK0-1D0 | F40607003 |  | LTK0
LTK-H03MLV20CP191 | Pressure switch |  | OPERATING | OPERATING | E223 | LTK0-1D0 | F40607003 |  | LTK0
LTK-H03MLV20CP192 | Pressure switch |  | OPERATING | OPERATING | E223 | LTK0-1D0 | F40607003 |  | LTK0
LTK-H03MLV20CP301 | UGB PUMP NO.1 PRESSURE GAUGE - CP301 |  | OPERATING | OPERATING | E223 | LTK0-1D0 | F40607003 |  | LTK0
LTK-H03MLV20CP302 | UGB PUMP NO.2 PRESSURE GAUGE - CP302 |  | OPERATING | OPERATING | E223 | LTK0-1D0 | F40607003 |  | LTK0
LTK-H03MLV20CP310 | AFTER UGB OIL FILTER PRESSURE GAUGE - CP310 |  | OPERATING | OPERATING | E223 | LTK0-1D0 | F40607003 |  | LTK0
LTK-H03MLV20CP320 | AFTER UGB HEAT EXCHANGER PRESSURE GAUGE - CP320 |  | OPERATING | OPERATING | E223 | LTK0-1D0 | F40607003 |  | LTK0
LTK-H03MLV20CT010 | Sensor for resistance thermometer no.1 |  | OPERATING | OPERATING | E223 | LTK0-1D0 | F40607003 |  | LTK0
LTK-H03MLV20CT310 | Sensor for resistance thermometer |  | OPERATING | OPERATING | E223 | LTK0-1D0 | F40607003 |  | LTK0
LTK-H03MLV20CT320 | Sensor for resistance thermometer |  | OPERATING | OPERATING | E223 | LTK0-1D0 | F40607003 |  | LTK0
LTK-H03MLV20CT321 | Sensor for resistance thermometer no.2 |  | OPERATING | OPERATING | E223 | LTK0-1D0 | F40607003 |  | LTK0
LTK-H03MLV20CT810 | Sensor for resistance thermometer |  | OPERATING | OPERATING | E223 | LTK0-1D0 | F40607003 |  | LTK0
LTK-H03MLV20CT910 | Sensor for resistance thermometer |  | OPERATING | OPERATING | E223 | LTK0-1D0 | F40607003 |  | LTK0
LTK-H03MLV40 | HIGH PRESSURE PUMP SUPPLY SYSTEM |  | OPERATING | OPERATING | E223 | LTK0-1M0 | F40607003 |  | LTK0
LTK-H03MLV40AA001 | SHUT OFF VALVE 3MLV40AA001 |  | OPERATING | OPERATING | E223 | LTK0-1M2 | F406070 |  | LTK0
LTK-H03MLV40AA002 | SHUT OFF VALVE 3MLV40AA002 |  | OPERATING | OPERATING | E223 | LTK0-1M2 | F406070 |  | LTK0
LTK-H03MLV40AA010 | SHUT OFF VALVE 3MLV40AA010 |  | OPERATING | OPERATING | E223 | LTK0-1M0 | F40607003 |  | LTK0
LTK-H03MLV40AA011 | CHECK VALVE 3MLV40AA011 |  | OPERATING | OPERATING | E223 | LTK0-1M2 | F406070 |  | LTK0
LTK-H03MLV40AA012 | SHUT OFF VALVE 3MLV40AA012 |  | OPERATING | OPERATING | E223 | LTK0-1M2 | F406070 |  | LTK0
LTK-H03MLV40AA020 | SHUT OFF VALVE 3MLV40AA020 |  | OPERATING | OPERATING | E223 | LTK0-1M0 | F40607003 |  | LTK0
LTK-H03MLV40AA021 | CHECK VALVE 3MLV40AA021 |  | OPERATING | OPERATING | E223 | LTK0-1M2 | F406070 |  | LTK0
LTK-H03MLV40AA022 | SHUT OFF VALVE 3MLV40AA022 |  | OPERATING | OPERATING | E223 | LTK0-1M2 | F406070 |  | LTK0
LTK-H03MLV40AA050 | SHUT VALVE 3MLV40AA050 |  | OPERATING | OPERATING | E223 | LTK0-1M2 | F406070 |  | LTK0
LTK-H03MLV40AA401 | SHUT OFF VALVE 3MLV40AA401 |  | OPERATING | OPERATING | E223 | LTK0-1M2 | F406070 |  | LTK0
LTK-H03MLV40AA710 | SAFETY VALVE 3MLV40AA710 |  | OPERATING | OPERATING | E223 | LTK0-1M2 | F406070 |  | LTK0
LTK-H03MLV40AA720 | SAFETY VALVE 3MLV40AA720 |  | OPERATING | OPERATING | E223 | LTK0-1M2 | F406070 |  | LTK0
LTK-H03MLV40AP110 | HIGH PRESSURE OIL LIFTING PUMP NO.1 3MLV40AP110 |  | OPERATING | OPERATING | E223 | LTK0-1M0 | F40607003 |  | LTK0
LTK-H03MLV40AP110-M01 | MOTOR FOR HPO PUMP NO.1 |  | OPERATING | OPERATING | E223 | LTK0-1D0 | F40607003 |  | LTK0
LTK-H03MLV40AP110KP01 | HPO PUMP NO.1 |  | OPERATING | OPERATING | E223 | LTK0-1M0 | F40607003 |  | LTK0
LTK-H03MLV40AP120 | HIGH PRESSURE OIL LIFTING PUMP NO.2 3MLV40AP120 |  | OPERATING | OPERATING | E223 | LTK0-1D0 | F40607003 |  | LTK0
LTK-H03MLV40AP120-M01 | MOTOR FOR HPO PUMP NO.2 |  | OPERATING | OPERATING | E223 | LTK0-1D0 | F40607003 |  | LTK0
LTK-H03MLV40AP120KP01 | HPO PUMP NO.2 |  | OPERATING | OPERATING | E223 | LTK0-1M0 | F40607003 |  | LTK0
LTK-H03MLV40AT010 | OIL FILTER (SUCTION PUMP) 3MLV40AT010 |  | OPERATING | OPERATING | E223 | LTK0-1M2 | F406070 |  | LTK0
LTK-H03MLV40AT020 | OIL FILTER (SUCTION PUMP) 3MLV40AT020 |  | OPERATING | OPERATING | E223 | LTK0-1M2 | F406070 |  | LTK0
LTK-H03MLV40AT100 | OIL FILTER (HIGH PRESSURE OIL SYSTEM) 20µm. 3MLV40AT100 |  | OPERATING | OPERATING | E223 | LTK0-1M0 | F40607003 |  | LTK0
LTK-H03MLV40BR001 | HIGH PRESSURE OIL PIPE |  | OPERATING | OPERATING | E223 | LTK0-1M2 | F40607003 |  | LTK0
LTK-H03MLV40CF100 | HPOS FLOW DETECTOR WITH CONTACT - CF100 |  | OPERATING | OPERATING | E223 | LTK0-1D0 | F40607003 |  | LTK0
LTK-H03MLV40CP100 | PRESSURE DIFFERENCE SWITCH (HPOS OIL FILTER) - CP100 |  | OPERATING | OPERATING | E223 | LTK0-1D0 | F40607003 |  | LTK0
LTK-H03MLV40CP101 | HPO PUMP NO.1 PRESSURE SWITCH - CP101 |  | OPERATING | OPERATING | E223 | LTK0-1D0 | F40607003 |  | LTK0
LTK-H03MLV40CP111 | HPO PUMP NO.2 PRESSURE SWITCH - CP111 |  | OPERATING | OPERATING | E223 | LTK0-1D0 | F40607003 |  | LTK0
LTK-H03MLV40CP301 | HPO PUMP NO.1 PRESSURE GAUGE - CP301 |  | OPERATING | OPERATING | E223 | LTK0-1D0 | F40607003 |  | LTK0
LTK-H03MLV40CP310 | AFTER HPOS OIL FILTER PRESSURE GAUGE - CP310 |  | OPERATING | OPERATING | E223 | LTK0-1D0 | F40607003 |  | LTK0
LTK-H03MLV40CP311 | HPO PUMP NO.2 PRESSURE GAUGE - CP311 |  | OPERATING | OPERATING | E223 | LTK0-1D0 | F40607003 |  | LTK0
LTK-H03MLV60 | UGB OIL MIST EXHAUST |  | OPERATING | OPERATING | E223 | LTK0-1D0 | F40607003 |  | LTK0
LTK-H03MLV60AP110 | UGB OIL MIST EXHAUST FAN |  | OPERATING | OPERATING | E223 | LTK0-1D0 | F40607003 |  | LTK0
LTK-H03MLV70 | CGB OIL MIST EXHAUST |  | OPERATING | OPERATING | E223 | LTK0-1D0 | F40607003 |  | LTK0
LTK-H03MLV70AA001 | Air breather |  | OPERATING | OPERATING | E223 | LTK0-1M0 | F40607003 |  | LTK0
LTK-H03MLV70AA002 | Check valve |  | OPERATING | OPERATING | E223 | LTK0-1M0 | F40607003 |  | LTK0
LTK-H03MLV70AA003 | pressure safety valve |  | OPERATING | OPERATING | E223 | LTK0-1M0 | F40607003 |  | LTK0
LTK-H03MLV70AA004 | discharge adjusting valve |  | OPERATING | OPERATING | E223 | LTK0-1M0 | F40607003 |  | LTK0
LTK-H03MLV70AA005 | "shut-off valve,normally closed" |  | OPERATING | OPERATING | E223 | LTK0-1M0 | F40607003 |  | LTK0
LTK-H03MLV70AA006 | "shut-off valve,normally closed" |  | OPERATING | OPERATING | E223 | LTK0-1M0 | F40607003 |  | LTK0
LTK-H03MLV70AA007 | "shut-off valve,normally closed" |  | OPERATING | OPERATING | E223 | LTK0-1M0 | F40607003 |  | LTK0
LTK-H03MLV70AA008 | "shut-off valve,normally closed" |  | OPERATING | OPERATING | E223 | LTK0-1M0 | F40607003 |  | LTK0
LTK-H03MLV70AP010 | CGB OIL MIST SEPARATOR |  | OPERATING | OPERATING | E223 | LTK0-1M0 | F40607003 |  | LTK0
LTK-H03MLV70AP010-M01 | MOTOR FOR CGB OIL MIST EXHAUST |  | OPERATING | OPERATING | E223 | LTK0-1D0 | F40607003 |  | LTK0
LTK-H03MLV70AP010KN01 | CGB OIL MIST VACUUM BLOWER |  | OPERATING | OPERATING | E223 | LTK0-1M0 | F40607003 |  | LTK0
LTK-H03MLV70AP010KT01 | CGB OIL MIST FILTER |  | OPERATING | OPERATING | E223 | LTK0-1M0 | F40607003 |  | LTK0
LTK-H03MLV70AP110 | CGB OIL MIST EXHAUST FAN |  | OPERATING | OPERATING | E223 | LTK0-1M0 | F40607003 |  | LTK0
LTK-H03MLV70CP001 | pressure gauge |  | OPERATING | OPERATING | E223 | LTK0-1D0 | F40607003 |  | LTK0
LTK-H03MLY | BEARINGS TERMINAL BOX |  | OPERATING | OPERATING | E223 | LTK0-1D0 | F40607003 |  | LTK0
LTK-H03MLY30 | CGB oil tank terminal box |  | OPERATING | OPERATING | E223 | LTK0-1D0 | F40607003 |  | LTK0
LTK-H03MLY30GH100 | CGB oil tank terminal box |  | OPERATING | OPERATING | E223 | LTK0-1D0 | F40607003 |  | LTK0
LTK-H03MLY40 | UGB oil tank terminal box |  | OPERATING | OPERATING | E223 | LTK0-1D0 | F40607003 |  | LTK0
LTK-H03MLY40GH100 | UGB oil tank terminal box |  | OPERATING | OPERATING | E223 | LTK0-1D0 | F40607003 |  | LTK0
LTK-H03MLY50 | Generator RTD terminal box |  | OPERATING | OPERATING | E223 | LTK0-1D0 | F40607003 |  | LTK0
LTK-H03MLY50GH100 | Generator RTD terminal box |  | OPERATING | OPERATING | E223 | LTK0-1D0 | F40607003 |  | LTK0
LTK-H03MLY60 | LAMPS |  | OPERATING | OPERATING | E223 | LTK0-1D0 | F40607003 |  | LTK0
LTK-H03MLY60GH100 | illumination terminal box |  | OPERATING | OPERATING | E223 | LTK0-1D0 | F40607003 |  | LTK0
LTK-H03MLY60ZM101 | Lamp no.1 |  | OPERATING | OPERATING | E223 | LTK0-1D0 | F40607003 |  | LTK0
LTK-H03MLY60ZM102 | Lamp no.2 |  | OPERATING | OPERATING | E223 | LTK0-1D0 | F40607003 |  | LTK0
LTK-H03MLY60ZM103 | Lamp no.3 |  | OPERATING | OPERATING | E223 | LTK0-1D0 | F40607003 |  | LTK0
LTK-H03MLY60ZM104 | Lamp no.4 |  | OPERATING | OPERATING | E223 | LTK0-1D0 | F40607003 |  | LTK0
LTK-H03MLY60ZM201 | Lamp no.5 |  | OPERATING | OPERATING | E223 | LTK0-1D0 | F40607003 |  | LTK0
LTK-H03MLY60ZM202 | Lamp no.6 |  | OPERATING | OPERATING | E223 | LTK0-1D0 | F40607003 |  | LTK0
LTK-H03MLY60ZM203 | Lamp no.7 |  | OPERATING | OPERATING | E223 | LTK0-1D0 | F40607003 |  | LTK0
LTK-H03MLY60ZM204 | Lamp no.8 |  | OPERATING | OPERATING | E223 | LTK0-1D0 | F40607003 |  | LTK0
LTK-H03MLY60ZM205 | Lamp no.9 |  | OPERATING | OPERATING | E223 | LTK0-1D0 | F40607003 |  | LTK0
LTK-H03MLY60ZM206 | Lamp no.10 |  | OPERATING | OPERATING | E223 | LTK0-1D0 | F40607003 |  | LTK0
LTK-H03MLY60ZM207 | Lamp no.11 |  | OPERATING | OPERATING | E223 | LTK0-1D0 | F40607003 |  | LTK0
LTK-H03MLY60ZM208 | Lamp no.12 |  | OPERATING | OPERATING | E223 | LTK0-1D0 | F40607003 |  | LTK0
LTK-H03MLY60ZM301 | Lamp no.13 |  | OPERATING | OPERATING | E223 | LTK0-1D0 | F40607003 |  | LTK0
LTK-H03MLY60ZM302 | Lamp no.14 |  | OPERATING | OPERATING | E223 | LTK0-1D0 | F40607003 |  | LTK0
LTK-H03MLY60ZM303 | Lamp no.15 |  | OPERATING | OPERATING | E223 | LTK0-1D0 | F40607003 |  | LTK0
LTK-H03MLY60ZM304 | Lamp no.16 |  | OPERATING | OPERATING | E223 | LTK0-1D0 | F40607003 |  | LTK0
LTK-H03MLY60ZM305 | Lamp no.17 |  | OPERATING | OPERATING | E223 | LTK0-1D0 | F40607003 |  | LTK0
LTK-H03MLY60ZM306 | Lamp no.18 |  | OPERATING | OPERATING | E223 | LTK0-1D0 | F40607003 |  | LTK0
LTK-H03MLY60ZM401 | Lamp no.19 |  | OPERATING | OPERATING | E223 | LTK0-1D0 | F40607003 |  | LTK0
LTK-H03MLY60ZM402 | Lamp no.20 |  | OPERATING | OPERATING | E223 | LTK0-1D0 | F40607003 |  | LTK0
LTK-H03MLY60ZM403 | Lamp no.21 |  | OPERATING | OPERATING | E223 | LTK0-1D0 | F40607003 |  | LTK0
LTK-H03MLY60ZM404 | Lamp no.22 |  | OPERATING | OPERATING | E223 | LTK0-1D0 | F40607003 |  | LTK0
LTK-H03MLY60ZM405 | Lamp no.23 |  | OPERATING | OPERATING | E223 | LTK0-1D0 | F40607003 |  | LTK0
LTK-H03MLY60ZM406 | Lamp no.24 |  | OPERATING | OPERATING | E223 | LTK0-1D0 | F40607003 |  | LTK0
LTK-H03MLY60ZM501 | Lamp for emergency no.1 |  | OPERATING | OPERATING | E223 | LTK0-1D0 | F40607003 |  | LTK0
LTK-H03MLY60ZM502 | Lamp for emergency no.2 |  | OPERATING | OPERATING | E223 | LTK0-1D0 | F40607003 |  | LTK0
LTK-H03MLY60ZM503 | Lamp for emergency no.3 |  | OPERATING | OPERATING | E223 | LTK0-1D0 | F40607003 |  | LTK0
LTK-H03MLY60ZM504 | Lamp for emergency no.4 |  | OPERATING | OPERATING | E223 | LTK0-1D0 | F40607003 |  | LTK0
LTK-H03MLY60ZM505 | Lamp for emergency no.5 |  | OPERATING | OPERATING | E223 | LTK0-1D0 | F40607003 |  | LTK0
LTK-H03MLY60ZM506 | Lamp for emergency no.6 |  | OPERATING | OPERATING | E223 | LTK0-1D0 | F40607003 |  | LTK0
LTK-H03MLY70 | GEN DEHUMIDIFIER/HEATER SYSTEM |  | OPERATING | OPERATING | E223 | LTK0-1D0 | F40607003 |  | LTK0
LTK-H03MLY70FM101 | Dehumidifier no.1 |  | OPERATING | OPERATING | E223 | LTK0-1D0 | F40607003 |  | LTK0
LTK-H03MLY70FM102 | Dehumidifier no.2 |  | OPERATING | OPERATING | E223 | LTK0-1D0 | F40607003 |  | LTK0
LTK-H03MLY70GH100 | Main terminal box out pit |  | OPERATING | OPERATING | E223 | LTK0-1D0 | F40607003 |  | LTK0
LTK-H03MLY70HT101 | SPACE HEATER NO.1 |  | OPERATING | OPERATING | E223 | LTK0-1D0 | F40607003 |  | LTK0
LTK-H03MLY70HT102 | SPACE HEATER NO.2 |  | OPERATING | OPERATING | E223 | LTK0-1D0 | F40607003 |  | LTK0
LTK-H03MLY70HT103 | SPACE HEATER NO.3 |  | OPERATING | OPERATING | E223 | LTK0-1D0 | F40607003 |  | LTK0
LTK-H03MLY70HT104 | SPACE HEATER NO.4 |  | OPERATING | OPERATING | E223 | LTK0-1D0 | F40607003 |  | LTK0
LTK-H03MLY70HT105 | SPACE HEATER NO.5 |  | OPERATING | OPERATING | E223 | LTK0-1D0 | F40607003 |  | LTK0
LTK-H03MLY70HT106 | SPACE HEATER NO.6 |  | OPERATING | OPERATING | E223 | LTK0-1D0 | F40607003 |  | LTK0
LTK-H03MLY80 | Main terminal box out pit |  | OPERATING | OPERATING | E223 | LTK0-1D0 | F40607003 |  | LTK0
LTK-H03MLY80GH100 | Main terminal box out pit |  | OPERATING | OPERATING | E223 | LTK0-1D0 | F40607003 |  | LTK0
LTK-H03P | Cooling water systems |  | OPERATING | OPERATING | E223 | LTK0-1M0 | F40607003 |  | LTK0
LTK-H03PA | MAIN COOLING WATER SYSTEM |  | OPERATING | OPERATING | E223 | LTK0-1M0 | F40607003 |  | LTK0
LTK-H03PAA10 | MAIN COOLING WATER SYSTEM FOR UNIT 3 |  | OPERATING | OPERATING | E223 | LTK0-1M0 | F406090 |  | LTK0
LTK-H03PAA10AA001 | SHUT OFF VALVE 3PAA10AA001 (MAIN SUCTION VALVE) |  | OPERATING | OPERATING | E223 | LTK0-1M2 | F406070 |  | LTK0
LTK-H03PAA10AA005 | SHUT OFF VALVE 3PAA10AA005 |  | OPERATING | OPERATING | E223 | LTK0-1M2 | F406070 |  | LTK0
LTK-H03PAA10AA010 | SHUT OFF VALVE 3PAA10AA010 |  | OPERATING | OPERATING | E223 | LTK0-1M2 | F406070 |  | LTK0
LTK-H03PAA10AA015 | SHUT OFF VALVE 3PAA10AA015 |  | OPERATING | OPERATING | E223 | LTK0-1M2 | F406070 |  | LTK0
LTK-H03PAA10AA020 | SHUT OFF VALVE 3PAA10AA020 |  | OPERATING | OPERATING | E223 | LTK0-1M2 | F406070 |  | LTK0
LTK-H03PAA10AA021 | SHUT OFF VALVE 3PAA10AA021 |  | OPERATING | OPERATING | E223 | LTK0-1M2 | F406070 |  | LTK0
LTK-H03PAA10AA022 | SHUT OFF VALVE 3PAA10AA022 |  | OPERATING | OPERATING | E223 | LTK0-1M2 | F406070 |  | LTK0
LTK-H03PAA10AA030 | SHUT OFF VALVE 3PAA10AA030 |  | OPERATING | OPERATING | E223 | LTK0-1M2 | F406070 |  | LTK0
LTK-H03PAA10AA050 | SHUT OFF VALVE 3PAA10AA050 |  | OPERATING | OPERATING | E223 | LTK0-1M2 | F406070 |  | LTK0
LTK-H03PAA10AA051 | SHUT OFF VALVE 3PAA10AA051 |  | OPERATING | OPERATING | E223 | LTK0-1M2 | F406070 |  | LTK0
LTK-H03PAA10AA055 | SHUT OFF VALVE 3PAA10AA055 |  | OPERATING | OPERATING | E223 | LTK0-1M2 | F406070 |  | LTK0
LTK-H03PAA10AA060 | SHUT OFF VALVE 3PAA10AA060 |  | OPERATING | OPERATING | E223 | LTK0-1M2 | F406070 |  | LTK0
LTK-H03PAA10AA065 | SHUT OFF VALVE 3PAA10AA065 |  | OPERATING | OPERATING | E223 | LTK0-1M2 | F406070 |  | LTK0
LTK-H03PAA10AA401 | SHUT OFF VALVE 3PAA10AA401 |  | OPERATING | OPERATING | E223 | LTK0-1M2 | F406070 |  | LTK0
LTK-H03PAA10AT001 | COOLING WATER SUCTION SCREEN |  | OPERATING | OPERATING | E223 | LTK0-1M2 | F40607003 |  | LTK0
LTK-H03PAA10BR001 | COOLING WATER SUPPLY PIPE |  | OPERATING | OPERATING | E223 | LTK0-1M2 | F40607003 |  | LTK0
LTK-H03PAB10 | COOLING WATER PIPING AND CULVERT SYSTEM |  | OPERATING | OPERATING | E223 | LTK0-1M0 | F40607003 |  | LTK0
LTK-H03PAB10AA010 | VALVE 3PAB10AA010 |  | OPERATING | OPERATING | E223 | LTK0-1D0 | F40607003 |  | LTK0
LTK-H03PAB10AA011 | DISCHARGE MOTOR MAIN VALVE 3PAB10AA011 |  | OPERATING | OPERATING | E223 | LTK0-1M2 | F406070 |  | LTK0
LTK-H03PAB10AA011-M01 | MOV - MAIN WATER SUPPLY MAIN WAY VALVE |  | OPERATING | OPERATING | E223 |  | F40607003 |  | LTK0
LTK-H03PAB10AA012 | SHUT OFF VALVE 3PAB10AA012 |  | OPERATING | OPERATING | E223 | LTK0-1M2 | F406070 |  | LTK0
LTK-H03PAB10AA014 | SHUT OFF VALVE 3PAB10AA014 |  | OPERATING | OPERATING | E223 | LTK0-1M2 | F406070 |  | LTK0
LTK-H03PAB10AA015 | DISCHARGE MOTOR MAIN VALVE 3PAB10AA015 |  | OPERATING | OPERATING | E223 | LTK0-1M2 | F406070 |  | LTK0
LTK-H03PAB10AA015-M01 | MOV - MAIN WATER SUPPLY STANDBY WAY VALVE |  | OPERATING | OPERATING | E223 |  | F40607003 |  | LTK0
LTK-H03PAB10AA016 | CHECK VALVE 3PAB10AA016 |  | OPERATING | OPERATING | E223 | LTK0-1M2 | F406070 |  | LTK0
LTK-H03PAB10AA017 | SHUT OFF VALVE 3PAB10AA017 |  | OPERATING | OPERATING | E223 | LTK0-1M2 | F406070 |  | LTK0
LTK-H03PAB10AA018 | REGULATING VALVE 3PAB10AA018 |  | OPERATING | OPERATING | E223 | LTK0-1M2 | F406070 |  | LTK0
LTK-H03PAB10AA019 | CHECK VALVE 3PAB10AA019 |  | OPERATING | OPERATING | E223 | LTK0-1M2 | F406070 |  | LTK0
LTK-H03PAB10AA021 | CHECK VALVE 3PAB10AA021 |  | OPERATING | OPERATING | E223 | LTK0-1M0 | F406094 |  | LTK0
LTK-H03PAB10AA025 | SHUT OFF VALVE 3PAB10AA025 |  | OPERATING | OPERATING | E223 | LTK0-1M2 | F406070 |  | LTK0
LTK-H03PAB10AA031 | CHECK VALVE 3PAB10AA031 |  | OPERATING | OPERATING | E223 | LTK0-1M2 | F406070 |  | LTK0
LTK-H03PAB10AA035 | SHUT OFF VALVE 3PAB10AA035 |  | OPERATING | OPERATING | E223 | LTK0-1M2 | F406070 |  | LTK0
LTK-H03PAB10AA040 | DISCHARGE MOTOR MAIN VALVE 3PAB10AA040 (AT NO LOAD) |  | OPERATING | OPERATING | E223 | LTK0-1M2 | F406070 |  | LTK0
LTK-H03PAB10AA040-M01 | MOV - MAIN TRANSFORMER COOLING WATER AT NOLOAD DISCHARGE VALVE |  | OPERATING | OPERATING | E223 |  | F40607003 |  | LTK0
LTK-H03PAB10AA041 | SHUT OFF VALVE 3PAB10AA041 |  | OPERATING | OPERATING | E223 | LTK0-1M2 | F406070 |  | LTK0
LTK-H03PAB10AA042 | SHUT OFF VALVE 3PAB10AA042 |  | OPERATING | OPERATING | E223 | LTK0-1M2 | F406070 |  | LTK0
LTK-H03PAB10AA043 | MOTORIZED VALVE 3PAB10AA043 |  | OPERATING | OPERATING | E223 | LTK0-1M2 | F406070 |  | LTK0
LTK-H03PAB10AA043-M01 | MOV - MAIN TRANSFORMER COOLING WATER VALVE |  | OPERATING | OPERATING | E223 |  | F40607003 |  | LTK0
LTK-H03PAB10AA045 | SHUT OFF VALVE 3PAB10AA045 |  | OPERATING | OPERATING | E223 | LTK0-1M2 | F406070 |  | LTK0
LTK-H03PAB10AA046 | SHUT OFF VALVE 3PAB10AA046 |  | OPERATING | OPERATING | E223 | LTK0-1M2 | F406070 |  | LTK0
LTK-H03PAB10AA047 | REGULATING VALVE 3PAB10AA047 |  | OPERATING | OPERATING | E223 | LTK0-1M2 | F406070 |  | LTK0
LTK-H03PAB10AA048 | SHUT OFF VALVE 3PAB10AA048 |  | OPERATING | OPERATING | E223 | LTK0-1M2 | F406070 |  | LTK0
LTK-H03PAB10AA050 | SHUT OFF VALVE 3PAB10AA050 |  | OPERATING | OPERATING | E223 | LTK0-1M2 | F406070 |  | LTK0
LTK-H03PAB10AA060 | CHECK VALVE 3PAB10AA060 |  | OPERATING | OPERATING | E223 | LTK0-1M2 | F406070 |  | LTK0
LTK-H03PAB10AA061 | RUNNER BACK LABYRINTH WATER SUPPLY SHUTOFF VALVE |  | OPERATING | OPERATING | E223 | LTK0-1M0 | F40607003 |  | LTK0
LTK-H03PAB10AA065 | SHUT OFF VALVE 3PAB10AA065 |  | OPERATING | OPERATING | E223 | LTK0-1M2 | F406070 |  | LTK0
LTK-H03PAB10AA066 | SHUT OFF VALVE 3PAB10AA066 |  | OPERATING | OPERATING | E223 | LTK0-1M2 | F406070 |  | LTK0
LTK-H03PAB10AA067 | SHUT OFF VALVE 3PAB10AA067 |  | OPERATING | OPERATING | E223 | LTK0-1M2 | F406070 |  | LTK0
LTK-H03PAB10AA070 | CHECK VALVE FOR RUNNER GAP |  | OPERATING | OPERATING | E223 | LTK0-1M2 | f406094 |  | LTK0
LTK-H03PAB10AA071 | SHUT OFF VALVE FOR RUNNER GAP |  | OPERATING | OPERATING | E223 | LTK0-1M2 | F406094 |  | LTK0
LTK-H03PAB10AA370 | FLOW CONTROL VALVE FOR RUNNER GAP |  | OPERATING | OPERATING | E223 | LTK0-1M2 | f406094 |  | LTK0
LTK-H03PAB10AT110 | MAIN AUTOMATIC STRAINER 3PAB10AT110 |  | OPERATING | OPERATING | E223 | LTK0-1M0 | F40607003 |  | LTK0
LTK-H03PAB10AT110-M01 | MOTOR FLUSHING FOR MAIN COOLING AUTOMATIC STRAINER |  | OPERATING | OPERATING | E223 | LTK0-1D0 | F40607003 |  | LTK0
LTK-H03PAB10AT110-M02 | MOV FOR MAIN COOLING AUTOMATIC STRAINER |  | OPERATING | OPERATING | E223 | LTK0-1D0 | F40607003 |  | LTK0
LTK-H03PAB10AT110-N01 | CONTROL CUBICLE - MAIN COOLING AUTOMATIC STRAINER |  | OPERATING | OPERATING | E223 | LTK0-1D0 | F40607003 |  | LTK0
LTK-H03PAB10AT120 | AUTOMATIC STRAINER AT NO LOAD NO.1 3PAB10AT120 |  | OPERATING | OPERATING | E223 | LTK0-1M2 | F406094 |  | LTK0
LTK-H03PAB10AT120-M01 | MOTOR FLUSHING FOR MTR AT NOLOAD AUTOMATIC STRAINER NO.1 |  | OPERATING | OPERATING | E223 | LTK0-1D0 | F40607003 |  | LTK0
LTK-H03PAB10AT120-M02 | MOV FOR MTR AT NOLOAD AUTOMATIC STRAINER NO.1 |  | OPERATING | OPERATING | E223 | LTK0-1D0 | F40607003 |  | LTK0
LTK-H03PAB10AT120-N01 | CONTROL CUBICLE - MTR AT NOLOAD AUTOMATIC STRAINER NO.1 | GH001 | OPERATING | OPERATING | E223 | LTK0-1D0 | F40607003 |  | LTK0
LTK-H03PAB10AT130 | AUTOMATIC STRAINER AT NO LOAD NO.2 3PAB10AT130 |  | OPERATING | OPERATING | E223 |  | F406094 |  | LTK0
LTK-H03PAB10AT130-M01 | MOTOR FLUSHING FOR MTR AT NOLOAD AUTOMATIC STRAINER NO.2 |  | OPERATING | OPERATING | E223 | LTK0-1D0 | F40607003 |  | LTK0
LTK-H03PAB10AT130-M02 | MOV FOR MTR AT NOLOAD AUTOMATIC STRAINER NO.2 |  | OPERATING | OPERATING | E223 | LTK0-1D0 | F40607003 |  | LTK0
LTK-H03PAB10AT130-N01 | CONTROL CUBICLE - MTR AT NOLOAD AUTOMATIC STRAINER NO.2 | GH001 | OPERATING | OPERATING | E223 | LTK0-1D0 | F40607003 |  | LTK0
LTK-H03PAB10AT150 | AUTOMATIC STRAINER FIRE FIGHTING NO.1 3PAB10AT150 |  | OPERATING | OPERATING | E223 | LTK0-1M2 | F406070 |  | LTK0
LTK-H03PAB10AT150-M01 | MOTOR FLUSHING FOR FIRE FIGHTING AUTOMATIC STRAINER NO.1 |  | OPERATING | OPERATING | E223 | LTK0-1D0 | F40607003 |  | LTK0
LTK-H03PAB10AT150-M02 | MOV FOR FIRE FIGHTING AUTOMATIC STRAINER NO.1 |  | OPERATING | OPERATING | E223 | LTK0-1D0 | F40607003 |  | LTK0
LTK-H03PAB10AT150-N01 | CONTROL CUBICLE - FIRE FIGHTING AUTOMATIC STRAINER NO.1 |  | OPERATING | OPERATING | E223 | LTK0-1D0 | F40607003 |  | LTK0
LTK-H03PAB10AT155 | AUTOMATIC STRAINER FIRE FIGHTING NO.2 3PAB10AT155 |  | OPERATING | OPERATING | E223 | LTK0-1M2 | F406070 |  | LTK0
LTK-H03PAB10AT155-M01 | MOV - DRAIN FOR FIRE FIGHTING NO.2 AUTOMATIC STRAINER |  | OPERATING | OPERATING | E223 | LTK0-1D0 | F40607003 |  | LTK0
LTK-H03PAB10AT155-M02 | MOV FOR FIRE FIGHTING AUTOMATIC STRAINER NO.2 |  | OPERATING | OPERATING | E223 | LTK0-1D0 | F40607003 |  | LTK0
LTK-H03PAB10AT155-N01 | CONTROL CUBICLE - FIRE FIGHTING NO.2 AUTOMATIC STRAINER |  | OPERATING | OPERATING | E223 | LTK0-1D0 | F40607003 |  | LTK0
LTK-H03PAB10AT160 | AUTOMATIC STRAINER FOR GENERAL USE NO.1 3PAB10AT160 |  | OPERATING | OPERATING | E223 | LTK0-1M2 | F406070 |  | LTK0
LTK-H03PAB10AT165 | AUTOMATIC STRAINER FOR GENERAL USE NO.2 3PAB10AT165 |  | OPERATING | OPERATING | E223 | LTK0-1M2 | F406070 |  | LTK0
LTK-H03PAB10AT301 | Y-STRAINER NO.1 |  | OPERATING | OPERATING | E223 | LTK0-1M2 | F40607003 |  | LTK0
LTK-H03PAB10AT311 | Y-STRAINER NO.2 |  | OPERATING | OPERATING | E223 | LTK0-1M2 | F40607003 |  | LTK0
LTK-H03PAB10AT321 | Y-STRAINER NO.3 |  | OPERATING | OPERATING | E223 | LTK0-1M2 | F40607003 |  | LTK0
LTK-H03PAB10BP360 | FLOW CONTROL VALVE 3PAB10BP360 |  | OPERATING | OPERATING | E223 | LTK0-1M0 | F40607003 |  | LTK0
LTK-H03PAB10CF010 | MAIN TRANSFORMER WATER FLOW WITH CONTACT - CF010 |  | OPERATING | OPERATING | E223 | LTK0-1D0 | F40607003 |  | LTK0
LTK-H03PAB10CF160 | FLOW SENSOR / SI5002 for Upper labyrinth water flow 3PAB10CF160 |  | OPERATING | OPERATING | E223 | LTK0-1D0 | F40607003 |  | LTK0
LTK-H03PAB10CF170 | FLOW SENSOR / SI5002 for Lower labyrinth water flow 3PAB10CF170 |  | OPERATING | OPERATING | E223 | LTK0-1D0 | F40607003 |  | LTK0
LTK-H03PAB10CP116 | MAIN WATER SUPPLY LINE PRESSURE SWITCH (LL) - CP116 |  | OPERATING | OPERATING | E223 | LTK0-1D0 | F40607003 |  | LTK0
LTK-H03PAB10CP117 | MAIN WATER SUPPLY LINE PRESSURE SWITCH (HH) - CP117 |  | OPERATING | OPERATING | E223 | LTK0-1D0 | F40607003 |  | LTK0
LTK-H03PAB10CP126 | MTR AT NOLOAD WATER SUPPLY PRESSURE SWITCH (L) - CP126 |  | OPERATING | OPERATING | E223 | LTK0-1D0 | F40607003 |  | LTK0
LTK-H03PAB10CP136 | MTR AT NOLOAD WATER SUPPLY PRESSURE SWITCH (H) - CP136 |  | OPERATING | OPERATING | E223 | LTK0-1D0 | F40607003 |  | LTK0
LTK-H03PAB10CP320 | MAIN TRANSFORMER WATER INLET PRESSURE GAUGE - CP320 |  | OPERATING | OPERATING | E223 | LTK0-1D0 | F40607003 |  | LTK0
LTK-H03PAB10CP325 | MAIN TRANSFORMER WATER OUTLET PRESSURE GAUGE - CP325 |  | OPERATING | OPERATING | E223 | LTK0-1D0 | F40607003 |  | LTK0
LTK-H03PAB10CT010 | WATER SUPPLY INLET TEMPERATURE RTD - CT010 |  | OPERATING | OPERATING | E223 | LTK0-1D0 | F40607003 |  | LTK0
LTK-H03PAB20 | COOLING WATER PIPING AND CULVERT SYSTEM 2 |  | OPERATING | OPERATING | E223 | LTK0-1M0 | F406070 |  | LTK0
LTK-H03PAB20AA401 | SHUT OFF VALVE 3PAB20AA401 |  | OPERATING | OPERATING | E223 | LTK0-1M2 | F406070 |  | LTK0
LTK-H03PAB20AA402 | DISCHARGE MOTOR MAIN VALVE 3PAB20AA402 |  | OPERATING | OPERATING | E223 | LTK0-1M2 | F406070 |  | LTK0
LTK-H03PAB20AA402-M01 | MOV - COOLING WATER EXHAUST DRAFT TUBE VALVE |  | OPERATING | OPERATING | E223 |  | F40607003 |  | LTK0
LTK-H03PAB20AA405 | SHUT OFF VALVE 3PAB20AA405 |  | OPERATING | OPERATING | E223 | LTK0-1M2 | F406070 |  | LTK0
LTK-H03PAB20AA410 | SHUT OFF VALVE 3PAB20AA410 |  | OPERATING | OPERATING | E223 | LTK0-1M2 | F406070 |  | LTK0
LTK-H03PAB20CP100 | WATER RETURN LINE PRESSURE GAUGE - CP100 |  | OPERATING | OPERATING | E223 | LTK0-1D0 | F40607003 |  | LTK0
LTK-H03PAC10 | MAIN COOLOING WATER SYSTEM FOR UNIT 3 (PUMP) |  | OPERATING | OPERATING | E223 | LTK0-1M0 | F406070 |  | LTK0
LTK-H03PAC10AP110 | MAIN COOLING WATER PUMP 3PAC10AP110 |  | OPERATING | OPERATING | E223 | LTK0-1M2 | F406070 |  | LTK0
LTK-H03PAC10AP110-M01 | ELECTRICAL MOTOR - MAIN COOLING WATER SUPPLY |  | OPERATING | OPERATING | E223 | LTK0-1D0 | F40607003 |  | LTK0
LTK-H03PAC10AP120 | WATER PUMP FOR MAIN TRANSFORMER 3PAC10AP120 |  | OPERATING | OPERATING | E223 | LTK0-1M2 | F406070 |  | LTK0
LTK-H03PAC10AP120-M01 | ELECTRICAL MOTOR - MTR AT NOLOAD NO.1 |  | OPERATING | OPERATING | E223 | LTK0-1D0 | F40607003 |  | LTK0
LTK-H03PAC10AP120KP01 | MTR AT NOLOAD COOLING WATER PUMP NO.1 |  | OPERATING | OPERATING | E223 | LTK0-1M0 | F40607003 |  | LTK0
LTK-H03PAC10AP130 | WATER PUMP FOR MAIN TRANSFORMER 3PAC10AP130 |  | OPERATING | OPERATING | E223 | LTK0-1M2 | F406070 |  | LTK0
LTK-H03PAC10AP130-M01 | ELECTRICAL MOTOR - MTR AT NOLOAD NO.2 |  | OPERATING | OPERATING | E223 | LTK0-1D0 | F40607003 |  | LTK0
LTK-H03PAC10AP130KP01 | MTR AT NOLOAD COOLING WATER PUMP NO.2 |  | OPERATING | OPERATING | E223 | LTK0-1M0 | F40607003 |  | LTK0
LTK-H03PAC10CP010 | PRESSURE DIFFERENCE SWITCH (MAIN WATER SUPPLY PUMP) - CP010 |  | OPERATING | OPERATING | E223 | LTK0-1D0 | F40607003 |  | LTK0
LTK-H03PAC10CP020 | PRESSURE DIFFERENCE SWITCH (MTR AT NOLOAD NO.1) - CP020 |  | OPERATING | OPERATING | E223 | LTK0-1D0 | F40607003 |  | LTK0
LTK-H03PAC10CP030 | PRESSURE DIFFERENCE SWITCH (MTR AT NOLOAD NO.2) - CP030 |  | OPERATING | OPERATING | E223 | LTK0-1D0 | F40607003 |  | LTK0
LTK-H03PAC10CP311 | MAIN WATER SUPPLY PUMP OUTLET PRESSURE GAUGE - CP311 |  | OPERATING | OPERATING | E223 | LTK0-1D0 | F40607003 |  | LTK0
LTK-H03PAC10CP315 | MAIN WATER SUPPLY PUMP INLET PRESSURE GAUGE - CP315 |  | OPERATING | OPERATING | E223 | LTK0-1D0 | F40607003 |  | LTK0
LTK-H03PAC10CP321 | MTR AT NOLOAD PUMP NO.1 OUTLET PRESSURE GAUGE - CP321 |  | OPERATING | OPERATING | E223 | LTK0-1D0 | F40607003 |  | LTK0
LTK-H03PAC10CP325 | MTR AT NOLOAD PUMP NO.1 INLET PRESSURE GAUGE - CP325 |  | OPERATING | OPERATING | E223 | LTK0-1D0 | F40607003 |  | LTK0
LTK-H03PAC10CP331 | MTR AT NOLOAD PUMP NO.2 OUTLET PRESSURE GAUGE - CP331 |  | OPERATING | OPERATING | E223 | LTK0-1D0 | F40607003 |  | LTK0
LTK-H03PAC10CP335 | MTR AT NOLOAD PUMP NO.2 INLET PRESSURE GAUGE - CP335 |  | OPERATING | OPERATING | E223 | LTK0-1D0 | F40607003 |  | LTK0
LTK-H03PCB | Service for Piping and Culvert System |  | OPERATING | OPERATING | E223 | LTK0-1M0 | F40607003 |  | LTK0
LTK-H03PCB20 | Service for Piping and Culvert System 1 |  | OPERATING | OPERATING | E223 | LTK0-1M0 | F40607003 |  | LTK0
LTK-H03PCB20AA010 | SHUT OFF VALVE 3PCB20AA010 |  | OPERATING | OPERATING | E223 | LTK0-1M0 | F40607003 |  | LTK0
LTK-H03PCB20AA020 | SHUT OFF VALVE 3PCB20AA020 |  | OPERATING | OPERATING | E223 | LTK0-1M0 | F40607003 |  | LTK0
LTK-H03PCB20AA021 | DISCHARGE ADJUSTING VALVE 3PCB20AA021 |  | OPERATING | OPERATING | E223 | LTK0-1M0 | F40607003 |  | LTK0
LTK-H03PCB20AA058 | SHUT OFF VALVE FOR OIL COOLER NO.1 3PCB20AA058 |  | OPERATING | OPERATING | E223 | LTK0-1M2 | F406070 |  | LTK0
LTK-H03PCB20AA059 | SHUT OFF VALVE FOR OIL COOLER NO.1 3PCB20AA059 |  | OPERATING | OPERATING | E223 | LTK0-1M2 | F406070 |  | LTK0
LTK-H03PCB20AA068 | SHUT OFF VALVE FOR OIL COOLER NO.2 3PCB20AA068 |  | OPERATING | OPERATING | E223 | LTK0-1M0 | F40607003 |  | LTK0
LTK-H03PCB20AA069 | SHUT OFF VALVE FOR OIL COOLER NO.2 3PCB20AA069 |  | OPERATING | OPERATING | E223 | LTK0-1M0 | F40607003 |  | LTK0
LTK-H03PCB20CF100 | TGB WATER FLOW DETECTOR WITH CONTACT - CF100 |  | OPERATING | OPERATING | E223 | LTK0-1D0 | F40607003 |  | LTK0
LTK-H03PCB20CP310 | TGB WATER SUPPLY LINE PRESSURE GAUGE - CP310 |  | OPERATING | OPERATING | E223 | LTK0-1D0 | F40607003 |  | LTK0
LTK-H03PCB20CP320 | TGB WATER RETURN PRESSURE GAUGE - CP320 |  | OPERATING | OPERATING | E223 | LTK0-1D0 | F40607003 |  | LTK0
LTK-H03PCB20CT310 | Sensor for resistance thermometer |  | OPERATING | OPERATING | E223 | LTK0-1D0 | F40607003 |  | LTK0
LTK-H03PCB20CT320 | Sensor for resistance thermometer |  | OPERATING | OPERATING | E223 | LTK0-1D0 | F40607003 |  | LTK0
LTK-H03PCB40 | Service for Piping and Culvert System 2 |  | OPERATING | OPERATING | E223 | LTK0-1D0 | F40607003 |  | LTK0
LTK-H03PCB40AA401 | Electric ball valve / KD-G3/4-SS-UN-05/2 for Cooling water supply |  | OPERATING | OPERATING | E223 | LTK0-1D0 | F40607003 |  | LTK0
LTK-H03PCB40AA450 | Shut off valve normally opened |  | OPERATING | OPERATING | E223 | LTK0-1M0 | F40607003 |  | LTK0
LTK-H03PCB40AA451 | Shut off valve normally opened |  | OPERATING | OPERATING | E223 | LTK0-1M0 | F40607003 |  | LTK0
LTK-H03PCB40CF110 | Flow indicator for Cooling water |  | OPERATING | OPERATING | E223 | LTK0-1D0 | F40607003 |  | LTK0
LTK-H03PCB40CP311 | Pressure gauge |  | OPERATING | OPERATING | E223 | LTK0-1D0 | F40607003 |  | LTK0
LTK-H03PCB40CP312 | Pressure gauge |  | OPERATING | OPERATING | E223 | LTK0-1D0 | F40607003 |  | LTK0
LTK-H03PCM10 | Service Water Supply System 1 |  | OPERATING | OPERATING | E223 | LTK0-1M0 | F40607003 |  | LTK0
LTK-H03PCM10AA010 | SHUT OFF VALVE 3PCM10AA010 |  | OPERATING | OPERATING | E223 | LTK0-1M0 | F40607003 |  | LTK0
LTK-H03PCM10AA020 | Ball valve Q347H-25P DN200 |  | OPERATING | OPERATING | E223 | LTK0-1M0 | F40607003 |  | LTK0
LTK-H03PCM10AA021 | Regulating valve TJ40H-25 DN200 |  | OPERATING | OPERATING | E223 | LTK0-1M0 | F40607003 |  | LTK0
LTK-H03PCM10AA058 | SHUT OFF VALVE 3PCM10AA058 |  | OPERATING | OPERATING | E223 | LTK0-1M0 | F40607003 |  | LTK0
LTK-H03PCM10AA059 | SHUT OFF VALVE 3PCM10AA059 |  | OPERATING | OPERATING | E223 | LTK0-1M0 | F40607003 |  | LTK0
LTK-H03PCM10AA068 | SHUT OFF VALVE 3PCM10AA068 |  | OPERATING | OPERATING | E223 | LTK0-1M0 | F40607003 |  | LTK0
LTK-H03PCM10AA069 | SHUT OFF VALVE 3PCM10AA069 |  | OPERATING | OPERATING | E223 | LTK0-1M0 | F40607003 |  | LTK0
LTK-H03PCM10AA910 | Shut-off valve normally opened |  | OPERATING | OPERATING | E223 | LTK0-1M0 | F40607003 |  | LTK0
LTK-H03PCM10CF100 | CGB WATER FLOW DETECTOR WITH CONTACT - CF100 |  | OPERATING | OPERATING | E223 | LTK0-1D0 | F40607003 |  | LTK0
LTK-H03PCM10CP310 | CGB WATER SUPPLY LINE PRESSURE GAUGE - CP310 |  | OPERATING | OPERATING | E223 | LTK0-1D0 | F40607003 |  | LTK0
LTK-H03PCM10CP320 | CGB WATER RETURN PRESSURE GAUGE - CP320 |  | OPERATING | OPERATING | E223 | LTK0-1D0 | F40607003 |  | LTK0
LTK-H03PCM10CT310 | Sensor for resistance thermometer |  | OPERATING | OPERATING | E223 | LTK0-1D0 | F40607003 |  | LTK0
LTK-H03PCM10CT320 | Sensor for resistance thermometer |  | OPERATING | OPERATING | E223 | LTK0-1D0 | F40607003 |  | LTK0
LTK-H03PCM10CT810 | "RTD type R5502 Type R5502,Insert length |  | OPERATING | INACTIVE | E223 | LTK0-1D0 | F40607003 |  | LTK0
LTK-H03PCM10CT890 | "RTD type R5502 Type R5502,Insert length |  | OPERATING | INACTIVE | E223 | LTK0-1D0 | F40607003 |  | LTK0
LTK-H03PCM20 | UGB Lub. Oil Instrument |  | OPERATING | OPERATING | E223 | LTK0-1D0 | F40607003 |  | LTK0
LTK-H03PCM20AA010 | VALVE WATER INLET UPPER GUIDE BEARING COOLER 3PCM20AA010 |  | OPERATING | OPERATING | E223 | LTK0-1M0 | F40607003 |  | LTK0
LTK-H03PCM20AA020 | VALVE WATER OUTLET UPPER GUIDE BEARING COOLER 3PCM20AA020 |  | OPERATING | OPERATING | E223 | LTK0-1M0 | F40607003 |  | LTK0
LTK-H03PCM20AA021 | DISCHARGE ADJUSTING VALVE 3PCM20AA021 |  | OPERATING | OPERATING | E223 | LTK0-1M0 | F40607003 |  | LTK0
LTK-H03PCM20AA055 | VALVE WATER INLET UGB COOLER NO.1 3PCM20AA055 |  | OPERATING | OPERATING | E223 | LTK0-1M0 | F40607003 |  | LTK0
LTK-H03PCM20AA056 | VALVE WATER OUTLET UGB COOLER NO.1 3PCM20AA056 |  | OPERATING | OPERATING | E223 | LTK0-1M0 | F40607003 |  | LTK0
LTK-H03PCM20AA065 | VALVE WATER INLET UGB COOLER NO.2 3PCM20AA065 |  | OPERATING | OPERATING | E223 | LTK0-1M0 | F40607003 |  | LTK0
LTK-H03PCM20AA066 | VALVE WATER OUTLET UGB COOLER NO.2 3PCM20AA066 |  | OPERATING | OPERATING | E223 | LTK0-1M0 | F40607003 |  | LTK0
LTK-H03PCM20CF100 | UGB WATER FLOW DETECTOR WITH CONTACT - CF100 |  | OPERATING | OPERATING | E223 | LTK0-1D0 | F40607003 |  | LTK0
LTK-H03PCM20CF190 | Flow detector with contacts |  | OPERATING | OPERATING | E223 | LTK0-1D0 | F40607003 |  | LTK0
LTK-H03PCM20CP310 | UGB WATER SUPPLY LINE PRESSURE GAUGE - CP310 |  | OPERATING | OPERATING | E223 | LTK0-1D0 | F40607003 |  | LTK0
LTK-H03PCM20CP320 | UGB WATER RETURN PRESSURE GAUGE - CP320 |  | OPERATING | OPERATING | E223 | LTK0-1D0 | F40607003 |  | LTK0
LTK-H03PCM20CT310 | Sensor for resistance thermometer |  | OPERATING | OPERATING | E223 | LTK0-1D0 | F40607003 |  | LTK0
LTK-H03PCM20CT320 | Sensor for resistance thermometer |  | OPERATING | OPERATING | E223 | LTK0-1D0 | F40607003 |  | LTK0
LTK-H03PCM20CT810 | Sensor for resistance thermometer |  | OPERATING | INACTIVE | E223 | LTK0-1D0 | F40607003 |  | LTK0
LTK-H03PCM20CT820 | Sensor for resistance thermometer |  | OPERATING | INACTIVE | E223 | LTK0-1D0 | F40607003 |  | LTK0
LTK-H03PCM30 | COOLING WATER SUPPLY FOR GEN AIR COOLER |  | OPERATING | OPERATING | E223 | LTK0-1M0 | F40607003 |  | LTK0
LTK-H03PCM30AA051 | "shut-off valve,normally opened" |  | OPERATING | OPERATING | E223 | LTK0-1M0 | F40607003 |  | LTK0
LTK-H03PCM30AA052 | "shut-off valve,normally opened" |  | OPERATING | OPERATING | E223 | LTK0-1M0 | F40607003 |  | LTK0
LTK-H03PCM30AA053 | "shut-off valve,normally opened" |  | OPERATING | OPERATING | E223 | LTK0-1M0 | F40607003 |  | LTK0
LTK-H03PCM30AA054 | "shut-off valve,normally opened" |  | OPERATING | OPERATING | E223 | LTK0-1M0 | F40607003 |  | LTK0
LTK-H03PCM30AA055 | "shut-off valve,normally opened" |  | OPERATING | OPERATING | E223 | LTK0-1M0 | F40607003 |  | LTK0
LTK-H03PCM30AA056 | "shut-off valve,normally opened" |  | OPERATING | OPERATING | E223 | LTK0-1M0 | F40607003 |  | LTK0
LTK-H03PCM30AA060 | SHUT OFF VALVE 3PCM30AA060 |  | OPERATING | OPERATING | E223 | LTK0-1M0 | F40607003 |  | LTK0
LTK-H03PCM30AA061 | SHUT OFF VALVE 3PCM30AA061 (DISCHARGE AIR COOLER) |  | OPERATING | OPERATING | E223 | LTK0-1M2 | F406070 |  | LTK0
LTK-H03PCM30AA062 | REGULATING VALVE 3PCM30AA062 (AIR COOLER) |  | OPERATING | OPERATING | E223 | LTK0-1M2 | F406070 |  | LTK0
LTK-H03PCM30AA251 | "shut-off valve,normally opened" |  | OPERATING | OPERATING | E223 | LTK0-1M0 | F40607003 |  | LTK0
LTK-H03PCM30AA252 | "shut-off valve,normally opened" |  | OPERATING | OPERATING | E223 | LTK0-1M0 | F40607003 |  | LTK0
LTK-H03PCM30AA253 | "shut-off valve,normally opened" |  | OPERATING | OPERATING | E223 | LTK0-1M0 | F40607003 |  | LTK0
LTK-H03PCM30AA254 | "shut-off valve,normally opened" |  | OPERATING | OPERATING | E223 | LTK0-1M0 | F40607003 |  | LTK0
LTK-H03PCM30AA255 | "shut-off valve,normally opened" |  | OPERATING | OPERATING | E223 | LTK0-1M0 | F40607003 |  | LTK0
LTK-H03PCM30AA256 | "shut-off valve,normally opened" |  | OPERATING | OPERATING | E223 | LTK0-1M0 | F40607003 |  | LTK0
LTK-H03PCM30AA451 | "shut-off valve,normally closed" |  | OPERATING | OPERATING | E223 | LTK0-1M0 | F40607003 |  | LTK0
LTK-H03PCM30AA452 | "shut-off valve,normally closed" |  | OPERATING | OPERATING | E223 | LTK0-1M0 | F40607003 |  | LTK0
LTK-H03PCM30AA453 | "shut-off valve,normally closed" |  | OPERATING | OPERATING | E223 | LTK0-1M0 | F40607003 |  | LTK0
LTK-H03PCM30AA454 | "shut-off valve,normally closed" |  | OPERATING | OPERATING | E223 | LTK0-1M0 | F40607003 |  | LTK0
LTK-H03PCM30AA455 | "shut-off valve,normally closed" |  | OPERATING | OPERATING | E223 | LTK0-1M0 | F40607003 |  | LTK0
LTK-H03PCM30AA456 | "shut-off valve,normally closed" |  | OPERATING | OPERATING | E223 | LTK0-1M0 | F40607003 |  | LTK0
LTK-H03PCM30AC301 | GEN AIR COOLER No.1 |  | OPERATING | OPERATING | E223 | LTK0-1M0 | F40607003 |  | LTK0
LTK-H03PCM30AC302 | GEN AIR COOLER No.2 |  | OPERATING | OPERATING | E223 | LTK0-1M0 | F40607003 |  | LTK0
LTK-H03PCM30AC303 | GEN AIR COOLER No.3 |  | OPERATING | OPERATING | E223 | LTK0-1M0 | F40607003 |  | LTK0
LTK-H03PCM30AC304 | GEN AIR COOLER No.4 |  | OPERATING | OPERATING | E223 | LTK0-1M0 | F40607003 |  | LTK0
LTK-H03PCM30AC305 | GEN AIR COOLER No.5 |  | OPERATING | OPERATING | E223 | LTK0-1M0 | F40607003 |  | LTK0
LTK-H03PCM30AC306 | GEN AIR COOLER No.6 |  | OPERATING | OPERATING | E223 | LTK0-1M0 | F40607003 |  | LTK0
LTK-H03PCM30CF100 | AIR COOLING WATER FLOW DETECTOR WITH CONTACT - CF100 |  | OPERATING | OPERATING | E223 | LTK0-1D0 | F40607003 |  | LTK0
LTK-H03PCM30CP300 | GENERATOR COOLING WATER INLET PRESSURE GAUGE - CP300 |  | OPERATING | OPERATING | E223 | LTK0-1D0 | F40607003 |  | LTK0
LTK-H03PCM30CP301 | GENERATOR COOLING WATER OUTLET PRESSURE GAUGE - CP301 |  | OPERATING | OPERATING | E223 | LTK0-1D0 | F40607003 |  | LTK0
LTK-H03PCM30CT001 | 1# AIR COOLER INLET RTD |  | OPERATING | OPERATING | E223 | LTK0-1D0 | F40607003 |  | LTK0
LTK-H03PCM30CT002 | 2# AIR COOLER INLET RTD |  | OPERATING | OPERATING | E223 | LTK0-1D0 | F40607003 |  | LTK0
LTK-H03PCM30CT003 | 3# AIR COOLER INLET RTD |  | OPERATING | OPERATING | E223 | LTK0-1D0 | F40607003 |  | LTK0
LTK-H03PCM30CT004 | 4# AIR COOLER INLET RTD |  | OPERATING | OPERATING | E223 | LTK0-1D0 | F40607003 |  | LTK0
LTK-H03PCM30CT011 | 1# AIR COOLER OUTLET RTD |  | OPERATING | OPERATING | E223 | LTK0-1D0 | F40607003 |  | LTK0
LTK-H03PCM30CT012 | 2# AIR COOLER OUTLET RTD |  | OPERATING | OPERATING | E223 | LTK0-1D0 | F40607003 |  | LTK0
LTK-H03PCM30CT013 | 3# AIR COOLER OUTLET RTD |  | OPERATING | OPERATING | E223 | LTK0-1D0 | F40607003 |  | LTK0
LTK-H03PCM30CT014 | 4# AIR COOLER OUTLET RTD |  | OPERATING | OPERATING | E223 | LTK0-1D0 | F40607003 |  | LTK0
LTK-H03PCM30CT100 | RTD FOR GENERATOR COOLING WATER INLET |  | OPERATING | OPERATING | E223 | LTK0-1D0 | F40607003 |  | LTK0
LTK-H03PCM30CT101 | RTD FOR GENERATOR COOLING WATER OUTLET |  | OPERATING | OPERATING | E223 | LTK0-1D0 | F40607003 |  | LTK0
LTK-H03PCM30CT200 | DIAL THERMOMETER FOR GENERATOR COOLER COLD AIR |  | OPERATING | OPERATING | E223 | LTK0-1D0 | F40607003 |  | LTK0
LTK-H03PCM30CT201 | DIAL THERMOMETER FOR GENERATOR COOLER HOT AIR |  | OPERATING | OPERATING | E223 | LTK0-1D0 | F40607003 |  | LTK0
LTK-H03Q | AUXILIARY STSTEMS |  | OPERATING | OPERATING | E223 | LTK0-1M0 | F40607003 |  | LTK0
LTK-H03QF | AUXILIARY SYSTEM |  | OPERATING | OPERATING | E223 | LTK0-1M0 | F40607003 |  | LTK0
LTK-H03QFA00 | COMPRESSED AIR SYSTEM DIAGRAM |  | OPERATING | OPERATING | E223 | LTK0-1M0 | F40607003 |  | LTK0
LTK-H03QFA10 | COMPRESSED AIR SYSTEM |  | OPERATING | OPERATING | E223 | LTK0-1M0 | F40607003 |  | LTK0
LTK-H03QFA10AA010 | Shut off valve-normally opened |  | OPERATING | OPERATING | E223 | LTK0-1M0 | F40607003 |  | LTK0
LTK-H03QFA10AA020 | Shut off valve-normally opened |  | OPERATING | OPERATING | E223 | LTK0-1M0 | F40607003 |  | LTK0
LTK-H03QFA10AA050 | Shut off valve-normally closed |  | OPERATING | OPERATING | E223 | LTK0-1M0 | F40607003 |  | LTK0
LTK-H03QFA10AA065 | Shut off valve-normally closed |  | OPERATING | OPERATING | E223 | LTK0-1M0 | F40607003 |  | LTK0
LTK-H03QFA10AA071 | Shut off valve-normally opened |  | OPERATING | OPERATING | E223 | LTK0-1M0 | F40607003 |  | LTK0
LTK-H03QFA10AA075 | Check valve |  | OPERATING | OPERATING | E223 | LTK0-1M0 | F40607003 |  | LTK0
LTK-H03QFA10AA079 | Shut off valve-normally opened |  | OPERATING | OPERATING | E223 | LTK0-1M0 | F40607003 |  | LTK0
LTK-H03QFA10AN110 | Air Compressor 1 |  | OPERATING | OPERATING | E223 | LTK0-1M0 | F40607003 |  | LTK0
LTK-H03QFA10AN110-M01 | ELECTRICAL MOTOR - UNIT 3- 4 AIR COMPRESSOR NO.1 |  | OPERATING | OPERATING | E223 | LTK0-1D0 | F40607003 |  | LTK0
LTK-H03QFA10AN120 | Air Compressor 2 |  | OPERATING | OPERATING | E223 | LTK0-1M0 | F40607003 |  | LTK0
LTK-H03QFB10 | AIR SUPPLY SYSTEM 1 |  | OPERATING | OPERATING | E223 | LTK0-1M0 | F40607003 |  | LTK0
LTK-H03QFB10AA010 | Shut off valve-normally opened |  | OPERATING | OPERATING | E223 | LTK0-1M0 | F40607003 |  | LTK0
LTK-H03QFB20 | AIR SUPPLY SYSTEM 2 |  | OPERATING | OPERATING | E223 | LTK0-1M0 | F40607003 |  | LTK0
LTK-H03QFB20AA010 | Shut off valve-normally opened |  | OPERATING | OPERATING | E223 | LTK0-1M0 | F40607003 |  | LTK0
LTK-H03QFB20AA011 | Pressure reducing valve 7.0MPa |  | OPERATING | OPERATING | E223 | LTK0-1M0 | F40607003 |  | LTK0
LTK-H03QFB30 | AIR Pressure System 1 |  | OPERATING | OPERATING | E223 | LTK0-1M0 | F40607003 |  | LTK0
LTK-H03QFB30AA010 | Shut off valve-normally opened |  | OPERATING | OPERATING | E223 | LTK0-1M0 | F40607003 |  | LTK0
LTK-H03QFB30AA015 | Shut off valve-normally opened |  | OPERATING | OPERATING | E223 | LTK0-1M0 | F40607003 |  | LTK0
LTK-H03QFB30AA020 | Shut off valve-normally opened |  | OPERATING | OPERATING | E223 | LTK0-1M0 | F40607003 |  | LTK0
LTK-H03QFB30AA025 | Shut off valve-normally opened |  | OPERATING | OPERATING | E223 | LTK0-1M0 | F40607003 |  | LTK0
LTK-H03QFB30AA030 | SHUTOFF VALVE 3QFB30AA030 |  | OPERATING | OPERATING | E223 | LTK0-1M0 | F40607003 |  | LTK0
LTK-H03QFB30AA041 | Shut off valve-normally closed |  | OPERATING | OPERATING | E223 | LTK0-1M0 | F40607003 |  | LTK0
LTK-H03QFB30AA045 | Check valve |  | OPERATING | OPERATING | E223 | LTK0-1M0 | F40607003 |  | LTK0
LTK-H03QFB30AA049 | Shut off valve-normally opened |  | OPERATING | OPERATING | E223 | LTK0-1M0 | F40607003 |  | LTK0
LTK-H03QFB30AA051 | Shut off valve-normally opened |  | OPERATING | OPERATING | E223 | LTK0-1M0 | F40607003 |  | LTK0
LTK-H03QFB30AA055 | 3/2-Way solenoid valve |  | OPERATING | OPERATING | E223 | LTK0-1D0 | F40607003 |  | LTK0
LTK-H03QFB30AA058 | Check valve |  | OPERATING | OPERATING | E223 | LTK0-1M0 | F40607003 |  | LTK0
LTK-H03QFB30AA059 | Shut off valve-normally opened |  | OPERATING | OPERATING | E223 | LTK0-1M0 | F40607003 |  | LTK0
LTK-H03QFB30AA060 | Pressure reducing valve 2.5MPa |  | OPERATING | OPERATING | E223 | LTK0-1M0 | F40607003 |  | LTK0
LTK-H03QFB30AA065 | Shut off valve-normally opened |  | OPERATING | OPERATING | E223 | LTK0-1M0 | F40607003 |  | LTK0
LTK-H03QFB30AA066 | Shut off valve-normally opened |  | OPERATING | OPERATING | E223 | LTK0-1M0 | F40607003 |  | LTK0
LTK-H03QFB30AA310 | Shut off valve-normally opened |  | OPERATING | OPERATING | E223 | LTK0-1M0 | F40607003 |  | LTK0
LTK-H03QFB30AA320 | Shut off valve-normally opened |  | OPERATING | OPERATING | E223 | LTK0-1M0 | F40607003 |  | LTK0
LTK-H03QFB30AA350 | SHUTOFF VALVE 3QFB30AA350 |  | OPERATING | OPERATING | E223 | LTK0-1M0 | F40607003 |  | LTK0
LTK-H03QFB30AA360 | Shut off valve-normally opened |  | OPERATING | OPERATING | E223 | LTK0-1M0 | F40607003 |  | LTK0
LTK-H03QFB30AA410 | Shut off valve-normally closed |  | OPERATING | OPERATING | E223 | LTK0-1M0 | F40607003 |  | LTK0
LTK-H03QFB30AA420 | Shut off valve-normally closed |  | OPERATING | OPERATING | E223 | LTK0-1M0 | F40607003 |  | LTK0
LTK-H03QFB30AA430 | Shut off valve-normally closed |  | OPERATING | OPERATING | E223 | LTK0-1M0 | F40607003 |  | LTK0
LTK-H03QFB30AA710 | Safety valve |  | OPERATING | OPERATING | E223 | LTK0-1M0 | F40607003 |  | LTK0
LTK-H03QFB30AA720 | Safety valve |  | OPERATING | OPERATING | E223 | LTK0-1M0 | F40607003 |  | LTK0
LTK-H03QFB30AA730 | Safety valve |  | OPERATING | OPERATING | E223 | LTK0-1M0 | F40607003 |  | LTK0
LTK-H03QFB30AT051 | Filter or strainer |  | OPERATING | OPERATING | E223 | LTK0-1M0 | F40607003 |  | LTK0
LTK-H03QFB30BB010 | Main air pressure tank no.01 for U3 |  | OPERATING | OPERATING | E223 | LTK0-1M2 | F406094 |  | LTK0
LTK-H03QFB30BB020 | Main air pressure tank no.02 for U3 |  | OPERATING | OPERATING | E223 | LTK0-1M2 | F406094 |  | LTK0
LTK-H03QFB30BB030 | Auxiliary air pressure tank for U3 |  | OPERATING | OPERATING | E223 | LTK0-1M0 | F40607003 |  | LTK0
LTK-H03QFB30CP010 | MAIN AIR TANK PRESSURE TRANSMITTER - CP010 |  | OPERATING | OPERATING | E223 | LTK0-1D0 | F40607003 |  | LTK0
LTK-H03QFB30CP020 | AUX AIR TANK PRESSURE TRANSMITTER - CP020 |  | OPERATING | OPERATING | E223 | LTK0-1D0 | F40607003 |  | LTK0
LTK-H03QFB30CP110 | MAIN AIR TANK PRESSURE SWITCH (7.70 MPa) - CP110 |  | OPERATING | OPERATING | E223 | LTK0-1D0 | F40607003 |  | LTK0
LTK-H03QFB30CP120 | MAIN AIR TANK PRESSURE SWITCH (7.55 MPa) - CP120 |  | OPERATING | OPERATING | E223 | LTK0-1D0 | F40607003 |  | LTK0
LTK-H03QFB30CP130 | MAIN AIR TANK PRESSURE SWITCH (7.20 MPa) - CP130 |  | OPERATING | OPERATING | E223 | LTK0-1D0 | F40607003 |  | LTK0
LTK-H03QFB30CP140 | MAIN AIR TANK PRESSURE SWITCH (7.00 MPa) - CP140 |  | OPERATING | OPERATING | E223 | LTK0-1D0 | F40607003 |  | LTK0
LTK-H03QFB30CP150 | MAIN AIR TANK PRESSURE SWITCH (5.80 MPa) - CP150 |  | OPERATING | OPERATING | E223 | LTK0-1D0 | F40607003 |  | LTK0
LTK-H03QFB30CP160 | AUX AIR TANK PRESSURE SWITCH (2.40 MPa) - CP160 |  | OPERATING | OPERATING | E223 | LTK0-1D0 | F40607003 |  | LTK0
LTK-H03QFB30CP170 | AUX AIR TANK PRESSURE SWITCH (1.80 MPa) - CP170 |  | OPERATING | OPERATING | E223 | LTK0-1D0 | F40607003 |  | LTK0
LTK-H03QFB30CP310 | MAIN AIR TANK NO.1 PRESSURE GAUGE - CP310 |  | OPERATING | OPERATING | E223 | LTK0-1D0 | F40607003 |  | LTK0
LTK-H03QFB30CP320 | MAIN AIR TANK NO.2 PRESSURE GAUGE - CP320 |  | OPERATING | OPERATING | E223 | LTK0-1D0 | F40607003 |  | LTK0
LTK-H03QFB30CP330 | AUX AIR TANK PRESSURE GAUGE - CP330 |  | OPERATING | OPERATING | E223 | LTK0-1D0 | F40607003 |  | LTK0
LTK-H03QFB31 | AIR Pressure System 2 |  | OPERATING | OPERATING | E223 | LTK0-1M0 | F40607003 |  | LTK0
LTK-H03QFB31AA011 | Shut off valve-normally opened |  | OPERATING | OPERATING | E223 | LTK0-1M0 | F40607003 |  | LTK0
LTK-H03QFB31AA015 | 3/2-Way solenoid valve |  | OPERATING | OPERATING | E223 | LTK0-1D0 | F40607003 |  | LTK0
LTK-H03QFB31AA018 | Check valve |  | OPERATING | OPERATING | E223 | LTK0-1M0 | F40607003 |  | LTK0
LTK-H03QFB31AA019 | Shut off valve-normally opened |  | OPERATING | OPERATING | E223 | LTK0-1M0 | F40607003 |  | LTK0
LTK-H03QFB31AA021 | Shut off valve-normally closed |  | OPERATING | OPERATING | E223 | LTK0-1M0 | F40607003 |  | LTK0
LTK-H03QFB31AA025 | Check valve |  | OPERATING | OPERATING | E223 | LTK0-1M0 | F40607003 |  | LTK0
LTK-H03QFB31AA029 | Shut off valve-normally opened |  | OPERATING | OPERATING | E223 | LTK0-1M0 | F40607003 |  | LTK0
LTK-H03QFB31AA030 | Shut off valve-normally opened |  | OPERATING | OPERATING | E223 | LTK0-1M2 | F406094 |  | LTK0
LTK-H03QFB31AA031 | Pressure reducing valve |  | OPERATING | OPERATING | E223 | LTK0-1M0 | F40607003 |  | LTK0
LTK-H03QFB31AA035 | Shut off valve-normally opened |  | OPERATING | OPERATING | E223 | LTK0-1M0 | F40607003 |  | LTK0
LTK-H03QFB31AA036 | Shut off valve-normally opened |  | OPERATING | OPERATING | E223 | LTK0-1M0 | F40607003 |  | LTK0
LTK-H03QFB31AA301 | Shut off valve-normally opened |  | OPERATING | OPERATING | E223 | LTK0-1M0 | F40607003 |  | LTK0
LTK-H03QFB31AA401 | Shut off valve-normally closed |  | OPERATING | OPERATING | E223 | LTK0-1M0 | F40607003 |  | LTK0
LTK-H03QFB31AA701 | SAFETY VALVE |  | OPERATING | OPERATING | E223 | LTK0-1M0 | F40607003 |  | LTK0
LTK-H03QFB31AT100 | Filter or strainer |  | OPERATING | OPERATING | E223 | LTK0-1M0 | F40607003 |  | LTK0
LTK-H03QFB31BB010 | Brake air tank |  | OPERATING | OPERATING | E223 | LTK0-1M0 | F40607003 |  | LTK0
LTK-H03QFB31CP010 | BRAKE AIR TANK PRESSURE TRANSMITTER - CP010 |  | OPERATING | OPERATING | E223 | LTK0-1D0 | F40607003 |  | LTK0
LTK-H03QFB31CP110 | BRAKE AIR TANK PRESSURE SWITCH (0.80 MPa) - CP110 |  | OPERATING | OPERATING | E223 | LTK0-1D0 | F40607003 |  | LTK0
LTK-H03QFB31CP120 | BRAKE AIR TANK PRESSURE SWITCH (0.70 MPa) - CP120 |  | OPERATING | OPERATING | E223 | LTK0-1D0 | F40607003 |  | LTK0
LTK-H03QFB31CP301 | BRAKE AIR TANK PRESSURE GAUGE - CP301 |  | OPERATING | OPERATING | E223 | LTK0-1D0 | F40607003 |  | LTK0
LTK-H03QFB32 | AIR Pressure System 3 |  | OPERATING | OPERATING | E223 | LTK0-1M0 | F40607003 |  | LTK0
LTK-H03QFB32AA011 | Shut off valve-normally opened |  | OPERATING | OPERATING | E223 | LTK0-1M0 | F40607003 |  | LTK0
LTK-H03QFB32AA015 | 3/2-Way solenoid valve |  | OPERATING | OPERATING | E223 | LTK0-1D0 | F40607003 |  | LTK0
LTK-H03QFB32AA018 | Check valve |  | OPERATING | OPERATING | E223 | LTK0-1M0 | F40607003 |  | LTK0
LTK-H03QFB32AA019 | Shut off valve-normally opened |  | OPERATING | OPERATING | E223 | LTK0-1M0 | F40607003 |  | LTK0
LTK-H03QFB32AA021 | Shut off valve-normally closed |  | OPERATING | OPERATING | E223 | LTK0-1M0 | F40607003 |  | LTK0
LTK-H03QFB32AA025 | Check valve |  | OPERATING | OPERATING | E223 | LTK0-1M0 | F40607003 |  | LTK0
LTK-H03QFB32AA029 | Shut off valve-normally opened |  | OPERATING | OPERATING | E223 | LTK0-1M0 | F40607003 |  | LTK0
LTK-H03QFB32AA031 | Pressure reducing valve |  | OPERATING | OPERATING | E223 | LTK0-1M0 | F40607003 |  | LTK0
LTK-H03QFB32AA035 | Shut off valve-normally opened |  | OPERATING | OPERATING | E223 | LTK0-1M0 | F40607003 |  | LTK0
LTK-H03QFB32AA036 | Shut off valve-normally opened |  | OPERATING | OPERATING | E223 | LTK0-1M0 | F40607003 |  | LTK0
LTK-H03QFB32AA301 | Shut off valve-normally opened |  | OPERATING | OPERATING | E223 | LTK0-1M0 | F40607003 |  | LTK0
LTK-H03QFB32AA401 | Shut off valve-normally closed |  | OPERATING | OPERATING | E223 | LTK0-1M0 | F40607003 |  | LTK0
LTK-H03QFB32AA701 | SAFETY VALVE |  | OPERATING | OPERATING | E223 | LTK0-1M0 | F40607003 |  | LTK0
LTK-H03QFB32AT100 | Filter or strainer |  | OPERATING | OPERATING | E223 | LTK0-1M0 | F40607003 |  | LTK0
LTK-H03QFB32BB010 | Maintenence Seal Air Tank |  | OPERATING | OPERATING | E223 | LTK0-1M2 | F406094 |  | LTK0
LTK-H03QFB32CP010 | MAINTENANCE SEAL AIR TANK PRESSURE TRANSMITTER - CP010 |  | OPERATING | OPERATING | E223 | LTK0-1D0 | F40607003 |  | LTK0
LTK-H03QFB32CP110 | MAINTENANCE SEAL AIR TANK PRESSURE SWITCH (1.20 MPa) - CP110 |  | OPERATING | OPERATING | E223 | LTK0-1D0 | F40607003 |  | LTK0
LTK-H03QFB32CP120 | MAINTENANCE SEAL AIR TANK PRESSURE SWITCH (1.10 MPa) - CP120 |  | OPERATING | OPERATING | E223 | LTK0-1D0 | F40607003 |  | LTK0
LTK-H03QFB32CP301 | MAINTENANCE SEAL AIR TANK PRESSURE GAUGE - CP301 |  | OPERATING | OPERATING | E223 | LTK0-1D0 | F40607003 |  | LTK0
LTK-H03QFB33 | AIR Pressure System 4 |  | OPERATING | OPERATING | E223 | LTK0-1M0 | F40607003 |  | LTK0
LTK-H03QFB33AA011 | Shut off valve-normally opened |  | OPERATING | OPERATING | E223 | LTK0-1M0 | F40607003 |  | LTK0
LTK-H03QFB33AA015 | 3/2-Way solenoid valve |  | OPERATING | OPERATING | E223 | LTK0-1D0 | F40607003 |  | LTK0
LTK-H03QFB33AA018 | Check valve |  | OPERATING | OPERATING | E223 | LTK0-1M0 | F40607003 |  | LTK0
LTK-H03QFB33AA019 | Shut off valve-normally opened |  | OPERATING | OPERATING | E223 | LTK0-1M0 | F40607003 |  | LTK0
LTK-H03QFB33AA021 | Shut off valve-normally closed |  | OPERATING | OPERATING | E223 | LTK0-1M0 | F40607003 |  | LTK0
LTK-H03QFB33AA025 | Check valve |  | OPERATING | OPERATING | E223 | LTK0-1M0 | F40607003 |  | LTK0
LTK-H03QFB33AA029 | Shut off valve-normally opened |  | OPERATING | OPERATING | E223 | LTK0-1M0 | F40607003 |  | LTK0
LTK-H03QFB33AA031 | Pressure reducing valve |  | OPERATING | OPERATING | E223 | LTK0-1M0 | F40607003 |  | LTK0
LTK-H03QFB33AA035 | Shut off valve-normally opened |  | OPERATING | OPERATING | E223 | LTK0-1M0 | F40607003 |  | LTK0
LTK-H03QFB33AA301 | Shut off valve-normally opened |  | OPERATING | OPERATING | E223 | LTK0-1M0 | F40607003 |  | LTK0
LTK-H03QFB33AA401 | Shut off valve-normally closed |  | OPERATING | OPERATING | E223 | LTK0-1M0 | F40607003 |  | LTK0
LTK-H03QFB33AA701 | SAFETY VALVE |  | OPERATING | OPERATING | E223 | LTK0-1M0 | F40607003 |  | LTK0
LTK-H03QFB33AT100 | Filter or strainer |  | OPERATING | OPERATING | E223 | LTK0-1M0 | F40607003 |  | LTK0
LTK-H03QFB33BB010 | Service air tank for unit#3 |  | OPERATING | OPERATING | E223 | LTK0-1M2 | F406094 |  | LTK0
LTK-H03QFB33CP010 | SERVICE AIR TANK PRESSURE TRANSMITTER - CP010 |  | OPERATING | OPERATING | E223 | LTK0-1D0 | F40607003 |  | LTK0
LTK-H03QFB33CP110 | SERVICE AIR TANK PRESSURE SWITCH (0.75 MPa) - CP110 |  | OPERATING | OPERATING | E223 | LTK0-1D0 | F40607003 |  | LTK0
LTK-H03QFB33CP120 | SERVICE AIR TANK PRESSURE SWITCH (0.55 MPa) - CP120 |  | OPERATING | OPERATING | E223 | LTK0-1D0 | F40607003 |  | LTK0
LTK-H03QFB33CP301 | SERVICE AIR TANK PRESSURE GAUGE - CP301 |  | OPERATING | OPERATING | E223 | LTK0-1D0 | F40607003 |  | LTK0
LTK-H03S | ANCILLARY STSTEMS |  | OPERATING | OPERATING | E223 | LTK0-1M2 | F406070 |  | LTK0
LTK-H03SG | STATIONARY FIRE PROTECTION SYSTEMS |  | OPERATING | OPERATING | E223 | LTK0-1M2 | F406070 |  | LTK0
LTK-H03SGA | FIRE FIGHTING SYSTEM |  | OPERATING | OPERATING | E223 | LTK0-1M2 | F406070 |  | LTK0
LTK-H03SGC01GH001 | TRANSFORMER FIRE EXTINGUISHER SYSTEM |  | OPERATING | OPERATING | E223 | LTK0-1D0 | F40607003 |  | LTK0
LTK-H03SGC10AA001 | KG3A FIRE EXTINGUISGER - SOLINOID DRIVE DELUGE VALVE NO.1 |  | OPERATING | OPERATING | E223 | LTK0-1D0 | F40607003 |  | LTK0
LTK-H03SGC10AA002 | KG3A FIRE EXTINGUISGER - SOLINOID DRIVE DELUGE VALVE NO.2 |  | OPERATING | OPERATING | E223 | LTK0-1D0 | F40607003 |  | LTK0
LTK-H03SGC10AA010 | WATER SUPPLY FROM FIRE EXTINGUISHER STRAINER |  | OPERATING | OPERATING | E223 | LTK0-1M2 | F406094 |  | LTK0
LTK-H03SGC10AA015 | WATER SUPPLY FOR FIRE EXTINGUISHER SYSTEM |  | OPERATING | OPERATING | E223 | LTK0-1M2 | F406094 |  | LTK0
LTK-H03SGC10AA016 | WATER SUPPLY FOR GEN. DELUGE VALVE |  | OPERATING | OPERATING | E223 | LTK0-1M2 | F406094 |  | LTK0
LTK-H03SGC10AA020 | GEN. ROOM DELUGE VALVE SET |  | OPERATING | OPERATING | E223 | LTK0-1M2 | F406070 |  | LTK0
LTK-H03SGC10AA021 | WATER DISCHARGE FROM GEN. DELUGE VALVE |  | OPERATING | OPERATING | E223 | LTK0-1M2 | F406094 |  | LTK0
LTK-H03SGC10CP001 | KG3A FIRE EXTINGUISGER WATER SUPPLY LINE PRESSURE GAUGE - CP001 |  | OPERATING | OPERATING | E223 | LTK0-1D0 | F40607003 |  | LTK0
LTK-H03SGC10CP002 | KG3A FIRE EXTINGUISGER WATER SUPPLY DELUGE PRESSURE GAUGE - CP002 |  | OPERATING | OPERATING | E223 | LTK0-1D0 | F40607003 |  | LTK0
LTK-H03SGC10CP003 | KG3A FIRE EXTINGUISGER WATER DISCHARGE PRESSURE SWITCH - CP003 |  | OPERATING | OPERATING | E223 | LTK0-1D0 | F40607003 |  | LTK0
LTK-H03SGC10HD001 | KG3A FIRE EXTINGUISHER - HEAT DETECTOR NO.1 |  | OPERATING | OPERATING | E223 | LTK0-1D0 | F40607003 |  | LTK0
LTK-H03SGC10HD002 | KG3A FIRE EXTINGUISHER - HEAT DETECTOR NO.2 |  | OPERATING | OPERATING | E223 | LTK0-1D0 | F40607003 |  | LTK0
LTK-H03SGC10HD003 | KG3A FIRE EXTINGUISHER - HEAT DETECTOR NO.3 |  | OPERATING | OPERATING | E223 | LTK0-1D0 | F40607003 |  | LTK0
LTK-H03SGC10HD004 | KG3A FIRE EXTINGUISHER - HEAT DETECTOR NO.4 |  | OPERATING | OPERATING | E223 | LTK0-1D0 | F40607003 |  | LTK0
LTK-H03SGC10HD005 | KG3A FIRE EXTINGUISHER - HEAT DETECTOR NO.5 |  | OPERATING | OPERATING | E223 | LTK0-1D0 | F40607003 |  | LTK0
LTK-H03SGC10HD006 | KG3A FIRE EXTINGUISHER - HEAT DETECTOR NO.6 |  | OPERATING | OPERATING | E223 | LTK0-1D0 | F40607003 |  | LTK0
LTK-H03SGC10HD007 | KG3A FIRE EXTINGUISHER - HEAT DETECTOR NO.7 |  | OPERATING | OPERATING | E223 | LTK0-1D0 | F40607003 |  | LTK0
LTK-H03SGC10HD008 | KG3A FIRE EXTINGUISHER - HEAT DETECTOR NO.8 |  | OPERATING | OPERATING | E223 | LTK0-1D0 | F40607003 |  | LTK0
LTK-H03SGO01GH002 | (ยกเลิกแก้ไขเป็นLTK-H03BAT01GH00) TRANSFORMER FIRE PROTECTION SYSTEM (SERGI) |  | OPERATING | INACTIVE | E223 | LTK0-1D0 | F40607003 |  | LTK0
LTK-H03U | Structures |  | OPERATING | OPERATING | E223 | LTK0-1M0 | F40607003 |  | LTK0
LTK-H03UAS | STRUCTURE FOR GRID AND DISTRIBUTION SYST |  | OPERATING | OPERATING | E223 | LTK0-1M0 | F40607003 |  | LTK0
LTK-H03UAS11 | Automatic Synchronizer |  | OPERATING | OPERATING | E223 | LTK0-1D0 | F40607003 |  | LTK0
LTK-H04 | LAM TAKONG HYDRO POWER PLANT UNIT 4 |  | OPERATING | OPERATING | E224 | LTK0-1M0 | F40607004 |  | LTK0
LTK-H04B | POWER TRANSMISSION |  | OPERATING | OPERATING | E224 | LTK0-1D0 | F40607004 |  | LTK0
LTK-H04BAA10 | GENERATOR LEADS |  | OPERATING | OPERATING | E224 | LTK0-1D0 | F40607004 |  | LTK0
LTK-H04BAA10CE110 | CT: 16.5kV, 3000A/5A, C800 - G/M PROTECTION RELAY |  | OPERATING | OPERATING | E224 |  | F40607004 |  | LTK0
LTK-H04BAA10CE120 | CT: 16.5kV, 12000A/5A, C800 - TRANSFORMER PROTECTION RELAY |  | OPERATING | OPERATING | E224 |  | F40607004 |  | LTK0
LTK-H04BAA10CE130 | CT: 16.5kV, 3000A/5A, C800 - TRANSFORMER PROTECTION RELAY |  | OPERATING | OPERATING | E224 |  | F40607004 |  | LTK0
LTK-H04BAA10CE140 | CT: 16.5kV, 3000A/5A, C800 - SPLIT PHASE PROTECTION RELAY |  | OPERATING | OPERATING | E224 |  | F40607004 |  | LTK0
LTK-H04BAA10CE151 | CT: 16.5kV, 12000A/5A, C1.2-1.8 - EXCITATION & GOVERNOR SYSTEM |  | OPERATING | OPERATING | E224 |  | F40607004 |  | LTK0
LTK-H04BAA10CE152 | CT: 16.5kV, 12000A/5A, C1.2-1.8 - EXCITATION & METERING |  | OPERATING | OPERATING | E224 |  | F40607004 |  | LTK0
LTK-H04BAA10CE161 | CT: 16.5kV, 12000A/5A, C800 - G/M PROTECTION RELAY |  | OPERATING | OPERATING | E224 |  | F40607004 |  | LTK0
LTK-H04BAA10CE162 | CT: 16.5kV, 12000A/5A, C800 - G/M PROTECTION RELAY |  | OPERATING | OPERATING | E224 |  | F40607004 |  | LTK0
LTK-H04BAA10CE163 | CT: 16.5kV, 12000A/5A, C800 - G/M PROTECTION RELAY |  | OPERATING | OPERATING | E224 |  | F40607004 |  | LTK0
LTK-H04BAA10CE164 | CT: 16.5kV, 12000A/5A, C800 - PROTECTION SYSTEM |  | OPERATING | OPERATING | E224 |  | F40607004 |  | LTK0
LTK-H04BAA10CE210 | PT: 16.5/√3kV:115/√3,1.2, 200VA - SYNC & METERING |  | OPERATING | OPERATING | E224 |  | F40607004 |  | LTK0
LTK-H04BAA10CE230 | PT: 16.5/√3kV:115/√3,1.2, 200VA - EXCITATION, GOVERNOR & G/M PROTECTION RELAY |  | OPERATING | OPERATING | E224 |  | F40607004 |  | LTK0
LTK-H04BAA10CE241 | PT: 16.5/√3kV:115/√3:115/3V, 1.2, 200VA - SYNC, GOV ,EXCITATION & TRANSFORMER PROTECTION RELAY |  | OPERATING | OPERATING | E224 |  | F40607004 |  | LTK0
LTK-H04BAA10CE242 | PT: 16.5/√3kV:115/√3:115/3V, 1.2, 75VA - TRANSFORMER PROTECTION RELAY |  | OPERATING | OPERATING | E224 |  | F40607004 |  | LTK0
LTK-H04BAA10GH100 | GENERATOR CIRCUIT BREAKER (52G) CUBICLE |  | OPERATING | OPERATING | E224 | LTK0-1D0 | F40607004 |  | LTK0
LTK-H04BAA10GH200 | PHASE REVERSE DISCONNECTOR SWITCH (89PRD) CUBICLE |  | OPERATING | OPERATING | E224 | LTK0-1D0 | F40607004 |  | LTK0
LTK-H04BAA10GS100 | GENERATOR CIRCUIT BREAKER (52G) |  | OPERATING | OPERATING | E224 | LTK0-1D0 | F40607004 |  | LTK0
LTK-H04BAA10GS100-F01 | GENERATOR CIRCUIT BREAKER SURGE CAPACITOR |  | OPERATING | OPERATING | E224 |  | F40607004 |  | LTK0
LTK-H04BAA10GS200 | PHASE REVERSE DISCONNECTING SWITCH (89PRD) |  | OPERATING | OPERATING | E224 | LTK0-1D0 | F40607004 |  | LTK0
LTK-H04BAA10GS270 | SFC DISCONNECTING SWITCH - 89SB4 |  | OPERATING | OPERATING | E224 | LTK0-1D0 | F40607004 |  | LTK0
LTK-H04BAA10GS280 | BACK TO BACK DISCONNECTING SWITCH (89SBB) |  | OPERATING | OPERATING | E224 | LTK0-1D0 | F40607004 |  | LTK0
LTK-H04BAA10GS290 | EXCITATION TRANSFORMER DISCONNECTING SWITCH (89E) |  | OPERATING | OPERATING | E224 | LTK0-1D0 | F40607004 |  | LTK0
LTK-H04BAA10GS600 | DYNAMIC BRAKING DISCONNECTING SWITCH (57DB) |  | OPERATING | OPERATING | E224 | LTK0-1D0 | F40607004 |  | LTK0
LTK-H04BAA10GS610 | GCB EARTH SWITCH (MKGG) |  | OPERATING | OPERATING | E224 | LTK0-1D0 | F40607004 |  | LTK0
LTK-H04BAA10GS620 | GCB EARTH SWITCH (MKGT) |  | OPERATING | OPERATING | E224 | LTK0-1D0 | F40607004 |  | LTK0
LTK-H04BAA10GS630 | PHASE REVERSE EARTHING SWITCH (89PRD-ES) |  | OPERATING | OPERATING | E224 | LTK0-1D0 | F40607004 |  | LTK0
LTK-H04BAACE220 | PT: 16.5/√3kV:115/√3,1.2, 200VA - EXCITATION & G/M PROTECTION RELAY |  | OPERATING | OPERATING | E224 |  | F40607004 |  | LTK0
LTK-H04BAB | NEUTRAL STAR POINT BUS |  | OPERATING | OPERATING | E224 |  | F40607004 |  | LTK0
LTK-H04BAB10CE110 | CT: 16.5kV, 3000A/5A, C800 - SPLIT PHASE PROTECTION RELAY |  | OPERATING | OPERATING | E224 |  | F40607004 |  | LTK0
LTK-H04BAB10CE120 | CT: 16.5kV, 3000A/5A, C800 - SPLIT PHASE PROTECTION RELAY |  | OPERATING | OPERATING | E224 |  | F40607004 |  | LTK0
LTK-H04BAT01 | GENERATOR TRANSFORMERS |  | OPERATING | OPERATING | E224 | LTK0-1D0 | F40607004 |  | LTK0
LTK-H04BAT01AC001 | MAIN TRANSFORMER OIL COOLER NO.1 |  | OPERATING | OPERATING | E224 | LTK0-1M2 | F40607004 |  | LTK0
LTK-H04BAT01AC002 | MAIN TRANSFORMER OIL COOLER NO.2 |  | OPERATING | OPERATING | E224 | LTK0-1M2 | F40607004 |  | LTK0
LTK-H04BAT01AC003 | MAIN TRANSFORMER OIL COOLER NO.3 |  | OPERATING | OPERATING | E224 | LTK0-1M2 | F40607004 |  | LTK0
LTK-H04BAT01AP110 | COOLER NO.1 FOR MTR |  | OPERATING | OPERATING | E224 | LTK0-1M0 | F40607004 |  | LTK0
LTK-H04BAT01AP110-M01 | MOTOR FOR MTR OIL CIRCULATE PUMP NO.1 - AP110 |  | OPERATING | OPERATING | E224 | LTK0-1D0 | F40607004 |  | LTK0
LTK-H04BAT01AP120 | COOLER NO.1 FOR MTR |  | OPERATING | OPERATING | E224 | LTK0-1M0 | F40607004 |  | LTK0
LTK-H04BAT01AP120-M01 | MOTOR FOR MTR OIL CIRCULATE PUMP NO.2 - AP120 |  | OPERATING | OPERATING | E224 | LTK0-1D0 | F40607004 |  | LTK0
LTK-H04BAT01AP130 | COOLER NO.1 FOR MTR |  | OPERATING | OPERATING | E224 | LTK0-1M0 | F40607004 |  | LTK0
LTK-H04BAT01AP130-M01 | MOTOR FOR MTR OIL CIRCULATE PUMP NO.3 - AP130 |  | OPERATING | OPERATING | E224 | LTK0-1D0 | F40607004 |  | LTK0
LTK-H04BAT01AP140 | MAIN TRANSFORMER OIL CURCULATING PUMP 1 |  | OPERATING | OPERATING | E224 | LTK0-1M0 | F40607004 |  | LTK0
LTK-H04BAT01AP150 | MAIN TRANSFORMER OIL CURCULATING PUMP 2 |  | OPERATING | OPERATING | E224 | LTK0-1M0 | F40607004 |  | LTK0
LTK-H04BAT01AP160 | MAIN TRANSFORMER OIL CURCULATING PUMP 3 |  | OPERATING | OPERATING | E224 | LTK0-1M0 | F40607004 |  | LTK0
LTK-H04BAT01CD001 | ONLINE GAS MONITORING SYSTEM - HYDRAN M2 |  | OPERATING | OPERATING | E224 | LTK0-1D0 | F40607004 |  | LTK0
LTK-H04BAT01CD001AXQ01 | CHROMATOGRAPHY INSTRUMENT INLET OIL GAS |  | OPERATING | OPERATING | E224 | LTK0-1D0 | F40607004 |  | LTK0
LTK-H04BAT01CD001BXQ01 | CHROMATOGRAPHY INSTRUMENT INLET OIL RELA |  | OPERATING | OPERATING | E224 | LTK0-1D0 | F40607004 |  | LTK0
LTK-H04BAT01CD001CXQ01 | CHROMATOGRAPHY INSTRUMENT INLET OIL WATE |  | OPERATING | OPERATING | E224 | LTK0-1D0 | F40607004 |  | LTK0
LTK-H04BAT01CD111 | SF6 DENSIMETER |  | OPERATING | OPERATING | E224 | LTK0-1D0 | F40607004 |  | LTK0
LTK-H04BAT01CD112 | SF6 DENSIMETER |  | OPERATING | OPERATING | E224 | LTK0-1D0 | F40607004 |  | LTK0
LTK-H04BAT01CD113 | SF6 DENSIMETER |  | OPERATING | OPERATING | E224 | LTK0-1D0 | F40607004 |  | LTK0
LTK-H04BAT01CD114 | SF6 DENSIMETER |  | OPERATING | OPERATING | E224 | LTK0-1D0 | F40607004 |  | LTK0
LTK-H04BAT01CD121 | SF6 DENSIMETER |  | OPERATING | OPERATING | E224 | LTK0-1D0 | F40607004 |  | LTK0
LTK-H04BAT01CD122 | SF6 DENSIMETER |  | OPERATING | OPERATING | E224 | LTK0-1D0 | F40607004 |  | LTK0
LTK-H04BAT01CD123 | SF6 DENSIMETER |  | OPERATING | OPERATING | E224 | LTK0-1D0 | F40607004 |  | LTK0
LTK-H04BAT01CD124 | SF6 DENSIMETER |  | OPERATING | OPERATING | E224 | LTK0-1D0 | F40607004 |  | LTK0
LTK-H04BAT01CD131 | SF6 DENSIMETER |  | OPERATING | OPERATING | E224 | LTK0-1D0 | F40607004 |  | LTK0
LTK-H04BAT01CD132 | SF6 DENSIMETER |  | OPERATING | OPERATING | E224 | LTK0-1D0 | F40607004 |  | LTK0
LTK-H04BAT01CD133 | SF6 DENSIMETER |  | OPERATING | OPERATING | E224 | LTK0-1D0 | F40607004 |  | LTK0
LTK-H04BAT01CD134 | SF6 DENSIMETER |  | OPERATING | OPERATING | E224 | LTK0-1D0 | F40607004 |  | LTK0
LTK-H04BAT01CE110 | CT: 230kV, 1200A/5A, C400 - MTR PROTECTION RELAY (PHASE) |  | OPERATING | OPERATING | E224 | LTK0-1D0 | F40607004 |  | LTK0
LTK-H04BAT01CE120 | CT: 230kV, 1200A/5A, C400 - MTR PROTECTION RELAY (PHASE) |  | OPERATING | OPERATING | E224 | LTK0-1D0 | F40607004 |  | LTK0
LTK-H04BAT01CE130 | CT: 230kV, 1000A/5A - MTR PROTECTION RELAY (NEUTRAL) |  | OPERATING | OPERATING | E224 | LTK0-1D0 | F40607004 |  | LTK0
LTK-H04BAT01CE150 | CT: 230kV, 1000A/5A - AVR OF OLTC |  | OPERATING | OPERATING | E224 | LTK0-1D0 | F40607004 |  | LTK0
LTK-H04BAT01CE160 | CT: 230kV, 1000A/5A - WINDING TEMP. TRANSMITTER |  | OPERATING | OPERATING | E224 | LTK0-1D0 | F40607004 |  | LTK0
LTK-H04BAT01CE170 | CT: 230kV, 1000A/5A - WINDING TEMP. TRANSMITTER |  | OPERATING | OPERATING | E224 | LTK0-1D0 | F40607004 |  | LTK0
LTK-H04BAT01CE180 | CT: 16.5kV, 26000A/5A - WINDING TEMP. TRANSMITTER |  | OPERATING | OPERATING | E224 | LTK0-1D0 | F40607004 |  | LTK0
LTK-H04BAT01CF101 | MAIN BUCHOLZ RELAY - BH1 |  | OPERATING | OPERATING | E224 | LTK0-1D0 | F40607004 |  | LTK0
LTK-H04BAT01CF102 | OLTC BUCHOLZ RELAY - BH2 (ALARM) |  | OPERATING | OPERATING | E224 | LTK0-1D0 | F40607004 |  | LTK0
LTK-H04BAT01CF102XB20 | Buchholz relay for OLTC alarm |  | OPERATING | OPERATING | E224 | LTK0-1D0 | F40607004 |  | LTK0
LTK-H04BAT01CF103 | OLTC BUCHOLZ RELAY - BH3 (TRIP) |  | OPERATING | OPERATING | E224 | LTK0-1D0 | F40607004 |  | LTK0
LTK-H04BAT01CF110XB08 | No.1 WATER COOLER OIL FLOW INDICATOR |  | OPERATING | OPERATING | E224 | LTK0-1D0 | F40607004 |  | LTK0
LTK-H04BAT01CF111XB08 | No.1 WATER COOLER WATER FLOW INDICATOR |  | OPERATING | OPERATING | E224 | LTK0-1D0 | F40607004 |  | LTK0
LTK-H04BAT01CF120XB08 | No.2 WATER COOLER OIL FLOW INDICATOR |  | OPERATING | OPERATING | E224 | LTK0-1D0 | F40607004 |  | LTK0
LTK-H04BAT01CF121XB08 | No.2 WATER COOLER WATER FLOW INDICATOR |  | OPERATING | OPERATING | E224 | LTK0-1D0 | F40607004 |  | LTK0
LTK-H04BAT01CF130XB08 | No.3 WATER COOLER OIL FLOW INDICATOR |  | OPERATING | OPERATING | E224 | LTK0-1D0 | F40607004 |  | LTK0
LTK-H04BAT01CF131XB08 | No.3 WATER COOLER WATER FLOW INDICATOR |  | OPERATING | OPERATING | E224 | LTK0-1D0 | F40607004 |  | LTK0
LTK-H04BAT01CL101 | MAIN LIQUID LEVEL GAUGE - OLI-1 |  | OPERATING | OPERATING | E224 | LTK0-1D0 | F40607004 |  | LTK0
LTK-H04BAT01CL102 | OLTC LIQUID LEVEL GAUGE - OLI-2 |  | OPERATING | OPERATING | E224 | LTK0-1D0 | F40607004 |  | LTK0
LTK-H04BAT01CP101 | MAIN PRESSURE RELIEF DEVICE - PR-A |  | OPERATING | OPERATING | E224 | LTK0-1D0 | F40607004 |  | LTK0
LTK-H04BAT01CP102 | MAIN PRESSURE RELIEF DEVICE - PR-B |  | OPERATING | OPERATING | E224 | LTK0-1D0 | F40607004 |  | LTK0
LTK-H04BAT01CP103 | MAIN PRESSURE RELIEF DEVICE - PR-C |  | OPERATING | OPERATING | E224 | LTK0-1D0 | F40607004 |  | LTK0
LTK-H04BAT01CP104 | OLTC PRESSURE RELIEF DEVICE - PR-3 |  | OPERATING | OPERATING | E224 | LTK0-1D0 | F40607004 |  | LTK0
LTK-H04BAT01CP105 | MAIN SUDDEN PRESSURE RISE RELAY - 63SPR-A |  | OPERATING | OPERATING | E224 | LTK0-1D0 | F40607004 |  | LTK0
LTK-H04BAT01CP106 | MAIN SUDDEN PRESSURE RISE RELAY - 63SPR-B |  | OPERATING | OPERATING | E224 | LTK0-1D0 | F40607004 |  | LTK0
LTK-H04BAT01CP107 | MAIN SUDDEN PRESSURE RISE RELAY - 63SPR-C |  | OPERATING | OPERATING | E224 | LTK0-1D0 | F40607004 |  | LTK0
LTK-H04BAT01CP108 | OLTC SUDDEN PRESSURE RISE RELAY - 63SPR-L |  | OPERATING | OPERATING | E224 | LTK0-1D0 | F40607004 |  | LTK0
LTK-H04BAT01CT001XQ01 | A PHASE OIL TEMPERATURE |  | OPERATING | OPERATING | E224 | LTK0-1D0 | F40607004 |  | LTK0
LTK-H04BAT01CT002XQ01 | B PHASE OIL TEMPERATURE |  | OPERATING | OPERATING | E224 | LTK0-1D0 | F40607004 |  | LTK0
LTK-H04BAT01CT003XQ01 | C PHASE OIL TEMPERATURE |  | OPERATING | OPERATING | E224 | LTK0-1D0 | F40607004 |  | LTK0
LTK-H04BAT01CT004XQ01 | B PHASE WINDING TEMPERATURE |  | OPERATING | OPERATING | E224 | LTK0-1D0 | F40607004 |  | LTK0
LTK-H04BAT01CT005XQ01 | A PHASE WINDING TEMPERATURE |  | OPERATING | OPERATING | E224 | LTK0-1D0 | F40607004 |  | LTK0
LTK-H04BAT01CT006XQ01 | B PHASE WINDING TEMPERATURE |  | OPERATING | OPERATING | E224 | LTK0-1D0 | F40607004 |  | LTK0
LTK-H04BAT01CT007XQ01 | C PHASE WINDING TEMPERATURE |  | OPERATING | OPERATING | E224 | LTK0-1D0 | F40607004 |  | LTK0
LTK-H04BAT01CT099XQ03 | WATER COOLER OIL OUT THERMOMETER |  | OPERATING | OPERATING | E224 | LTK0-1D0 | F40607004 |  | LTK0
LTK-H04BAT01GH001 | GENERATOR TRANSFORMER CONTROL CABINET - GH001 |  | OPERATING | OPERATING | E224 | LTK0-1D0 | F40607004 |  | LTK0
LTK-H04BAT01GH002 | GENERATOR TRANSFORMER CONTROL CABINET - GH002 |  | OPERATING | OPERATING | E224 | LTK0-1D0 | F40607004 |  | LTK0
LTK-H04BAT01GH003 | KG4A TRANSFORMER FIRE PROTECTION SYSTEM (SERGI) | LTK-H04SGO01GH002 | OPERATING | OPERATING | E224 | LTK0-1D0 | F40607004 |  | LTK0
LTK-H04BAT01GH004 | OLTC |  | OPERATING | OPERATING | E224 | LTK0-1D0 | F40607004 |  | LTK0
LTK-H04BAT01GT001 | MAIN TRANSFORMER KG4A |  | OPERATING | OPERATING | E224 |  | F40607004 |  | LTK0
LTK-H04BAT10GV100 | SURGE ARRESTER 192kV, 10kA |  | OPERATING | OPERATING | E224 |  | F40607004 |  | LTK0
LTK-H04BAU10 | EARTHING AND LIGHTNING PROTECTION SYSTEM |  | OPERATING | OPERATING | E224 | LTK0-1D0 | F40607004 |  | LTK0
LTK-H04BAU10CE110 | NGR CURRENT TRANSFORMER - CE110 |  | OPERATING | OPERATING | E224 |  | F40607004 |  | LTK0
LTK-H04BAU10CE210 | NGR POTENTIAL TRANSFORMER - CE210 |  | OPERATING | OPERATING | E224 |  | F40607004 |  | LTK0
LTK-H04BAU10GS200 | NEUTRAL GROUND DISCONNECTING SWITCH (89NGR) |  | OPERATING | OPERATING | E224 |  | F40607004 |  | LTK0
LTK-H04BAW10GZ100 | 16.5 KV. BUS , CABLE, IPB. & ACCESSORIES |  | OPERATING | OPERATING | E224 |  | F40607004 |  | LTK0
LTK-H04BBA10 | MEDIUM VOLTAGE DISTRIBUTION BOARD |  | OPERATING | OPERATING | E224 | LTK0-1D0 | F40607004 |  | LTK0
LTK-H04BBA10CE110 | Generator protection CT no.1 |  | OPERATING | OPERATING | E224 | LTK0-1D0 | F40607004 |  | LTK0
LTK-H04BBA10CE120 | Generator protection CT no.2 |  | OPERATING | OPERATING | E224 | LTK0-1D0 | F40607004 |  | LTK0
LTK-H04BBA10CE130 | Generator protection CT no.3 |  | OPERATING | OPERATING | E224 | LTK0-1D0 | F40607004 |  | LTK0
LTK-H04BBA10CE140 | Generator protection CT no.4 |  | OPERATING | OPERATING | E224 | LTK0-1D0 | F40607004 |  | LTK0
LTK-H04BJA10 | LOW VOLTAGE DISTRIBUTION BOARD |  | OPERATING | OPERATING | E224 | LTK0-1D0 | F40607004 |  | LTK0
LTK-H04BJA10GS301 | LOW VOLTAGE DISTRIBUTION BOARD |  | OPERATING | OPERATING | E224 |  | F40607004 |  | LTK0
LTK-H04C | PROTECTION SYSTEM |  | OPERATING | OPERATING | E224 | LTK0-1D0 | F40607004 |  | LTK0
LTK-H04CAB | CABINETS FOR PROTECTIVE INTERLOCKS |  | OPERATING | OPERATING | E224 | LTK0-1D0 | F40607004 |  | LTK0
LTK-H04CAB10 | CABINETS FOR PROTECTIVE INTERLOCKS |  | OPERATING | OPERATING | E224 | LTK0-1D0 | F40607004 |  | LTK0
LTK-H04CAB11 | CABINETS 11 |  | OPERATING | OPERATING | E224 | LTK0-1D0 | F40607004 |  | LTK0
LTK-H04CHA10 | CABINETS FOR GENERATOR PROTECTION |  | OPERATING | OPERATING | E224 | LTK0-1D0 | F40607004 |  | LTK0
LTK-H04CHA10EG101 | ANNUNCIATOR |  | OPERATING | OPERATING | E224 | LTK0-1D0 | F40607004 |  | LTK0
LTK-H04CHA10EG102 | ALARM |  | OPERATING | OPERATING | E224 | LTK0-1D0 | F40607004 |  | LTK0
LTK-H04CHA10GH101 | GENERATOR PROTECTION SYSTEM A CUBICLE |  | OPERATING | OPERATING | E224 |  | F40607004 |  | LTK0
LTK-H04CHA10GH101-K01 | LOCKOUT RELAY 86-1 (SYSTEM A) |  | OPERATING | OPERATING | E224 |  | F40607004 |  | LTK0
LTK-H04CHA10GH101-U01 | G/M ELECTRICAL PROTECTION RELAY - SYSTEM A |  | OPERATING | OPERATING | E224 |  | F40607004 |  | LTK0
LTK-H04CHA10GH101-U02 | SPLIT PHASE PROTECTION RELAY |  | OPERATING | OPERATING | E224 |  | F40607004 |  | LTK0
LTK-H04CHA10GH102 | GENERATOR PROTECTION SYSTEM B CUBICLE |  | OPERATING | OPERATING | E224 |  | F40607004 |  | LTK0
LTK-H04CHA10GH102-K01 | LOCK OUT RELAY 86-2 |  | OPERATING | OPERATING | E224 |  | F40607004 |  | LTK0
LTK-H04CHA10GH102-K02 | LOCK OUT RELAY 86-1 (SYSTEM B) |  | OPERATING | OPERATING | E224 |  | F40607004 |  | LTK0
LTK-H04CHA10GH102-U01 | G/M ELECTRICAL PROTECTION RELAY - SYSTEM B |  | OPERATING | OPERATING | E224 |  | F40607004 |  | LTK0
LTK-H04CHA10GH102-U02 | G/M MECHANICAL PROTECTION RELAY |  | OPERATING | OPERATING | E224 |  | F40607004 |  | LTK0
LTK-H04CHA10GH102-U03 | ROTOR EARTH FAULT RELAY (64E) |  | OPERATING | OPERATING | E224 |  | F40607004 |  | LTK0
LTK-H04CHB10 | CABINETS FOR TRANSFORMER PROTECTION |  | OPERATING | OPERATING | E224 | LTK0-1D0 | F40607004 |  | LTK0
LTK-H04CHB10EG101 | ANNUNCIATOR MTR |  | OPERATING | OPERATING | E224 | LTK0-1D0 | F40607004 |  | LTK0
LTK-H04CHB10EG102 | ALARM MTR |  | OPERATING | OPERATING | E224 | LTK0-1D0 | F40607004 |  | LTK0
LTK-H04CHB10GH101 | TRANSFORMER PROTECTION SYSTEM A CUBICLE |  | OPERATING | OPERATING | E224 |  | F40607004 |  | LTK0
LTK-H04CHB10GH101-K01 | LOCKOUT RELAY 86-T (SYSTEM A) |  | OPERATING | OPERATING | E224 |  | F40607004 |  | LTK0
LTK-H04CHB10GH101-U01 | MAIN TRANSFORMER ELECTRICAL PROTECTION RELAY - SYSTEM A |  | OPERATING | OPERATING | E224 |  | F40607004 |  | LTK0
LTK-H04CHB10GH101-U02 | EXCITATION TRANSFORMER PROTECTION RELAY - SYSTEM A |  | OPERATING | OPERATING | E224 |  | F40607004 |  | LTK0
LTK-H04CHB10GH101-U03 | MAIN TRANSFORMER OLTC - AVR MODULE |  | OPERATING | OPERATING | E224 |  | F40607004 |  | LTK0
LTK-H04CHB10GH102 | TRANSFORMER PROTECTION SYSTEM B CUBICLE |  | OPERATING | OPERATING | E224 |  | F40607004 |  | LTK0
LTK-H04CHB10GH102-K02 | LOCKOUT RELAY 86-T (SYSTEM B) |  | OPERATING | OPERATING | E224 |  | F40607004 |  | LTK0
LTK-H04CHB10GH102-U01 | MAIN TRANSFORMER ELECTRICAL PROTECTION RELAY - SYSTEM B |  | OPERATING | OPERATING | E224 |  | F40607004 |  | LTK0
LTK-H04CHB10GH102-U02 | EXCITATION TRANSFORMER PROTECTION RELAY - SYSTEM B |  | OPERATING | OPERATING | E224 |  | F40607004 |  | LTK0
LTK-H04CHB10GH102-U03 | MAIN TRANSFORMER MECHANICAL PROTECTION RELAY |  | OPERATING | OPERATING | E224 |  | F40607004 |  | LTK0
LTK-H04CHE10 | PROTECTION (Other) |  | OPERATING | OPERATING | E224 | LTK0-1D0 | F40607004 |  | LTK0
LTK-H04CHE10EG101 | ANNUNCIATOR MTR-B |  | OPERATING | OPERATING | E224 | LTK0-1D0 | F40607004 |  | LTK0
LTK-H04CHE20 | PROTECTION (Other2) |  | OPERATING | OPERATING | E224 | LTK0-1D0 | F40607004 |  | LTK0
LTK-H04CHE20EG101XK40 | S.S.T. electrical protection trip 86-T |  | OPERATING | OPERATING | E224 | LTK0-1D0 | F40607004 |  | LTK0
LTK-H04CJA10 | UNIT CONTROL SYSTEM |  | OPERATING | OPERATING | E224 | LTK0-1D0 | F40607004 |  | LTK0
LTK-H04CJA10CB100 | PDP MCB100 |  | OPERATING | OPERATING | E224 | LTK0-1D0 | F40607004 |  | LTK0
LTK-H04CJA10CB200 | PDP MCB200 |  | OPERATING | OPERATING | E224 | LTK0-1D0 | F40607004 |  | LTK0
LTK-H04CJA10CB300 | PDP MCB300 |  | OPERATING | OPERATING | E224 | LTK0-1D0 | F40607004 |  | LTK0
LTK-H04CJA10CB400 | PDP MCB400 |  | OPERATING | OPERATING | E224 | LTK0-1D0 | F40607004 |  | LTK0
LTK-H04CJA10CB500 | PDP MCB500 |  | OPERATING | OPERATING | E224 | LTK0-1D0 | F40607004 |  | LTK0
LTK-H04CJA10GH101 | UNIT 4 LCU - LOCAL CONTROL PANEL, METERING |  | OPERATING | OPERATING | E224 | LTK0-1D0 | F40607004 |  | LTK0
LTK-H04CJA10GH101EPB | ESD |  | OPERATING | OPERATING | E224 | LTK0-1D0 | F40607004 |  | LTK0
LTK-H04CJA10GH101EPB10 | ESD |  | OPERATING | OPERATING | E224 | LTK0-1D0 | F40607004 |  | LTK0
LTK-H04CJA10GH101EPB20 | Unit x emergency PB  86-1 |  | OPERATING | OPERATING | E224 | LTK0-1D0 | F40607004 |  | LTK0
LTK-H04CJA10GH101EPB30 | Unit x emergency PB  86-2 |  | OPERATING | OPERATING | E224 | LTK0-1D0 | F40607004 |  | LTK0
LTK-H04CJA10GH102 | UNIT 4 LCU - DROP 12/62, THOUCHSCREEN |  | OPERATING | OPERATING | E224 | LTK0-1D0 | F40607004 |  | LTK0
LTK-H04CJA10GH103 | UNIT 4 LCU - EXT DROP 12-1 (I/O CUBICLE), WINDOWS ANNUNCIATOR |  | OPERATING | OPERATING | E224 |  | F40607004 |  | LTK0
LTK-H04CJA10GH104 | UNIT 4 LCU - EXT DROP 12-2 (I/O CUBICLE) |  | OPERATING | OPERATING | E224 | LTK0-1D0 | F40607004 |  | LTK0
LTK-H04CJA10GH105 | UNIT 4 RIO - REMOTE I/O CUBICLE, TOUCHSCREEN, METERING |  | OPERATING | OPERATING | E224 |  | F40607004 |  | LTK0
LTK-H04CJA10GH106 | UNIT 4 RIO - EXT 12-1-1(I/O CUBICLE), WINDOW ANNUNCIATOR |  | OPERATING | OPERATING | E224 | LTK0-1D0 | F40607004 |  | LTK0
LTK-H04CJA10GH107 | LCB UNIT RECORDER UNIT 3 |  | OPERATING | OPERATING | E224 | LTK0-1D0 | F40607004 |  | LTK0
LTK-H04CKA20 | INSTRUMENTS FOR VIBRATION MONITORING SYSTEM (MMS) |  | OPERATING | OPERATING | E224 |  | F40607004 |  | LTK0
LTK-H04CKA20CY001 | UPPER GUIDE BEARING - SHAFT RUNOUT X |  | OPERATING | OPERATING | E224 |  | F40607004 |  | LTK0
LTK-H04CKA20CY002 | UPPER GUIDE BEARING - SHAFT RUNOUT Y |  | OPERATING | OPERATING | E224 |  | F40607004 |  | LTK0
LTK-H04CKA20CY003 | UPPER GUIDE BEARING - VIBRATION X |  | OPERATING | OPERATING | E224 |  | F40607004 |  | LTK0
LTK-H04CKA20CY004 | UPPER GUIDE BEARING - VIBRATION Y |  | OPERATING | OPERATING | E224 |  | F40607004 |  | LTK0
LTK-H04CKA20CY005 | LOWER GUIDE BEARING - SHAFT RUNOUT X |  | OPERATING | OPERATING | E224 |  | F40607004 |  | LTK0
LTK-H04CKA20CY006 | LOWER GUIDE BEARING - SHAFT RUNOUT Y |  | OPERATING | OPERATING | E224 |  | F40607004 |  | LTK0
LTK-H04CKA20CY007 | LOWER GUIDE BEARING - VIBRATION X |  | OPERATING | OPERATING | E224 |  | F40607004 |  | LTK0
LTK-H04CKA20CY008 | LOWER GUIDE BEARING - VIBRATION Y |  | OPERATING | OPERATING | E224 |  | F40607004 |  | LTK0
LTK-H04CKA20CY009 | STATOR FRAME - VIBRATION X |  | OPERATING | OPERATING | E224 |  | F40607004 |  | LTK0
LTK-H04CKA20CY010 | STATOR FRAME - VIBRATION Y |  | OPERATING | OPERATING | E224 |  | F40607004 |  | LTK0
LTK-H04CKA20CY011 | TURBINE GUIDE BEARING - VIBRATION X |  | OPERATING | OPERATING | E224 |  | F40607004 |  | LTK0
LTK-H04CKA20CY012 | TURBINE GUIDE BEARING - VIBRATION Y |  | OPERATING | OPERATING | E224 |  | F40607004 |  | LTK0
LTK-H04CKA20CY013 | TURBINE GUIDE BEARING - SHAFT RUNOUT X |  | OPERATING | OPERATING | E224 |  | F40607004 |  | LTK0
LTK-H04CKA20CY014 | TURBINE GUIDE BEARING - SHAFT RUNOUT Y |  | OPERATING | OPERATING | E224 |  | F40607004 |  | LTK0
LTK-H04CKA20CY015 | THRUST 1 - MONITORING |  | OPERATING | OPERATING | E224 |  | F40607004 |  | LTK0
LTK-H04CKA20CY016 | THRUST 2 - MONITORING |  | OPERATING | OPERATING | E224 |  | F40607004 |  | LTK0
LTK-H04CKA20CY017 | KEY PHASE PHASE INDICATOR |  | OPERATING | OPERATING | E224 |  | F40607004 |  | LTK0
LTK-H04CKA20GH100 | VIBRATION MONITORING SYSTEM (MMS) |  | OPERATING | OPERATING | E224 |  | F40607004 |  | LTK0
LTK-H04CMB10 | Upper Bracket |  | OPERATING | OPERATING | E224 | LTK0-1M0 | F40607004 |  | LTK0
LTK-H04CMB10CY901 | Strain detector no.1 for UP. BRCKT ARM DSP. LNR SN. |  | OPERATING | OPERATING | E224 | LTK0-1D0 | F40607004 |  | LTK0
LTK-H04CMB10CY902 | Strain detector no.2 for UP. BRCKT ARM DSP. LNR SN. |  | OPERATING | OPERATING | E224 | LTK0-1D0 | F40607004 |  | LTK0
LTK-H04CMB10CY903 | Strain detector no.3 for UP. BRCKT ARM DSP. LNR SN. |  | OPERATING | OPERATING | E224 | LTK0-1D0 | F40607004 |  | LTK0
LTK-H04CMB10CY904 | Strain detector no.4 for UP. BRCKT ARM DSP. LNR SN. |  | OPERATING | OPERATING | E224 | LTK0-1D0 | F40607004 |  | LTK0
LTK-H04CMB10CY905 | Strain detector no.5 for UP. BRCKT ARM DSP. LNR SN. |  | OPERATING | OPERATING | E224 | LTK0-1D0 | F40607004 |  | LTK0
LTK-H04CMB10CY906 | Strain detector no.6 for UP. BRCKT ARM DSP. LNR SN. |  | OPERATING | OPERATING | E224 | LTK0-1D0 | F40607004 |  | LTK0
LTK-H04CMB20 | MMS |  | OPERATING | OPERATING | E224 | LTK0-1D0 | F40607004 |  | LTK0
LTK-H04CMD10 | Partial Discharge |  | OPERATING | OPERATING | E224 | LTK0-1D0 | F40607004 |  | LTK0
LTK-H04CMD10CT001 | Partial discharge no.1 |  | OPERATING | OPERATING | E224 | LTK0-1D0 | F40607004 |  | LTK0
LTK-H04CMD10CT002 | Partial discharge no.2 |  | OPERATING | OPERATING | E224 | LTK0-1D0 | F40607004 |  | LTK0
LTK-H04CMD10CT003 | Partial discharge no.3 |  | OPERATING | OPERATING | E224 | LTK0-1D0 | F40607004 |  | LTK0
LTK-H04CMD10CT004 | Partial discharge no.4 |  | OPERATING | OPERATING | E224 | LTK0-1D0 | F40607004 |  | LTK0
LTK-H04CMD10CT005 | Partial discharge no.5 |  | OPERATING | OPERATING | E224 | LTK0-1D0 | F40607004 |  | LTK0
LTK-H04CMD10CT006 | Partial discharge no.6 |  | OPERATING | OPERATING | E224 | LTK0-1D0 | F40607004 |  | LTK0
LTK-H04CMD10CT007 | Partial discharge no.7 |  | OPERATING | OPERATING | E224 | LTK0-1D0 | F40607004 |  | LTK0
LTK-H04CMD10CT008 | Partial discharge no.8 |  | OPERATING | OPERATING | E224 | LTK0-1D0 | F40607004 |  | LTK0
LTK-H04CMD10CT009 | Partial discharge no.9 |  | OPERATING | OPERATING | E224 | LTK0-1D0 | F40607004 |  | LTK0
LTK-H04CMD10CT010 | Partial discharge no.10 |  | OPERATING | OPERATING | E224 | LTK0-1D0 | F40607004 |  | LTK0
LTK-H04CMD10CT011 | Partial discharge no.11 |  | OPERATING | OPERATING | E224 | LTK0-1D0 | F40607004 |  | LTK0
LTK-H04CMD10CT012 | Partial discharge no.12 |  | OPERATING | OPERATING | E224 | LTK0-1D0 | F40607004 |  | LTK0
LTK-H04E | HV Cable Terminal |  | OPERATING | OPERATING | E224 | LTK0-1D0 | F40607004 |  | LTK0
LTK-H04EHS30 | SEALING END GIS SIDE |  | OPERATING | OPERATING | E224 | LTK0-1D0 | F40607004 |  | LTK0
LTK-H04EHS40 | SEALING END MTR SIDE |  | OPERATING | OPERATING | E224 |  | F40607004 |  | LTK0
LTK-H04L | DRAFT TUBE GATE |  | OPERATING | OPERATING | E224 | LTK0-1M0 | F40607004 |  | LTK0
LTK-H04LQY10AP010 | DRAFT TUBE GATE MOTOR PUMP SET |  | OPERATING | OPERATING | E224 |  | F40607004 |  | LTK0
LTK-H04LQY10AP020 | DRAFT TUBE GATE MANUAL PUMP |  | OPERATING | OPERATING | E224 | LTK0-1M0 | F40607004 |  | LTK0
LTK-H04LQY10AS010 | DRAFT TUBE GATE SERVOMOTOR |  | OPERATING | OPERATING | E224 | LTK0-1M0 | F40607004 |  | LTK0
LTK-H04LQY10BB010 | DRAFT TUBE GATE SUMP TANK SET |  | OPERATING | OPERATING | E224 | LTK0-1M0 | F40607004 |  | LTK0
LTK-H04M | MAIN MACHINE SETS |  | OPERATING | OPERATING | E224 | LTK0-1M0 | F40607004 |  | LTK0
LTK-H04MEY10 | GOVERNOR CONTROL SYSTEM |  | OPERATING | OPERATING | E224 | LTK0-1D0 | F40607004 |  | LTK0
LTK-H04MEY10GH001 | DIGITAL GOVERNOR CONTROL CUBICLE |  | OPERATING | OPERATING | E224 |  | F40607004 |  | LTK0
LTK-H04MFA | TURBINE SYSTEM |  | OPERATING | OPERATING | E224 | LTK0-1M0 | F40607004 |  | LTK0
LTK-H04MFA10 | SPIRAL CASE |  | OPERATING | OPERATING | E224 | LTK0-1M0 | F40607004 |  | LTK0
LTK-H04MFA10AA110 | SPIRAL CASE DRAIN VALVE |  | OPERATING | OPERATING | E224 | LTK0-1M2 | F406094 |  | LTK0
LTK-H04MFA10AA301 | "Shut-off valve,normally closed " |  | OPERATING | OPERATING | E224 | LTK0-1M0 | F40607004 |  | LTK0
LTK-H04MFA10AA302 | "Shut-off valve,normally opened " |  | OPERATING | OPERATING | E224 | LTK0-1M0 | F40607004 |  | LTK0
LTK-H04MFA10AA311 | "Shut-off valve,normally closed " |  | OPERATING | OPERATING | E224 | LTK0-1M0 | F40607004 |  | LTK0
LTK-H04MFA10AA312 | "Shut-off valve,normally opened " |  | OPERATING | OPERATING | E224 | LTK0-1M0 | F40607004 |  | LTK0
LTK-H04MFA10AA313 | "Shut-off valve,normally opened " |  | OPERATING | OPERATING | E224 | LTK0-1M0 | F40607004 |  | LTK0
LTK-H04MFA10AA314 | "Shut-off valve,normally opened " |  | OPERATING | OPERATING | E224 | LTK0-1M0 | F40607004 |  | LTK0
LTK-H04MFA10CP020 | SC INLET PRESSURE TRANSDUCER - CP020 |  | OPERATING | OPERATING | E224 | LTK0-1D0 | F40607004 |  | LTK0
LTK-H04MFA10CP311 | Pressure gauge |  | OPERATING | OPERATING | E224 | LTK0-1D0 | F40607004 |  | LTK0
LTK-H04MFA10HA001 | SPIRAL CASE |  | OPERATING | OPERATING | E224 | LTK0-1M2 | F40607004 |  | LTK0
LTK-H04MFA11 | Hydraulic Control 2 |  | OPERATING | OPERATING | E224 | LTK0-1M0 | F40607004 |  | LTK0
LTK-H04MFA11AA010 | Hydraulic control shut-off valve |  | OPERATING | OPERATING | E224 | LTK0-1M0 | F40607004 |  | LTK0
LTK-H04MFA11AA020 | Hydraulic control shut-off valve |  | OPERATING | OPERATING | E224 | LTK0-1M0 | F40607004 |  | LTK0
LTK-H04MFA11AA050 | Ball valve |  | OPERATING | OPERATING | E224 | LTK0-1M0 | F40607004 |  | LTK0
LTK-H04MFA11AA060 | Ball valve |  | OPERATING | OPERATING | E224 | LTK0-1M0 | F40607004 |  | LTK0
LTK-H04MFA11AA101 | 4/2-Way solenoid valve double coils for SC air exhaust |  | OPERATING | OPERATING | E224 | LTK0-1D0 | F40607004 |  | LTK0
LTK-H04MFA11AA102 | 4/2-Way solenoid valve double coils for SC air relief |  | OPERATING | OPERATING | E224 | LTK0-1D0 | F40607004 |  | LTK0
LTK-H04MFA11BP301 | 2-way throttle valve |  | OPERATING | OPERATING | E224 | LTK0-1M0 | F40607004 |  | LTK0
LTK-H04MFA11BP302 | 2-way throttle valve |  | OPERATING | OPERATING | E224 | LTK0-1M0 | F40607004 |  | LTK0
LTK-H04MFA11CG110 | LIMIT SWITCH SC AIR EXHAUST VALVE - CLOSED |  | OPERATING | OPERATING | E224 | LTK0-1D0 | F40607004 |  | LTK0
LTK-H04MFA11CG111 | LIMIT SWITCH SC AIR EXHAUST VALVE - OPENED |  | OPERATING | OPERATING | E224 | LTK0-1D0 | F40607004 |  | LTK0
LTK-H04MFA11CG120 | LIMIT SWITCH SC AIR RELIEF VALVE - CLOSED |  | OPERATING | OPERATING | E224 | LTK0-1D0 | F40607004 |  | LTK0
LTK-H04MFA11CG121 | LIMIT SWITCH SC AIR RELIEF VALVE - OPENED |  | OPERATING | OPERATING | E224 | LTK0-1D0 | F40607004 |  | LTK0
LTK-H04MFA11CM101 | WATER DETECTOR - SC AIR EXHAUST |  | OPERATING | OPERATING | E224 | LTK0-1D0 | F40607004 |  | LTK0
LTK-H04MFA11CM102 | Level switch |  | OPERATING | OPERATING | E224 | LTK0-1D0 | F40607004 |  | LTK0
LTK-H04MFA15 | Hydraulic Control 3 |  | OPERATING | OPERATING | E224 | LTK0-1M0 | F40607004 |  | LTK0
LTK-H04MFA15AA010 | Hydraulically control valve |  | OPERATING | OPERATING | E224 | LTK0-1M0 | F40607004 |  | LTK0
LTK-H04MFA15AA051 | Shut off valve-normally opened |  | OPERATING | OPERATING | E224 | LTK0-1M0 | F40607004 |  | LTK0
LTK-H04MFA15AA052 | Shut off valve-normally opened |  | OPERATING | OPERATING | E224 | LTK0-1M0 | F40607004 |  | LTK0
LTK-H04MFA15AA053 | Shut off valve-normally opened |  | OPERATING | OPERATING | E224 | LTK0-1M0 | F40607004 |  | LTK0
LTK-H04MFA15AA101 | 4/2-Way solenoid valve double coils for Runner air exhaust |  | OPERATING | OPERATING | E224 | LTK0-1D0 | F40607004 |  | LTK0
LTK-H04MFA15BP301 | 2-way throttle valve |  | OPERATING | OPERATING | E224 | LTK0-1M0 | F40607004 |  | LTK0
LTK-H04MFA20 | GUIDE VANE |  | OPERATING | OPERATING | E224 | LTK0-1M0 | F40607004 |  | LTK0
LTK-H04MFA20AA301 | "Shut-off valve,normally opened " |  | OPERATING | OPERATING | E224 | LTK0-1M0 | F40607004 |  | LTK0
LTK-H04MFA20AA302 | "Shut-off valve,normally opened " |  | OPERATING | OPERATING | E224 | LTK0-1M0 | F40607004 |  | LTK0
LTK-H04MFA20AA311 | "Shut-off valve,normally opened " |  | OPERATING | OPERATING | E224 | LTK0-1M0 | F40607004 |  | LTK0
LTK-H04MFA20AA312 | "Shut-off valve,normally opened " |  | OPERATING | OPERATING | E224 | LTK0-1M0 | F40607004 |  | LTK0
LTK-H04MFA20AA313 | "Shut-off valve,normally opened " |  | OPERATING | OPERATING | E224 | LTK0-1M0 | F40607004 |  | LTK0
LTK-H04MFA20AA314 | "Shut-off valve,normally opened " |  | OPERATING | OPERATING | E224 | LTK0-1M0 | F40607004 |  | LTK0
LTK-H04MFA20AA450 | Shut off valve normally closed |  | OPERATING | OPERATING | E224 | LTK0-1M0 | F40607004 |  | LTK0
LTK-H04MFA20AA451 | Shut off valve normally closed |  | OPERATING | OPERATING | E224 | LTK0-1M0 | F40607004 |  | LTK0
LTK-H04MFA20AA452 | Shut off valve normally closed |  | OPERATING | OPERATING | E224 | LTK0-1M0 | F40607004 |  | LTK0
LTK-H04MFA20AA453 | Shut off valve normally closed |  | OPERATING | OPERATING | E224 | LTK0-1M0 | F40607004 |  | LTK0
LTK-H04MFA20AA454 | Shut off valve normally closed |  | OPERATING | OPERATING | E224 | LTK0-1M0 | F40607004 |  | LTK0
LTK-H04MFA20AA455 | Shut off valve normally closed |  | OPERATING | OPERATING | E224 | LTK0-1M0 | F40607004 |  | LTK0
LTK-H04MFA20AS010 | Servomotor No.1 |  | OPERATING | OPERATING | E224 | LTK0-1M0 | F40607004 |  | LTK0
LTK-H04MFA20AS020 | Servomotor No.2 |  | OPERATING | OPERATING | E224 | LTK0-1M0 | F40607004 |  | LTK0
LTK-H04MFA20AS030 | Servomotor auto lock No.1 |  | OPERATING | OPERATING | E224 | LTK0-1M0 | F40607004 |  | LTK0
LTK-H04MFA20AS040 | Servomotor auto lock No.2 |  | OPERATING | OPERATING | E224 | LTK0-1M0 | F40607004 |  | LTK0
LTK-H04MFA20BP010 | Orifice No.1 |  | OPERATING | OPERATING | E224 | LTK0-1M0 | F40607004 |  | LTK0
LTK-H04MFA20BP020 | Orifice No.2 |  | OPERATING | OPERATING | E224 | LTK0-1M0 | F40607004 |  | LTK0
LTK-H04MFA20CG001 | GUIDE VANE POSITION - DISPLACEMENT SENSOR NO.1 |  | OPERATING | OPERATING | E224 | LTK0-1D0 | F40607004 |  | LTK0
LTK-H04MFA20CG002 | GUIDE VANE POSITION - DISPLACEMENT SENSOR NO.2 |  | OPERATING | OPERATING | E224 | LTK0-1D0 | F40607004 |  | LTK0
LTK-H04MFA20CG121 | LIMIT SWITCH SERVOMOTOR NO.1 - MANUAL LOCK OFF |  | OPERATING | OPERATING | E224 | LTK0-1D0 | F40607004 |  | LTK0
LTK-H04MFA20CG122 | LIMIT SWITCH SERVOMOTOR NO.1 - MANUAL LOCK ON |  | OPERATING | OPERATING | E224 | LTK0-1D0 | F40607004 |  | LTK0
LTK-H04MFA20CG123 | LIMIT SWITCH SERVOMOTOR NO.2 - MANUAL LOCK ON |  | OPERATING | OPERATING | E224 | LTK0-1D0 | F40607004 |  | LTK0
LTK-H04MFA20CG124 | LIMIT SWITCH SERVOMOTOR NO.2 - MANUAL LOCK OFF |  | OPERATING | OPERATING | E224 | LTK0-1D0 | F40607004 |  | LTK0
LTK-H04MFA20CG131 | LIMIT SWITCH SERVOMOTOR NO.1 - AUTO LOCK OFF |  | OPERATING | OPERATING | E224 | LTK0-1D0 | F40607004 |  | LTK0
LTK-H04MFA20CG132 | LIMIT SWITCH SERVOMOTOR NO.1 - AUTO LOCK ON |  | OPERATING | OPERATING | E224 | LTK0-1D0 | F40607004 |  | LTK0
LTK-H04MFA20CG141 | LIMIT SWITCH SERVOMOTOR NO.2 - AUTO LOCK OFF |  | OPERATING | OPERATING | E224 | LTK0-1D0 | F40607004 |  | LTK0
LTK-H04MFA20CG142 | LIMIT SWITCH SERVOMOTOR NO.2 - AUTO LOCK ON |  | OPERATING | OPERATING | E224 | LTK0-1D0 | F40607004 |  | LTK0
LTK-H04MFA20CG221 | Position switch / WLD18-N |  | OPERATING | OPERATING | E224 | LTK0-1D0 | F40607004 |  | LTK0
LTK-H04MFA20CG222 | Position switch / WLD18-N |  | OPERATING | OPERATING | E224 | LTK0-1D0 | F40607004 |  | LTK0
LTK-H04MFA20CG223 | Position switch / WLD18-N |  | OPERATING | OPERATING | E224 | LTK0-1D0 | F40607004 |  | LTK0
LTK-H04MFA20CG224 | Position switch / WLD18-N |  | OPERATING | OPERATING | E224 | LTK0-1D0 | F40607004 |  | LTK0
LTK-H04MFA20CG231 | Position switch / WLD18-N |  | OPERATING | OPERATING | E224 | LTK0-1D0 | F40607004 |  | LTK0
LTK-H04MFA20CG232 | Position switch / WLD18-N |  | OPERATING | OPERATING | E224 | LTK0-1D0 | F40607004 |  | LTK0
LTK-H04MFA20CG241 | Position switch / WLD18-N |  | OPERATING | OPERATING | E224 | LTK0-1D0 | F40607004 |  | LTK0
LTK-H04MFA20CG242 | Position switch / WLD18-N |  | OPERATING | OPERATING | E224 | LTK0-1D0 | F40607004 |  | LTK0
LTK-H04MFA20CG910 | LVDT FOR GUIDE VANE POSITION |  | OPERATING | OPERATING | E224 | LTK0-1D0 | F40607004 |  | LTK0
LTK-H04MFA20CG910-B01 | GUIDE VANE POSITION SWITCH NO.1 |  | OPERATING | OPERATING | E224 |  | F40607004 |  | LTK0
LTK-H04MFA20CG910-B02 | GUIDE VANE POSITION SWITCH NO.2 |  | OPERATING | OPERATING | E224 |  | F40607004 |  | LTK0
LTK-H04MFA20CG910-B03 | GUIDE VANE POSITION SWITCH NO.3 |  | OPERATING | OPERATING | E224 |  | F40607004 |  | LTK0
LTK-H04MFA20CG910-B04 | GUIDE VANE POSITION SWITCH NO.4 |  | OPERATING | OPERATING | E224 |  | F40607004 |  | LTK0
LTK-H04MFA20CG910-B05 | GUIDE VANE POSITION SWITCH NO.5 |  | OPERATING | OPERATING | E224 |  | F40607004 |  | LTK0
LTK-H04MFA20CG910-B06 | GUIDE VANE POSITION SWITCH NO.6 |  | OPERATING | OPERATING | E224 |  | F40607004 |  | LTK0
LTK-H04MFA20CG910-B1 | Gate Opening Limit switch/Proximity switch No.1 |  | OPERATING | OPERATING | E224 | LTK0-1D0 | F40607004 |  | LTK0
LTK-H04MFA20CG910-B6 | Gate Opening Limit switch/Proximity switch No.2 |  | OPERATING | OPERATING | E224 | LTK0-1D0 | F40607004 |  | LTK0
LTK-H04MFA20CG911 | Layout of position sensor for wicket gat |  | OPERATING | OPERATING | E224 | LTK0-1D0 | F40607004 |  | LTK0
LTK-H04MFA20CP010 | VANELESS AREA PRESSURE TRANSDUCER - CP010 |  | OPERATING | OPERATING | E224 | LTK0-1D0 | F40607004 |  | LTK0
LTK-H04MFA20CP020 | BOTTOM RING PRESSURE TRANSDUCER - CP020 |  | OPERATING | OPERATING | E224 | LTK0-1D0 | F40607004 |  | LTK0
LTK-H04MFA20CP105 | VANELESS AREA PRESSURE SWITCH - CP105 |  | OPERATING | OPERATING | E224 | LTK0-1D0 | F40607004 |  | LTK0
LTK-H04MFA20CP301 | VANELESS AREA PRESSURE GAUGE - CP301 |  | OPERATING | OPERATING | E224 | LTK0-1D0 | F40607004 |  | LTK0
LTK-H04MFA20CP311 | PRESSURE GAUGE OF SERVO NO.01 |  | OPERATING | OPERATING | E224 | LTK0-1D0 | F40607004 |  | LTK0
LTK-H04MFA20CP312 | PRESSURE GAUGE OF SERVO NO.01 |  | OPERATING | OPERATING | E224 | LTK0-1D0 | F40607004 |  | LTK0
LTK-H04MFA20CP321 | PRESSURE GAUGE OF SERVO NO.02 |  | OPERATING | OPERATING | E224 | LTK0-1D0 | F40607004 |  | LTK0
LTK-H04MFA20CP322 | PRESSURE GAUGE OF SERVO NO.02 |  | OPERATING | OPERATING | E224 | LTK0-1D0 | F40607004 |  | LTK0
LTK-H04MFA20HA101 | GUIDE VANE MECHANISM NO.1 |  | OPERATING | OPERATING | E224 | LTK0-1M2 | F40607004 |  | LTK0
LTK-H04MFA20HA101KB01 | GUIDE VANE NO.1 |  | OPERATING | OPERATING | E224 | LTK0-1M2 | F40607004 |  | LTK0
LTK-H04MFA20HA101KE01 | GATE LEVER NO.1 |  | OPERATING | OPERATING | E224 | LTK0-1M2 | F40607004 |  | LTK0
LTK-H04MFA20HA101KE02 | SHEAR LEVER NO.1 |  | OPERATING | OPERATING | E224 | LTK0-1M2 | F40607004 |  | LTK0
LTK-H04MFA20HA101KE03 | UPPER LINK PLATE NO.1 |  | OPERATING | OPERATING | E224 | LTK0-1M2 | F40607004 |  | LTK0
LTK-H04MFA20HA101KE04 | LOWER LINK PLATE NO.1 |  | OPERATING | OPERATING | E224 | LTK0-1M2 | F40607004 |  | LTK0
LTK-H04MFA20HA101KE31 | LINK PIN NO.1 |  | OPERATING | OPERATING | E224 | LTK0-1M2 | F40607004 |  | LTK0
LTK-H04MFA20HA101KE32 | ECCENTRIC PIN NO.1 |  | OPERATING | OPERATING | E224 | LTK0-1M2 | F40607004 |  | LTK0
LTK-H04MFA20HA101KE33 | SHEAR PIN NO.1 |  | OPERATING | OPERATING | E224 | LTK0-1M2 | F40607004 |  | LTK0
LTK-H04MFA20HA102 | GUIDE VANE MECHANISM NO.2 |  | OPERATING | OPERATING | E224 | LTK0-1M2 | F40607004 |  | LTK0
LTK-H04MFA20HA102KB01 | GUIDE VANE NO.2 |  | OPERATING | OPERATING | E224 | LTK0-1M2 | F40607004 |  | LTK0
LTK-H04MFA20HA102KE01 | GATE LEVER NO.2 |  | OPERATING | OPERATING | E224 | LTK0-1M2 | F40607004 |  | LTK0
LTK-H04MFA20HA102KE02 | SHEAR LEVER NO.2 |  | OPERATING | OPERATING | E224 | LTK0-1M2 | F40607004 |  | LTK0
LTK-H04MFA20HA102KE03 | UPPER LINK PLATE NO.2 |  | OPERATING | OPERATING | E224 | LTK0-1M2 | F40607004 |  | LTK0
LTK-H04MFA20HA102KE04 | LOWER LINK PLATE NO.2 |  | OPERATING | OPERATING | E224 | LTK0-1M2 | F40607004 |  | LTK0
LTK-H04MFA20HA102KE31 | LINK PIN NO.2 |  | OPERATING | OPERATING | E224 | LTK0-1M2 | F40607004 |  | LTK0
LTK-H04MFA20HA102KE32 | ECCENTRIC PIN NO.2 |  | OPERATING | OPERATING | E224 | LTK0-1M2 | F40607004 |  | LTK0
LTK-H04MFA20HA102KE33 | SHEAR PIN NO.2 |  | OPERATING | OPERATING | E224 | LTK0-1M2 | F40607004 |  | LTK0
LTK-H04MFA20HA103 | GUIDE VANE MECHANISM NO.3 |  | OPERATING | OPERATING | E224 | LTK0-1M2 | F40607004 |  | LTK0
LTK-H04MFA20HA103KB01 | GUIDE VANE NO.3 |  | OPERATING | OPERATING | E224 | LTK0-1M2 | F40607004 |  | LTK0
LTK-H04MFA20HA103KE01 | GATE LEVER NO.3 |  | OPERATING | OPERATING | E224 | LTK0-1M2 | F40607004 |  | LTK0
LTK-H04MFA20HA103KE02 | SHEAR LEVER NO.3 |  | OPERATING | OPERATING | E224 | LTK0-1M2 | F40607004 |  | LTK0
LTK-H04MFA20HA103KE03 | UPPER LINK PLATE NO.3 |  | OPERATING | OPERATING | E224 | LTK0-1M2 | F40607004 |  | LTK0
LTK-H04MFA20HA103KE04 | LOWER LINK PLATE NO.3 |  | OPERATING | OPERATING | E224 | LTK0-1M2 | F40607004 |  | LTK0
LTK-H04MFA20HA103KE31 | LINK PIN NO.3 |  | OPERATING | OPERATING | E224 | LTK0-1M2 | F40607004 |  | LTK0
LTK-H04MFA20HA103KE32 | ECCENTRIC PIN NO.3 |  | OPERATING | OPERATING | E224 | LTK0-1M2 | F40607004 |  | LTK0
LTK-H04MFA20HA103KE33 | SHEAR PIN NO.3 |  | OPERATING | OPERATING | E224 | LTK0-1M2 | F40607004 |  | LTK0
LTK-H04MFA20HA104 | GUIDE VANE MECHANISM NO.4 |  | OPERATING | OPERATING | E224 | LTK0-1M2 | F40607004 |  | LTK0
LTK-H04MFA20HA104KB01 | GUIDE VANE NO.4 |  | OPERATING | OPERATING | E224 | LTK0-1M2 | F40607004 |  | LTK0
LTK-H04MFA20HA104KE01 | GATE LEVER NO.4 |  | OPERATING | OPERATING | E224 | LTK0-1M2 | F40607004 |  | LTK0
LTK-H04MFA20HA104KE02 | SHEAR LEVER NO.4 |  | OPERATING | OPERATING | E224 | LTK0-1M2 | F40607004 |  | LTK0
LTK-H04MFA20HA104KE03 | UPPER LINK PLATE NO.4 |  | OPERATING | OPERATING | E224 | LTK0-1M2 | F40607004 |  | LTK0
LTK-H04MFA20HA104KE04 | LOWER LINK PLATE NO.4 |  | OPERATING | OPERATING | E224 | LTK0-1M2 | F40607004 |  | LTK0
LTK-H04MFA20HA104KE31 | LINK PIN NO.4 |  | OPERATING | OPERATING | E224 | LTK0-1M2 | F40607004 |  | LTK0
LTK-H04MFA20HA104KE32 | ECCENTRIC PIN NO.4 |  | OPERATING | OPERATING | E224 | LTK0-1M2 | F40607004 |  | LTK0
LTK-H04MFA20HA104KE33 | SHEAR PIN NO.4 |  | OPERATING | OPERATING | E224 | LTK0-1M2 | F40607004 |  | LTK0
LTK-H04MFA20HA105 | GUIDE VANE MECHANISM NO.5 |  | OPERATING | OPERATING | E224 | LTK0-1M2 | F40607004 |  | LTK0
LTK-H04MFA20HA105KB01 | GUIDE VANE NO.5 |  | OPERATING | OPERATING | E224 | LTK0-1M2 | F40607004 |  | LTK0
LTK-H04MFA20HA105KE01 | GATE LEVER NO.5 |  | OPERATING | OPERATING | E224 | LTK0-1M2 | F40607004 |  | LTK0
LTK-H04MFA20HA105KE02 | SHEAR LEVER NO.5 |  | OPERATING | OPERATING | E224 | LTK0-1M2 | F40607004 |  | LTK0
LTK-H04MFA20HA105KE03 | UPPER LINK PLATE NO.5 |  | OPERATING | OPERATING | E224 | LTK0-1M2 | F40607004 |  | LTK0
LTK-H04MFA20HA105KE04 | LOWER LINK PLATE NO.5 |  | OPERATING | OPERATING | E224 | LTK0-1M2 | F40607004 |  | LTK0
LTK-H04MFA20HA105KE31 | LINK PIN NO.5 |  | OPERATING | OPERATING | E224 | LTK0-1M2 | F40607004 |  | LTK0
LTK-H04MFA20HA105KE32 | ECCENTRIC PIN NO.5 |  | OPERATING | OPERATING | E224 | LTK0-1M2 | F40607004 |  | LTK0
LTK-H04MFA20HA105KE33 | SHEAR PIN NO.5 |  | OPERATING | OPERATING | E224 | LTK0-1M2 | F40607004 |  | LTK0
LTK-H04MFA20HA106 | GUIDE VANE MECHANISM NO.6 |  | OPERATING | OPERATING | E224 | LTK0-1M2 | F40607004 |  | LTK0
LTK-H04MFA20HA106KB01 | GUIDE VANE NO.6 |  | OPERATING | OPERATING | E224 | LTK0-1M2 | F40607004 |  | LTK0
LTK-H04MFA20HA106KE01 | GATE LEVER NO.6 |  | OPERATING | OPERATING | E224 | LTK0-1M2 | F40607004 |  | LTK0
LTK-H04MFA20HA106KE02 | SHEAR LEVER NO.6 |  | OPERATING | OPERATING | E224 | LTK0-1M2 | F40607004 |  | LTK0
LTK-H04MFA20HA106KE03 | UPPER LINK PLATE NO.6 |  | OPERATING | OPERATING | E224 | LTK0-1M2 | F40607004 |  | LTK0
LTK-H04MFA20HA106KE04 | LOWER LINK PLATE NO.6 |  | OPERATING | OPERATING | E224 | LTK0-1M2 | F40607004 |  | LTK0
LTK-H04MFA20HA106KE31 | LINK PIN NO.6 |  | OPERATING | OPERATING | E224 | LTK0-1M2 | F40607004 |  | LTK0
LTK-H04MFA20HA106KE32 | ECCENTRIC PIN NO.6 |  | OPERATING | OPERATING | E224 | LTK0-1M2 | F40607004 |  | LTK0
LTK-H04MFA20HA106KE33 | SHEAR PIN NO.6 |  | OPERATING | OPERATING | E224 | LTK0-1M2 | F40607004 |  | LTK0
LTK-H04MFA20HA107 | GUIDE VANE MECHANISM NO.7 |  | OPERATING | OPERATING | E224 | LTK0-1M2 | F40607004 |  | LTK0
LTK-H04MFA20HA107KB01 | GUIDE VANE NO.7 |  | OPERATING | OPERATING | E224 | LTK0-1M2 | F40607004 |  | LTK0
LTK-H04MFA20HA107KE01 | GATE LEVER NO.7 |  | OPERATING | OPERATING | E224 | LTK0-1M2 | F40607004 |  | LTK0
LTK-H04MFA20HA107KE02 | SHEAR LEVER NO.7 |  | OPERATING | OPERATING | E224 | LTK0-1M2 | F40607004 |  | LTK0
LTK-H04MFA20HA107KE03 | UPPER LINK PLATE NO.7 |  | OPERATING | OPERATING | E224 | LTK0-1M2 | F40607004 |  | LTK0
LTK-H04MFA20HA107KE04 | LOWER LINK PLATE NO.7 |  | OPERATING | OPERATING | E224 | LTK0-1M2 | F40607004 |  | LTK0
LTK-H04MFA20HA107KE31 | LINK PIN NO.7 |  | OPERATING | OPERATING | E224 | LTK0-1M2 | F40607004 |  | LTK0
LTK-H04MFA20HA107KE32 | ECCENTRIC PIN NO.7 |  | OPERATING | OPERATING | E224 | LTK0-1M2 | F40607004 |  | LTK0
LTK-H04MFA20HA107KE33 | SHEAR PIN NO.7 |  | OPERATING | OPERATING | E224 | LTK0-1M2 | F40607004 |  | LTK0
LTK-H04MFA20HA108 | GUIDE VANE MECHANISM NO.8 |  | OPERATING | OPERATING | E224 | LTK0-1M2 | F40607004 |  | LTK0
LTK-H04MFA20HA108KB01 | GUIDE VANE NO.8 |  | OPERATING | OPERATING | E224 | LTK0-1M2 | F40607004 |  | LTK0
LTK-H04MFA20HA108KE01 | GATE LEVER NO.8 |  | OPERATING | OPERATING | E224 | LTK0-1M2 | F40607004 |  | LTK0
LTK-H04MFA20HA108KE02 | SHEAR LEVER NO.8 |  | OPERATING | OPERATING | E224 | LTK0-1M2 | F40607004 |  | LTK0
LTK-H04MFA20HA108KE03 | UPPER LINK PLATE NO.8 |  | OPERATING | OPERATING | E224 | LTK0-1M2 | F40607004 |  | LTK0
LTK-H04MFA20HA108KE04 | LOWER LINK PLATE NO.8 |  | OPERATING | OPERATING | E224 | LTK0-1M2 | F40607004 |  | LTK0
LTK-H04MFA20HA108KE31 | LINK PIN NO.8 |  | OPERATING | OPERATING | E224 | LTK0-1M2 | F40607004 |  | LTK0
LTK-H04MFA20HA108KE32 | ECCENTRIC PIN NO.8 |  | OPERATING | OPERATING | E224 | LTK0-1M2 | F40607004 |  | LTK0
LTK-H04MFA20HA108KE33 | SHEAR PIN NO.8 |  | OPERATING | OPERATING | E224 | LTK0-1M2 | F40607004 |  | LTK0
LTK-H04MFA20HA109 | GUIDE VANE MECHANISM NO.9 |  | OPERATING | OPERATING | E224 | LTK0-1M2 | F40607004 |  | LTK0
LTK-H04MFA20HA109KB01 | GUIDE VANE NO.9 |  | OPERATING | OPERATING | E224 | LTK0-1M2 | F40607004 |  | LTK0
LTK-H04MFA20HA109KE01 | GATE LEVER NO.9 |  | OPERATING | OPERATING | E224 | LTK0-1M2 | F40607004 |  | LTK0
LTK-H04MFA20HA109KE02 | SHEAR LEVER NO.9 |  | OPERATING | OPERATING | E224 | LTK0-1M2 | F40607004 |  | LTK0
LTK-H04MFA20HA109KE03 | UPPER LINK PLATE NO.9 |  | OPERATING | OPERATING | E224 | LTK0-1M2 | F40607004 |  | LTK0
LTK-H04MFA20HA109KE04 | LOWER LINK PLATE NO.9 |  | OPERATING | OPERATING | E224 | LTK0-1M2 | F40607004 |  | LTK0
LTK-H04MFA20HA109KE31 | LINK PIN NO.9 |  | OPERATING | OPERATING | E224 | LTK0-1M2 | F40607004 |  | LTK0
LTK-H04MFA20HA109KE32 | ECCENTRIC PIN NO.9 |  | OPERATING | OPERATING | E224 | LTK0-1M2 | F40607004 |  | LTK0
LTK-H04MFA20HA109KE33 | SHEAR PIN NO.9 |  | OPERATING | OPERATING | E224 | LTK0-1M2 | F40607004 |  | LTK0
LTK-H04MFA20HA110 | GUIDE VANE MECHANISM NO.10 |  | OPERATING | OPERATING | E224 | LTK0-1M2 | F40607004 |  | LTK0
LTK-H04MFA20HA110KB01 | GUIDE VANE NO.10 |  | OPERATING | OPERATING | E224 | LTK0-1M2 | F40607004 |  | LTK0
LTK-H04MFA20HA110KE01 | GATE LEVER NO.10 |  | OPERATING | OPERATING | E224 | LTK0-1M2 | F40607004 |  | LTK0
LTK-H04MFA20HA110KE02 | SHEAR LEVER NO.10 |  | OPERATING | OPERATING | E224 | LTK0-1M2 | F40607004 |  | LTK0
LTK-H04MFA20HA110KE03 | UPPER LINK PLATE NO.10 |  | OPERATING | OPERATING | E224 | LTK0-1M2 | F40607004 |  | LTK0
LTK-H04MFA20HA110KE04 | LOWER LINK PLATE NO.10 |  | OPERATING | OPERATING | E224 | LTK0-1M2 | F40607004 |  | LTK0
LTK-H04MFA20HA110KE31 | LINK PIN NO.10 |  | OPERATING | OPERATING | E224 | LTK0-1M2 | F40607004 |  | LTK0
LTK-H04MFA20HA110KE32 | ECCENTRIC PIN NO.10 |  | OPERATING | OPERATING | E224 | LTK0-1M2 | F40607004 |  | LTK0
LTK-H04MFA20HA110KE33 | SHEAR PIN NO.10 |  | OPERATING | OPERATING | E224 | LTK0-1M2 | F40607004 |  | LTK0
LTK-H04MFA20HA111 | GUIDE VANE MECHANISM NO.11 |  | OPERATING | OPERATING | E224 | LTK0-1M2 | F40607004 |  | LTK0
LTK-H04MFA20HA111KB01 | GUIDE VANE NO.11 |  | OPERATING | OPERATING | E224 | LTK0-1M2 | F40607004 |  | LTK0
LTK-H04MFA20HA111KE01 | GATE LEVER NO.11 |  | OPERATING | OPERATING | E224 | LTK0-1M2 | F40607004 |  | LTK0
LTK-H04MFA20HA111KE02 | SHEAR LEVER NO.11 |  | OPERATING | OPERATING | E224 | LTK0-1M2 | F40607004 |  | LTK0
LTK-H04MFA20HA111KE03 | UPPER LINK PLATE NO.11 |  | OPERATING | OPERATING | E224 | LTK0-1M2 | F40607004 |  | LTK0
LTK-H04MFA20HA111KE04 | LOWER LINK PLATE NO.11 |  | OPERATING | OPERATING | E224 | LTK0-1M2 | F40607004 |  | LTK0
LTK-H04MFA20HA111KE31 | LINK PIN NO.11 |  | OPERATING | OPERATING | E224 | LTK0-1M2 | F40607004 |  | LTK0
LTK-H04MFA20HA111KE32 | ECCENTRIC PIN NO.11 |  | OPERATING | OPERATING | E224 | LTK0-1M2 | F40607004 |  | LTK0
LTK-H04MFA20HA111KE33 | SHEAR PIN NO.11 |  | OPERATING | OPERATING | E224 | LTK0-1M2 | F40607004 |  | LTK0
LTK-H04MFA20HA112 | GUIDE VANE MECHANISM NO.12 |  | OPERATING | OPERATING | E224 | LTK0-1M2 | F40607004 |  | LTK0
LTK-H04MFA20HA112KB01 | GUIDE VANE NO.12 |  | OPERATING | OPERATING | E224 | LTK0-1M2 | F40607004 |  | LTK0
LTK-H04MFA20HA112KE01 | GATE LEVER NO.12 |  | OPERATING | OPERATING | E224 | LTK0-1M2 | F40607004 |  | LTK0
LTK-H04MFA20HA112KE02 | SHEAR LEVER NO.12 |  | OPERATING | OPERATING | E224 | LTK0-1M2 | F40607004 |  | LTK0
LTK-H04MFA20HA112KE03 | UPPER LINK PLATE NO.12 |  | OPERATING | OPERATING | E224 | LTK0-1M2 | F40607004 |  | LTK0
LTK-H04MFA20HA112KE04 | LOWER LINK PLATE NO.12 |  | OPERATING | OPERATING | E224 | LTK0-1M2 | F40607004 |  | LTK0
LTK-H04MFA20HA112KE31 | LINK PIN NO.12 |  | OPERATING | OPERATING | E224 | LTK0-1M2 | F40607004 |  | LTK0
LTK-H04MFA20HA112KE32 | ECCENTRIC PIN NO.12 |  | OPERATING | OPERATING | E224 | LTK0-1M2 | F40607004 |  | LTK0
LTK-H04MFA20HA112KE33 | SHEAR PIN NO.12 |  | OPERATING | OPERATING | E224 | LTK0-1M2 | F40607004 |  | LTK0
LTK-H04MFA20HA113 | GUIDE VANE MECHANISM NO.13 |  | OPERATING | OPERATING | E224 | LTK0-1M2 | F40607004 |  | LTK0
LTK-H04MFA20HA113KB01 | GUIDE VANE NO.13 |  | OPERATING | OPERATING | E224 | LTK0-1M2 | F40607004 |  | LTK0
LTK-H04MFA20HA113KE01 | GATE LEVER NO.13 |  | OPERATING | OPERATING | E224 | LTK0-1M2 | F40607004 |  | LTK0
LTK-H04MFA20HA113KE02 | SHEAR LEVER NO.13 |  | OPERATING | OPERATING | E224 | LTK0-1M2 | F40607004 |  | LTK0
LTK-H04MFA20HA113KE03 | UPPER LINK PLATE NO.13 |  | OPERATING | OPERATING | E224 | LTK0-1M2 | F40607004 |  | LTK0
LTK-H04MFA20HA113KE04 | LOWER LINK PLATE NO.13 |  | OPERATING | OPERATING | E224 | LTK0-1M2 | F40607004 |  | LTK0
LTK-H04MFA20HA113KE31 | LINK PIN NO.13 |  | OPERATING | OPERATING | E224 | LTK0-1M2 | F40607004 |  | LTK0
LTK-H04MFA20HA113KE32 | ECCENTRIC PIN NO.13 |  | OPERATING | OPERATING | E224 | LTK0-1M2 | F40607004 |  | LTK0
LTK-H04MFA20HA113KE33 | SHEAR PIN NO.13 |  | OPERATING | OPERATING | E224 | LTK0-1M2 | F40607004 |  | LTK0
LTK-H04MFA20HA114 | GUIDE VANE MECHANISM NO.14 |  | OPERATING | OPERATING | E224 | LTK0-1M2 | F40607004 |  | LTK0
LTK-H04MFA20HA114KB01 | GUIDE VANE NO.14 |  | OPERATING | OPERATING | E224 | LTK0-1M2 | F40607004 |  | LTK0
LTK-H04MFA20HA114KE01 | GATE LEVER NO.14 |  | OPERATING | OPERATING | E224 | LTK0-1M2 | F40607004 |  | LTK0
LTK-H04MFA20HA114KE02 | SHEAR LEVER NO.14 |  | OPERATING | OPERATING | E224 | LTK0-1M2 | F40607004 |  | LTK0
LTK-H04MFA20HA114KE03 | UPPER LINK PLATE NO.14 |  | OPERATING | OPERATING | E224 | LTK0-1M2 | F40607004 |  | LTK0
LTK-H04MFA20HA114KE04 | LOWER LINK PLATE NO.14 |  | OPERATING | OPERATING | E224 | LTK0-1M2 | F40607004 |  | LTK0
LTK-H04MFA20HA114KE31 | LINK PIN NO.14 |  | OPERATING | OPERATING | E224 | LTK0-1M2 | F40607004 |  | LTK0
LTK-H04MFA20HA114KE32 | ECCENTRIC PIN NO.14 |  | OPERATING | OPERATING | E224 | LTK0-1M2 | F40607004 |  | LTK0
LTK-H04MFA20HA114KE33 | SHEAR PIN NO.14 |  | OPERATING | OPERATING | E224 | LTK0-1M2 | F40607004 |  | LTK0
LTK-H04MFA20HA115 | GUIDE VANE MECHANISM NO.15 |  | OPERATING | OPERATING | E224 | LTK0-1M2 | F40607004 |  | LTK0
LTK-H04MFA20HA115KB01 | GUIDE VANE NO.15 |  | OPERATING | OPERATING | E224 | LTK0-1M2 | F40607004 |  | LTK0
LTK-H04MFA20HA115KE01 | GATE LEVER NO.15 |  | OPERATING | OPERATING | E224 | LTK0-1M2 | F40607004 |  | LTK0
LTK-H04MFA20HA115KE02 | SHEAR LEVER NO.15 |  | OPERATING | OPERATING | E224 | LTK0-1M2 | F40607004 |  | LTK0
LTK-H04MFA20HA115KE03 | UPPER LINK PLATE NO.15 |  | OPERATING | OPERATING | E224 | LTK0-1M2 | F40607004 |  | LTK0
LTK-H04MFA20HA115KE04 | LOWER LINK PLATE NO.15 |  | OPERATING | OPERATING | E224 | LTK0-1M2 | F40607004 |  | LTK0
LTK-H04MFA20HA115KE31 | LINK PIN NO.15 |  | OPERATING | OPERATING | E224 | LTK0-1M2 | F40607004 |  | LTK0
LTK-H04MFA20HA115KE32 | ECCENTRIC PIN NO.15 |  | OPERATING | OPERATING | E224 | LTK0-1M2 | F40607004 |  | LTK0
LTK-H04MFA20HA115KE33 | SHEAR PIN NO.15 |  | OPERATING | OPERATING | E224 | LTK0-1M2 | F40607004 |  | LTK0
LTK-H04MFA20HA116 | GUIDE VANE MECHANISM NO.16 |  | OPERATING | OPERATING | E224 | LTK0-1M2 | F40607004 |  | LTK0
LTK-H04MFA20HA116KB01 | GUIDE VANE NO.16 |  | OPERATING | OPERATING | E224 | LTK0-1M2 | F40607004 |  | LTK0
LTK-H04MFA20HA116KE01 | GATE LEVER NO.16 |  | OPERATING | OPERATING | E224 | LTK0-1M2 | F40607004 |  | LTK0
LTK-H04MFA20HA116KE02 | SHEAR LEVER NO.16 |  | OPERATING | OPERATING | E224 | LTK0-1M2 | F40607004 |  | LTK0
LTK-H04MFA20HA116KE03 | UPPER LINK PLATE NO.16 |  | OPERATING | OPERATING | E224 | LTK0-1M2 | F40607004 |  | LTK0
LTK-H04MFA20HA116KE04 | LOWER LINK PLATE NO.16 |  | OPERATING | OPERATING | E224 | LTK0-1M2 | F40607004 |  | LTK0
LTK-H04MFA20HA116KE31 | LINK PIN NO.16 |  | OPERATING | OPERATING | E224 | LTK0-1M2 | F40607004 |  | LTK0
LTK-H04MFA20HA116KE32 | ECCENTRIC PIN NO.16 |  | OPERATING | OPERATING | E224 | LTK0-1M2 | F40607004 |  | LTK0
LTK-H04MFA20HA116KE33 | SHEAR PIN NO.16 |  | OPERATING | OPERATING | E224 | LTK0-1M2 | F40607004 |  | LTK0
LTK-H04MFA20HA117 | GUIDE VANE MECHANISM NO.17 |  | OPERATING | OPERATING | E224 | LTK0-1M2 | F40607004 |  | LTK0
LTK-H04MFA20HA117KB01 | GUIDE VANE NO.17 |  | OPERATING | OPERATING | E224 | LTK0-1M2 | F40607004 |  | LTK0
LTK-H04MFA20HA117KE01 | GATE LEVER NO.17 |  | OPERATING | OPERATING | E224 | LTK0-1M2 | F40607004 |  | LTK0
LTK-H04MFA20HA117KE02 | SHEAR LEVER NO.17 |  | OPERATING | OPERATING | E224 | LTK0-1M2 | F40607004 |  | LTK0
LTK-H04MFA20HA117KE03 | UPPER LINK PLATE NO.17 |  | OPERATING | OPERATING | E224 | LTK0-1M2 | F40607004 |  | LTK0
LTK-H04MFA20HA117KE04 | LOWER LINK PLATE NO.17 |  | OPERATING | OPERATING | E224 | LTK0-1M2 | F40607004 |  | LTK0
LTK-H04MFA20HA117KE31 | LINK PIN NO.17 |  | OPERATING | OPERATING | E224 | LTK0-1M2 | F40607004 |  | LTK0
LTK-H04MFA20HA117KE32 | ECCENTRIC PIN NO.17 |  | OPERATING | OPERATING | E224 | LTK0-1M2 | F40607004 |  | LTK0
LTK-H04MFA20HA117KE33 | SHEAR PIN NO.17 |  | OPERATING | OPERATING | E224 | LTK0-1M2 | F40607004 |  | LTK0
LTK-H04MFA20HA118 | GUIDE VANE MECHANISM NO.18 |  | OPERATING | OPERATING | E224 | LTK0-1M2 | F40607004 |  | LTK0
LTK-H04MFA20HA118KB01 | GUIDE VANE NO.18 |  | OPERATING | OPERATING | E224 | LTK0-1M2 | F40607004 |  | LTK0
LTK-H04MFA20HA118KE01 | GATE LEVER NO.18 |  | OPERATING | OPERATING | E224 | LTK0-1M2 | F40607004 |  | LTK0
LTK-H04MFA20HA118KE02 | SHEAR LEVER NO.18 |  | OPERATING | OPERATING | E224 | LTK0-1M2 | F40607004 |  | LTK0
LTK-H04MFA20HA118KE03 | UPPER LINK PLATE NO.18 |  | OPERATING | OPERATING | E224 | LTK0-1M2 | F40607004 |  | LTK0
LTK-H04MFA20HA118KE04 | LOWER LINK PLATE NO.18 |  | OPERATING | OPERATING | E224 | LTK0-1M2 | F40607004 |  | LTK0
LTK-H04MFA20HA118KE31 | LINK PIN NO.18 |  | OPERATING | OPERATING | E224 | LTK0-1M2 | F40607004 |  | LTK0
LTK-H04MFA20HA118KE32 | ECCENTRIC PIN NO.18 |  | OPERATING | OPERATING | E224 | LTK0-1M2 | F40607004 |  | LTK0
LTK-H04MFA20HA118KE33 | SHEAR PIN NO.18 |  | OPERATING | OPERATING | E224 | LTK0-1M2 | F40607004 |  | LTK0
LTK-H04MFA20HA119 | GUIDE VANE MECHANISM NO.19 |  | OPERATING | OPERATING | E224 | LTK0-1M2 | F40607004 |  | LTK0
LTK-H04MFA20HA119KB01 | GUIDE VANE NO.19 |  | OPERATING | OPERATING | E224 | LTK0-1M2 | F40607004 |  | LTK0
LTK-H04MFA20HA119KE01 | GATE LEVER NO.19 |  | OPERATING | OPERATING | E224 | LTK0-1M2 | F40607004 |  | LTK0
LTK-H04MFA20HA119KE02 | SHEAR LEVER NO.19 |  | OPERATING | OPERATING | E224 | LTK0-1M2 | F40607004 |  | LTK0
LTK-H04MFA20HA119KE03 | UPPER LINK PLATE NO.19 |  | OPERATING | OPERATING | E224 | LTK0-1M2 | F40607004 |  | LTK0
LTK-H04MFA20HA119KE04 | LOWER LINK PLATE NO.19 |  | OPERATING | OPERATING | E224 | LTK0-1M2 | F40607004 |  | LTK0
LTK-H04MFA20HA119KE31 | LINK PIN NO.19 |  | OPERATING | OPERATING | E224 | LTK0-1M2 | F40607004 |  | LTK0
LTK-H04MFA20HA119KE32 | ECCENTRIC PIN NO.19 |  | OPERATING | OPERATING | E224 | LTK0-1M2 | F40607004 |  | LTK0
LTK-H04MFA20HA119KE33 | SHEAR PIN NO.19 |  | OPERATING | OPERATING | E224 | LTK0-1M2 | F40607004 |  | LTK0
LTK-H04MFA30 | RUNNER & TURBINE SHAFT |  | OPERATING | OPERATING | E224 | LTK0-1M0 | F40607004 |  | LTK0
LTK-H04MFA30AA010 | Mechanical over speed device |  | OPERATING | OPERATING | E224 | LTK0-1M0 | F40607004 |  | LTK0
LTK-H04MFA30AA301 | "Shut-off valve,normally opened " |  | OPERATING | OPERATING | E224 | LTK0-1M0 | F40607004 |  | LTK0
LTK-H04MFA30AA302 | "Shut-off valve,normally opened " |  | OPERATING | OPERATING | E224 | LTK0-1M0 | F40607004 |  | LTK0
LTK-H04MFA30AA303 | "Shut-off valve,normally opened " |  | OPERATING | OPERATING | E224 | LTK0-1M0 | F40607004 |  | LTK0
LTK-H04MFA30AA304 | "Shut-off valve,normally opened " |  | OPERATING | OPERATING | E224 | LTK0-1M0 | F40607004 |  | LTK0
LTK-H04MFA30AA311 | "Shut-off valve,normally opened " |  | OPERATING | OPERATING | E224 | LTK0-1M0 | F40607004 |  | LTK0
LTK-H04MFA30AA312 | "Shut-off valve,normally opened " |  | OPERATING | OPERATING | E224 | LTK0-1M0 | F40607004 |  | LTK0
LTK-H04MFA30AA313 | "Shut-off valve,normally opened " |  | OPERATING | OPERATING | E224 | LTK0-1M0 | F40607004 |  | LTK0
LTK-H04MFA30AA314 | "Shut-off valve,normally opened " |  | OPERATING | OPERATING | E224 | LTK0-1M0 | F40607004 |  | LTK0
LTK-H04MFA30CG101 | Limit switch/Proximity switch |  | OPERATING | OPERATING | E224 | LTK0-1D0 | F40607004 |  | LTK0
LTK-H04MFA30CG102 | Limit switch/Proximity switch |  | OPERATING | OPERATING | E224 | LTK0-1D0 | F40607004 |  | LTK0
LTK-H04MFA30CG130 | Limit switch/Proximity switch for Runner air exhaust valve closed |  | OPERATING | OPERATING | E224 | LTK0-1D0 | F40607004 |  | LTK0
LTK-H04MFA30CG131 | Limit switch/Proximity switch for Runner air exhaust valve opened |  | OPERATING | OPERATING | E224 | LTK0-1D0 | F40607004 |  | LTK0
LTK-H04MFA30CP010 | BEFORE WEARING RING PRESSURE TRANSDUCER - CP010 |  | OPERATING | OPERATING | E224 | LTK0-1D0 | F40607004 |  | LTK0
LTK-H04MFA30CP020 | AFTER WEARING RING PRESSURE TRANSDUCER - CP020 |  | OPERATING | OPERATING | E224 | LTK0-1D0 | F40607004 |  | LTK0
LTK-H04MFA30CP301 | BEFORE WEARING RING PRESSURE TRANSDUCER - CP301 |  | OPERATING | OPERATING | E224 | LTK0-1D0 | F40607004 |  | LTK0
LTK-H04MFA30CP311 | AFTER WEARING RING PRESSURE TRANSDUCER - CP311 |  | OPERATING | OPERATING | E224 | LTK0-1D0 | F40607004 |  | LTK0
LTK-H04MFA30CS010 | Speed indicator |  | OPERATING | OPERATING | E224 | LTK0-1D0 | F40607004 |  | LTK0
LTK-H04MFA30CS020 | Speed indicator |  | OPERATING | OPERATING | E224 | LTK0-1D0 | F40607004 |  | LTK0
LTK-H04MFA30CS030 | Speed indicator |  | OPERATING | OPERATING | E224 | LTK0-1D0 | F40607004 |  | LTK0
LTK-H04MFA30CS040 | Speed indicator |  | OPERATING | OPERATING | E224 | LTK0-1D0 | F40607004 |  | LTK0
LTK-H04MFA30CS050 | Speed indicator |  | OPERATING | OPERATING | E224 | LTK0-1D0 | F40607004 |  | LTK0
LTK-H04MFA30HB001 | TURBINE SHAFT |  | OPERATING | OPERATING | E224 | LTK0-1M2 | F40607004 |  | LTK0
LTK-H04MFA30HB200 | RUNNER |  | OPERATING | OPERATING | E224 | LTK0-1M2 | F40607004 |  | LTK0
LTK-H04MFA50AA001 | SPIRAL CASE DRAIN VALVE |  | OPERATING | OPERATING | E224 | LTK0-1M2 | F40607004 |  | LTK0
LTK-H04MFA60 | DRAFT TUBE SYSTEM |  | OPERATING | OPERATING | E224 | LTK0-1D0 | F40607004 |  | LTK0
LTK-H04MFA60AA010 | DRAFT TUBE GATE BYPASS VALVE SET 1 |  | OPERATING | OPERATING | E224 | LTK0-1M2 | F406094 |  | LTK0
LTK-H04MFA60AA011 | DRAFT TUBE GATE BYPASS VALVE SET 2 |  | OPERATING | OPERATING | E224 | LTK0-1M2 | F406094 |  | LTK0
LTK-H04MFA60AA301 | "Shut-off valve,normally opened " |  | OPERATING | OPERATING | E224 | LTK0-1M0 | F40607004 |  | LTK0
LTK-H04MFA60AA311 | "Shut-off valve,normally opened " |  | OPERATING | OPERATING | E224 | LTK0-1M0 | F40607004 |  | LTK0
LTK-H04MFA60AA321 | "Shut-off valve,normally opened " |  | OPERATING | OPERATING | E224 | LTK0-1M0 | F40607004 |  | LTK0
LTK-H04MFA60AA322 | "Shut-off valve,normally opened " |  | OPERATING | OPERATING | E224 | LTK0-1M0 | F40607004 |  | LTK0
LTK-H04MFA60AA323 | "Shut-off valve,normally opened " |  | OPERATING | OPERATING | E224 | LTK0-1M0 | F40607004 |  | LTK0
LTK-H04MFA60AA324 | "Shut-off valve,normally opened " |  | OPERATING | OPERATING | E224 | LTK0-1M0 | F40607004 |  | LTK0
LTK-H04MFA60AA331 | "Shut-off valve,normally opened " |  | OPERATING | OPERATING | E224 | LTK0-1M0 | F40607004 |  | LTK0
LTK-H04MFA60CL100XQ01 | Draft tube opening_2 |  | OPERATING | OPERATING | E224 | LTK0-1M0 | F40607004 |  | LTK0
LTK-H04MFA60CL100XQ02 | Limit switch/Proximity switch |  | OPERATING | OPERATING | E224 | LTK0-1D0 | F40607004 |  | LTK0
LTK-H04MFA60CL100YB01 | Draft tube gate position interlock for M |  | OPERATING | OPERATING | E224 | LTK0-1M0 | F40607004 |  | LTK0
LTK-H04MFA60CP020 | PUMP MODE WINTER-KENNEDY PRESSURE TRANSDUCER - CP020 |  | OPERATING | OPERATING | E224 | LTK0-1D0 | F40607004 |  | LTK0
LTK-H04MFA60CP030 | DT OUTLET PRESSURE TRANSDUCER - CP030 |  | OPERATING | OPERATING | E224 | LTK0-1D0 | F40607004 |  | LTK0
LTK-H04MFA60CP301 | PUMP MODE WINTER-KENNEDY PRESSURE GAUGE - CP301 |  | OPERATING | OPERATING | E224 | LTK0-1D0 | F40607004 |  | LTK0
LTK-H04MFA60CP311 | PUMP MODE WINTER-KENNEDY PRESSURE GAUGE - CP311 |  | OPERATING | OPERATING | E224 | LTK0-1D0 | F40607004 |  | LTK0
LTK-H04MFA60CP321 | DT OUTLET PRESSURE GAUGE - CP321 |  | OPERATING | OPERATING | E224 | LTK0-1D0 | F40607004 |  | LTK0
LTK-H04MFA60CP331 | DT MANDOOR BOTTOM PRESSURE GAUGE - CP331 |  | OPERATING | OPERATING | E224 | LTK0-1D0 | F40607004 |  | LTK0
LTK-H04MFA60GH001 | DRAFT TUBE GATE CONTROL CUBICLE - UNIT 4 |  | OPERATING | OPERATING | E224 |  | F40607004 |  | LTK0
LTK-H04MFA60HA001 | DRAFT TUBE |  | OPERATING | OPERATING | E224 | LTK0-1M2 | F40607004 |  | LTK0
LTK-H04MFA60HA011 | DISCHARGE RING |  | OPERATING | OPERATING | E224 | LTK0-1M2 | F40607004 |  | LTK0
LTK-H04MFA60HA021 | BOTTOM RING |  | OPERATING | OPERATING | E224 | LTK0-1M2 | F40607004 |  | LTK0
LTK-H04MFA60KE001 | LOCKING DEVIEC |  | OPERATING | OPERATING | E224 | LTK0-1M2 | F406094 |  | LTK0
LTK-H04MFA90 | Head Cover |  | OPERATING | OPERATING | E224 | LTK0-1M0 | F40607004 |  | LTK0
LTK-H04MFB | MAIN INLET VALVE |  | OPERATING | OPERATING | E224 | LTK0-1M0 | F40607004 |  | LTK0
LTK-H04MFB10 | INLET VALVE |  | OPERATING | OPERATING | E224 | LTK0-1M0 | F40607004 |  | LTK0
LTK-H04MFB10AA001 | 4/2-Way hydraulically control valve SERVICE SEAL (Downstream seal) |  | OPERATING | OPERATING | E224 | LTK0-1M0 | F40607004 |  | LTK0
LTK-H04MFB10AA005 | 3/2-Way directional valve (wheel) |  | OPERATING | OPERATING | E224 | LTK0-1D0 | F40607004 |  | LTK0
LTK-H04MFB10AA010 | "Main control valve / DN50,PN7,0MPa" |  | OPERATING | OPERATING | E224 | LTK0-1D0 | F40607004 |  | LTK0
LTK-H04MFB10AA050 | Shut off valve normally opened |  | OPERATING | OPERATING | E224 | LTK0-1M0 | F40607004 |  | LTK0
LTK-H04MFB10AA051 | Shut off valve normally opened |  | OPERATING | OPERATING | E224 | LTK0-1M0 | F40607004 |  | LTK0
LTK-H04MFB10AA052 | Shut off valve normally opened |  | OPERATING | OPERATING | E224 | LTK0-1M0 | F40607004 |  | LTK0
LTK-H04MFB10AA055 | Shut off valve normally opened witch loc |  | OPERATING | OPERATING | E224 | LTK0-1M0 | F40607004 |  | LTK0
LTK-H04MFB10AA060 | Shut off valve normally opened |  | OPERATING | OPERATING | E224 | LTK0-1M0 | F40607004 |  | LTK0
LTK-H04MFB10AA061 | 3-WAY VALVE MAINTENANCE SEAL (UP STREAM SEAL) |  | OPERATING | OPERATING | E224 | LTK0-1M0 | F40607004 |  | LTK0
LTK-H04MFB10AA101 | 3/2 WAY VALVE MAIN CONTROL VALVE OPEN/CLOSE |  | OPERATING | OPERATING | E224 | LTK0-1D0 | F40607004 |  | LTK0
LTK-H04MFB10AA102 | 3-WAY VALVE MIV EMERGENCY SHUTDOWN |  | OPERATING | OPERATING | E224 | LTK0-1D0 | F40607004 |  | LTK0
LTK-H04MFB10AA103 | 4/2-Way solenoid valve (Service seal) |  | OPERATING | OPERATING | E224 | LTK0-1D0 | F40607004 |  | LTK0
LTK-H04MFB10AA104 | 4/2-Way solenoid valve (Bypass valve-01) Not use |  | OPERATING | OPERATING | E224 | LTK0-1D0 | F40607004 |  | LTK0
LTK-H04MFB10AA105 | 4/2-Way solenoid valve (Bypass valve-02) Not use |  | OPERATING | OPERATING | E224 | LTK0-1D0 | F40607004 |  | LTK0
LTK-H04MFB10AA106 | 4/2-Way solenoid valve (Bypass valve-03) |  | OPERATING | OPERATING | E224 | LTK0-1D0 | F40607004 |  | LTK0
LTK-H04MFB10AA110 | MIV DRAIN VALVE |  | OPERATING | OPERATING | E224 | LTK0-1M2 | F406094 |  | LTK0
LTK-H04MFB10AA301 | "Shut-off valve,normally opened " |  | OPERATING | OPERATING | E224 | LTK0-1M0 | F40607004 |  | LTK0
LTK-H04MFB10AA302 | "Shut-off valve,normally opened " |  | OPERATING | OPERATING | E224 | LTK0-1M0 | F40607004 |  | LTK0
LTK-H04MFB10AA311 | "Shut-off valve,normally opened " |  | OPERATING | OPERATING | E224 | LTK0-1M0 | F40607004 |  | LTK0
LTK-H04MFB10AA312 | "Shut-off valve,normally opened " |  | OPERATING | OPERATING | E224 | LTK0-1M0 | F40607004 |  | LTK0
LTK-H04MFB10AA350 | Shut off valve normally opened |  | OPERATING | OPERATING | E224 | LTK0-1M0 | F40607004 |  | LTK0
LTK-H04MFB10AA351 | Shut off valve normally opened |  | OPERATING | OPERATING | E224 | LTK0-1M0 | F40607004 |  | LTK0
LTK-H04MFB10AA352 | Shut off valve normally opened |  | OPERATING | OPERATING | E224 | LTK0-1M0 | F40607004 |  | LTK0
LTK-H04MFB10AA353 | Shut off valve normally opened |  | OPERATING | OPERATING | E224 | LTK0-1M0 | F40607004 |  | LTK0
LTK-H04MFB10AA401 | Shut off valve normally opened |  | OPERATING | OPERATING | E224 | LTK0-1M0 | F40607004 |  | LTK0
LTK-H04MFB10AA402 | Level indicator 2 |  | OPERATING | OPERATING | E224 | LTK0-1D0 | F40607004 |  | LTK0
LTK-H04MFB10AA403 | MAIN BY-PASS VALVE |  | OPERATING | OPERATING | E224 | LTK0-1M2 | F40607004 |  | LTK0
LTK-H04MFB10AA411 | Shut off valve normally opened |  | OPERATING | OPERATING | E224 | LTK0-1M0 | F40607004 |  | LTK0
LTK-H04MFB10AA412 | Shut off valve normally closed |  | OPERATING | OPERATING | E224 | LTK0-1M0 | F40607004 |  | LTK0
LTK-H04MFB10AA421 | Shut off valve normally closed |  | OPERATING | OPERATING | E224 | LTK0-1M0 | F40607004 |  | LTK0
LTK-H04MFB10AA422 | Shut off valve normally closed |  | OPERATING | OPERATING | E224 | LTK0-1M0 | F40607004 |  | LTK0
LTK-H04MFB10AA460 | Shut off valve normally closed |  | OPERATING | OPERATING | E224 | LTK0-1M0 | F40607004 |  | LTK0
LTK-H04MFB10AA461 | MANUAL VALVE BEFORE BY PASS VALVE SET |  | OPERATING | OPERATING | E224 | LTK0-1M2 | F406094 |  | LTK0
LTK-H04MFB10AA801 | Level indicator 1 |  | OPERATING | OPERATING | E224 | LTK0-1D0 | F40607004 |  | LTK0
LTK-H04MFB10AS010 | SERVOMOTOR 4MFB10AS010 |  | OPERATING | OPERATING | E224 | LTK0-1M2 | F40607004 |  | LTK0
LTK-H04MFB10AS020 | SERVOMOTOR 4MFB10AS020 |  | OPERATING | OPERATING | E224 | LTK0-1M2 | F40607004 |  | LTK0
LTK-H04MFB10AT150 | WATER FILTER FOR MAINTENANCE SEAL (UP STREAM SEAL) |  | OPERATING | OPERATING | E224 | LTK0-1M0 | F40607004 |  | LTK0
LTK-H04MFB10AT160 | WATER FILTER FOR SERVICE SEAL (Down STREAM SEAL) |  | OPERATING | OPERATING | E224 | LTK0-1M2 | F406094 |  | LTK0
LTK-H04MFB10BP020 | Orifice |  | OPERATING | OPERATING | E224 | LTK0-1M0 | F40607004 |  | LTK0
LTK-H04MFB10BP030 | Orifice |  | OPERATING | OPERATING | E224 | LTK0-1M0 | F40607004 |  | LTK0
LTK-H04MFB10BP050 | Orifice (MIV SERVO 1) |  | OPERATING | OPERATING | E224 | LTK0-1M0 | F40607004 |  | LTK0
LTK-H04MFB10BP060 | Orifice (MIV SERVO 1) |  | OPERATING | OPERATING | E224 | LTK0-1M0 | F40607004 |  | LTK0
LTK-H04MFB10CG101 | Limit switch / proximity switch for Main control valve closed |  | OPERATING | OPERATING | E224 | LTK0-1D0 | F40607004 |  | LTK0
LTK-H04MFB10CG102 | Limit switch / proximity switch for Main control valve opened |  | OPERATING | OPERATING | E224 | LTK0-1D0 | F40607004 |  | LTK0
LTK-H04MFB10CG103 | Limit switch / proximity switch for Service seal valve closed |  | OPERATING | OPERATING | E224 | LTK0-1D0 | F40607004 |  | LTK0
LTK-H04MFB10CG104 | Limit switch / proximity switch for Service seal valve opened |  | OPERATING | OPERATING | E224 | LTK0-1D0 | F40607004 |  | LTK0
LTK-H04MFB10CG105 | Limit switch / proximity switch for Main control valve emergency reset |  | OPERATING | OPERATING | E224 | LTK0-1D0 | F40607004 |  | LTK0
LTK-H04MFB10CG110 | BYPASS VALVE-02 (OPENED) - PROXIMITY SWITCH |  | OPERATING | OPERATING | E224 | LTK0-1D0 | F40607004 |  | LTK0
LTK-H04MFB10CG111 | BYPASS VALVE-02 (CLOSE) - PROXIMITY SWITCH |  | OPERATING | OPERATING | E224 | LTK0-1D0 | F40607004 |  | LTK0
LTK-H04MFB10CG112 | BYPASS VALVE-01 (OPENED) - PROXIMITY SWITCH |  | OPERATING | OPERATING | E224 | LTK0-1D0 | F40607004 |  | LTK0
LTK-H04MFB10CG113 | BYPASS VALVE-01 (CLOSED) - PROXIMITY SWITCH |  | OPERATING | OPERATING | E224 | LTK0-1D0 | F40607004 |  | LTK0
LTK-H04MFB10CG114 | BYPASS VALVE-03 (OPENED) - PROXIMITY SWITCH |  | OPERATING | OPERATING | E224 | LTK0-1D0 | F40607004 |  | LTK0
LTK-H04MFB10CG115 | BYPASS VALVE-03 (CLOSED) - PROXIMITY SWITCH |  | OPERATING | OPERATING | E224 | LTK0-1D0 | F40607004 |  | LTK0
LTK-H04MFB10CG120 | MAINENACNCE SEAL (OFF) - LIMIT SWITCH NO.1 |  | OPERATING | OPERATING | E224 | LTK0-1D0 | F40607004 |  | LTK0
LTK-H04MFB10CG121 | MAINENACNCE SEAL (OFF) - LIMIT SWITCH NO.2 |  | OPERATING | OPERATING | E224 | LTK0-1D0 | F40607004 |  | LTK0
LTK-H04MFB10CG122 | MAINENACNCE SEAL (OFF) - LIMIT SWITCH NO.3 |  | OPERATING | OPERATING | E224 | LTK0-1D0 | F40607004 |  | LTK0
LTK-H04MFB10CG130 | SERVICE SEAL (OFF) - LIMIT SWITCH NO.1 |  | OPERATING | OPERATING | E224 | LTK0-1D0 | F40607004 |  | LTK0
LTK-H04MFB10CG131 | SERVICE SEAL (OFF) - LIMIT SWITCH NO.2 |  | OPERATING | OPERATING | E224 | LTK0-1D0 | F40607004 |  | LTK0
LTK-H04MFB10CG132 | SERVICE SEAL (OFF) - LIMIT SWITCH NO.3 |  | OPERATING | OPERATING | E224 | LTK0-1D0 | F40607004 |  | LTK0
LTK-H04MFB10CG140 | MIV POSITION - PROXIMITY SENSOR NO.1 |  | OPERATING | OPERATING | E224 | LTK0-1D0 | F40607004 |  | LTK0
LTK-H04MFB10CG141 | MIV POSITION - PROXIMITY SENSOR NO.2 |  | OPERATING | OPERATING | E224 | LTK0-1D0 | F40607004 |  | LTK0
LTK-H04MFB10CG150 | SERVICE SEAL INTERLOCK ON - LIMIT SWITCH |  | OPERATING | OPERATING | E224 | LTK0-1D0 | F40607004 |  | LTK0
LTK-H04MFB10CG151 | MIV POSITION (FULLY OPEN) - PROXIMITY SWITCH |  | OPERATING | OPERATING | E224 | LTK0-1D0 | F40607004 |  | LTK0
LTK-H04MFB10CG152 | MIV POSITION (FULLY CLOSE) - PROXIMITY SWITCH |  | OPERATING | OPERATING | E224 | LTK0-1D0 | F40607004 |  | LTK0
LTK-H04MFB10CP010 | MAINTENANCE SEAL CHAMBER - PRESSURE TRANSMITTER |  | OPERATING | OPERATING | E224 | LTK0-1D0 | F40607004 |  | LTK0
LTK-H04MFB10CP011 | SERVICE SEAL CHAMBER - PRESSURE TRANSMITTER |  | OPERATING | OPERATING | E224 | LTK0-1D0 | F40607004 |  | LTK0
LTK-H04MFB10CP015 | SV INLET PRESSURE - PRESSURE TRANSMITTER |  | OPERATING | OPERATING | E224 | LTK0-1D0 | F40607004 |  | LTK0
LTK-H04MFB10CP020 | SV OUTLETLET PRESSURE - PRESSURE TRANSMITTER |  | OPERATING | OPERATING | E224 | LTK0-1D0 | F40607004 |  | LTK0
LTK-H04MFB10CP110 | SV PRESS UNBALANCE - PRESSURE DIFFERENCE SWITCH |  | OPERATING | OPERATING | E224 | LTK0-1D0 | F40607004 |  | LTK0
LTK-H04MFB10CP150 | SEAL WT FILTER - PRESSURE DIFFERENCE SWITCH |  | OPERATING | OPERATING | E224 | LTK0-1D0 | F40607004 |  | LTK0
LTK-H04MFB10CP305 | SV INLET PRESSURE GAUGE - CP305 |  | OPERATING | OPERATING | E224 | LTK0-1D0 | F40607004 |  | LTK0
LTK-H04MFB10CP310 | SERVO NO. 1 TOP PRESSURE GAUGE - CP310 |  | OPERATING | OPERATING | E224 | LTK0-1D0 | F40607004 |  | LTK0
LTK-H04MFB10CP311 | SV OUTLET PRESSURE GAUGE - CP311 |  | OPERATING | OPERATING | E224 | LTK0-1D0 | F40607004 |  | LTK0
LTK-H04MFB10CP312 | SERVO NO. 1 BOTTOM PRESSURE GAUGE - CP312 |  | OPERATING | OPERATING | E224 |  | F40607004 |  | LTK0
LTK-H04MFB10CP320 | SERVO NO. 2 TOP PRESSURE GAUGE - CP320 |  | OPERATING | OPERATING | E224 | LTK0-1D0 | F40607004 |  | LTK0
LTK-H04MFB10CP321 | SERVO NO. 2 BOTTOM PRESSURE GAUGE - CP321 |  | OPERATING | OPERATING | E224 | LTK0-1D0 | F40607004 |  | LTK0
LTK-H04MFB10CP350 | AFTER SEAL WT FILTER PRESSURE GAUGE - CP350 |  | OPERATING | OPERATING | E224 | LTK0-1D0 | F40607004 |  | LTK0
LTK-H04MFD | TURBINE GUIDE BEARING |  | OPERATING | OPERATING | E224 | LTK0-1M0 | F40607004 |  | LTK0
LTK-H04MFD20 | TURBINE GUIDE BEARING |  | OPERATING | OPERATING | E224 | LTK0-1M0 | F40607004 |  | LTK0
LTK-H04MFD20AA211 | SHUT OFF VALVE 4MFD20AA211 |  | OPERATING | OPERATING | E224 | LTK0-1M0 | F40607004 |  | LTK0
LTK-H04MFD20AA411 | SHUT OFF VALVE (DRAIN VALVE) 4MFD20AA411 |  | OPERATING | OPERATING | E224 | LTK0-1M0 | F40607004 |  | LTK0
LTK-H04MFD20AT020 | AIR BREATHER 4MFD20AT020 |  | OPERATING | OPERATING | E224 | LTK0-1M0 | F40607004 |  | LTK0
LTK-H04MFD20BB001 | TURBINE GUIDE BEARING OIL PAN |  | OPERATING | OPERATING | E224 | LTK0-1M0 | F406070 |  | LTK0
LTK-H04MFD20CL020 | TGB OIL PAN LEVEL TRANSMITTER - CL020 |  | OPERATING | OPERATING | E224 |  | F40607004 |  | LTK0
LTK-H04MFD20CL120 | TGB OIL PAN LEVEL SWITCH - CL120 (LL TRIP) |  | OPERATING | OPERATING | E224 | LTK0-1D0 | F40607004 |  | LTK0
LTK-H04MFD20CL121 | TGB OIL PAN LEVEL SWITCH - CL121 (L ALARM) |  | OPERATING | OPERATING | E224 | LTK0-1D0 | F40607004 |  | LTK0
LTK-H04MFD20CL122 | TGB OIL PAN LEVEL SWITCH - CL122 (H ALARM) |  | OPERATING | OPERATING | E224 | LTK0-1D0 | F40607004 |  | LTK0
LTK-H04MFD20CL123 | TGB OIL PAN LEVEL SWITCH - CL123 (HH TRIP) |  | OPERATING | OPERATING | E224 | LTK0-1D0 | F40607004 |  | LTK0
LTK-H04MFD20CL320 | TGB OIL PAN MAGNETIC LEVEL INDICATOR - CL320 |  | OPERATING | OPERATING | E224 |  | F40607004 |  | LTK0
LTK-H04MFD20CM115 | TGB WATER IN OIL RELAY |  | OPERATING | OPERATING | E224 | LTK0-1D0 | F40607004 |  | LTK0
LTK-H04MFD20CT011 | TGB PAD TEMPERATURE RTD NO.1 |  | OPERATING | OPERATING | E224 | LTK0-1D0 | F40607004 |  | LTK0
LTK-H04MFD20CT012 | TGB PAD TEMPERATURE RTD NO.2 |  | OPERATING | OPERATING | E224 |  | F40607004 |  | LTK0
LTK-H04MFD20CT013 | TGB PAD TEMPERATURE RTD NO.3 |  | OPERATING | OPERATING | E224 |  | F40607004 |  | LTK0
LTK-H04MFD20CT014 | TGB PAD TEMPERATURE RTD NO.4 |  | OPERATING | OPERATING | E224 |  | F40607004 |  | LTK0
LTK-H04MFD20CT015 | TGB PAD TEMPERATURE RTD NO.5 |  | OPERATING | OPERATING | E224 |  | F40607004 |  | LTK0
LTK-H04MFD20CT016 | TGB PAD TEMPERATURE RTD NO.6 |  | OPERATING | OPERATING | E224 | LTK0-1D0 | F40607004 |  | LTK0
LTK-H04MFD20CT017 | TGB PAD TEMPERATURE RTD NO.7 |  | OPERATING | OPERATING | E224 |  | F40607004 |  | LTK0
LTK-H04MFD20CT018 | TGB PAD TEMPERATURE RTD NO.8 |  | OPERATING | OPERATING | E224 |  | F40607004 |  | LTK0
LTK-H04MFD20CT019 | TGB PAD TEMPERATURE RTD NO.9 |  | OPERATING | OPERATING | E224 |  | F40607004 |  | LTK0
LTK-H04MFD20CT020 | TGB PAD TEMPERATURE RTD NO.10 |  | OPERATING | OPERATING | E224 |  | F40607004 |  | LTK0
LTK-H04MFD20CT021 | TGB PAD TEMPERATURE RTD NO.11 |  | OPERATING | OPERATING | E224 |  | F40607004 |  | LTK0
LTK-H04MFD20CT022 | TGB PAD TEMPERATURE RTD NO.12 |  | OPERATING | OPERATING | E224 |  | F40607004 |  | LTK0
LTK-H04MFD20CT030 | Sensor for resistance thermometer of TGB |  | OPERATING | OPERATING | E224 | LTK0-1D0 | F40607004 |  | LTK0
LTK-H04MFD20CT100 | Sensor for resistance thermometer of TGB |  | OPERATING | OPERATING | E224 | LTK0-1D0 | F40607004 |  | LTK0
LTK-H04MFD20CT101 | DIAL THERMOMETER FOR TGB PAD - CT101 |  | OPERATING | OPERATING | E224 |  | F40607004 |  | LTK0
LTK-H04MFD20HD001 | TURBINE BEARING PAD NO.1 |  | OPERATING | OPERATING | E224 | LTK0-1M0 | F406070 |  | LTK0
LTK-H04MFD20HD002 | TURBINE BEARING PAD NO.2 |  | OPERATING | OPERATING | E224 | LTK0-1M0 | F406070 |  | LTK0
LTK-H04MFD20HD003 | TURBINE BEARING PAD NO.3 |  | OPERATING | OPERATING | E224 | LTK0-1M0 | F406070 |  | LTK0
LTK-H04MFD20HD004 | TURBINE BEARING PAD NO.4 |  | OPERATING | OPERATING | E224 | LTK0-1M0 | F406070 |  | LTK0
LTK-H04MFD20HD005 | TURBINE BEARING PAD NO.5 |  | OPERATING | OPERATING | E224 | LTK0-1M0 | F406070 |  | LTK0
LTK-H04MFD20HD006 | TURBINE BEARING PAD NO.6 |  | OPERATING | OPERATING | E224 | LTK0-1M0 | F406070 |  | LTK0
LTK-H04MFD20HD007 | TURBINE BEARING PAD NO.7 |  | OPERATING | OPERATING | E224 | LTK0-1M0 | F406070 |  | LTK0
LTK-H04MFD20HD008 | TURBINE BEARING PAD NO.8 |  | OPERATING | OPERATING | E224 | LTK0-1M0 | F406070 |  | LTK0
LTK-H04MFD20HD009 | TURBINE BEARING PAD NO.9 |  | OPERATING | OPERATING | E224 | LTK0-1M0 | F406070 |  | LTK0
LTK-H04MFD20HD010 | TURBINE BEARING PAD NO.10 |  | OPERATING | OPERATING | E224 | LTK0-1M0 | F406070 |  | LTK0
LTK-H04MFD20HD011 | TURBINE BEARING PAD NO.11 |  | OPERATING | OPERATING | E224 | LTK0-1M0 | F406070 |  | LTK0
LTK-H04MFD20HD012 | TURBINE BEARING PAD NO.12 |  | OPERATING | OPERATING | E224 | LTK0-1M0 | F406070 |  | LTK0
LTK-H04MFG | AIR MAINTENANCE SEAL |  | OPERATING | OPERATING | E224 | LTK0-1M0 | F40607004 |  | LTK0
LTK-H04MFG50 | AIR PRESSURE |  | OPERATING | OPERATING | E224 | LTK0-1M0 | F40607004 |  | LTK0
LTK-H04MFG50AA001 | Shut-off valve normally opened |  | OPERATING | OPERATING | E224 | LTK0-1M0 | F40607004 |  | LTK0
LTK-H04MFG50AA010 | 3-way ball valve |  | OPERATING | OPERATING | E224 | LTK0-1M0 | F40607004 |  | LTK0
LTK-H04MFG50CP110 | Pressure switch for Maintenance seal air pressure normal |  | OPERATING | OPERATING | E224 | LTK0-1D0 | F40607004 |  | LTK0
LTK-H04MFG50CP301 | Pressure gauge |  | OPERATING | OPERATING | E224 | LTK0-1D0 | F40607004 |  | LTK0
LTK-H04MFL | WATER DEPRESSION SYSTEM |  | OPERATING | OPERATING | E224 | LTK0-1M0 | F40607004 |  | LTK0
LTK-H04MFL15 | Sound Level |  | OPERATING | OPERATING | E224 | LTK0-1D0 | F40607004 |  | LTK0
LTK-H04MFL20AA451 | Ball valve /BBV2DN1316S1101M |  | OPERATING | OPERATING | E224 | LTK0-1M0 | F40607004 |  | LTK0
LTK-H04MFL30 | WATER DEPRESSION AIR SUPPLY SYSTEM |  | OPERATING | OPERATING | E224 | LTK0-1M0 | F40607004 |  | LTK0
LTK-H04MFL30AA010 | Hydraulically control valve for Water Depressing |  | OPERATING | OPERATING | E224 | LTK0-1M2 | f406094 |  | LTK0
LTK-H04MFL30AA020 | Hydraulically control valve for Air replenishing |  | OPERATING | OPERATING | E224 | LTK0-1M0 | F40607004 |  | LTK0
LTK-H04MFL30AA050 | Check valve |  | OPERATING | OPERATING | E224 | LTK0-1M0 | F40607004 |  | LTK0
LTK-H04MFL30AA051 | Shut off valve-normally opened |  | OPERATING | OPERATING | E224 | LTK0-1M0 | F40607004 |  | LTK0
LTK-H04MFL30AA060 | Check valve |  | OPERATING | OPERATING | E224 | LTK0-1M0 | F40607004 |  | LTK0
LTK-H04MFL30AA061 | Shut off valve-normally closed with lock |  | OPERATING | OPERATING | E224 | LTK0-1M0 | F40607004 |  | LTK0
LTK-H04MFL30AA070 | DRAFT TUBE DRAIN VALVE |  | OPERATING | ACTIVE | E224 | LTK0-1M2 | f406094 |  | LTK0
LTK-H04MFL30AA101 | 4/2-Way solenoid valve double coils for Water depressing |  | OPERATING | OPERATING | E224 | LTK0-1D0 | F40607004 |  | LTK0
LTK-H04MFL30AA201 | Measuring tap connection |  | OPERATING | OPERATING | E224 | LTK0-1M0 | F40607004 |  | LTK0
LTK-H04MFL30AA202 | Measuring tap connection |  | OPERATING | OPERATING | E224 | LTK0-1M0 | F40607004 |  | LTK0
LTK-H04MFL30AA350 | Shut off valve-normally opened |  | OPERATING | OPERATING | E224 | LTK0-1M0 | F40607004 |  | LTK0
LTK-H04MFL30AA351 | Shut off valve-normally opened |  | OPERATING | OPERATING | E224 | LTK0-1M0 | F40607004 |  | LTK0
LTK-H04MFL30AA450 | Shut off valve-normally opened |  | OPERATING | OPERATING | E224 | LTK0-1M0 | F40607004 |  | LTK0
LTK-H04MFL30AA451 | Shut off valve-normally opened |  | OPERATING | OPERATING | E224 | LTK0-1M0 | F40607004 |  | LTK0
LTK-H04MFL30AA901 | Directional valve/ 4WE 10 D5X/EG125N9K4/ |  | OPERATING | OPERATING | E224 | LTK0-1D0 | F40607004 |  | LTK0
LTK-H04MFL30BP11 | Orifice |  | OPERATING | OPERATING | E224 | LTK0-1M0 | F40607004 |  | LTK0
LTK-H04MFL30BP301 | 2-way throttle valve |  | OPERATING | OPERATING | E224 | LTK0-1M0 | F40607004 |  | LTK0
LTK-H04MFL30BP901 | Double throttle check valve / Z2FS10-3-3 |  | OPERATING | OPERATING | E224 | LTK0-1M0 | F40607004 |  | LTK0
LTK-H04MFL30CG110 | LIMIT SWITCH AIR REPLENISHING - CLOSED |  | OPERATING | OPERATING | E224 | LTK0-1D0 | F40607004 |  | LTK0
LTK-H04MFL30CG111 | LIMIT SWITCH AIR REPLENISHING - OPENED |  | OPERATING | OPERATING | E224 | LTK0-1D0 | F40607004 |  | LTK0
LTK-H04MFL30CG140 | LIMIT SWITCH WATER DEPRESSING VALVE - CLOSED |  | OPERATING | OPERATING | E224 | LTK0-1D0 | F40607004 |  | LTK0
LTK-H04MFL30CG141 | LIMIT SWITCH WATER DEPRESSING VALVE - OPEN |  | OPERATING | OPERATING | E224 | LTK0-1D0 | F40607004 |  | LTK0
LTK-H04MFL30CL001 | DT CONE LEVEL TRANSMITTER - CL001 |  | OPERATING | OPERATING | E224 | LTK0-1D0 | F40607004 |  | LTK0
LTK-H04MFL30CL100 | Glass tube |  | OPERATING | OPERATING | E224 | LTK0-1D0 | F40607004 |  | LTK0
LTK-H04MFL30CL110 | LEVEL SWITCH BLOWDOWN - STOP |  | OPERATING | OPERATING | E224 | LTK0-1D0 | F40607004 |  | LTK0
LTK-H04MFL30CL111 | LEVEL SWITCH BLOWDOWN - START |  | OPERATING | OPERATING | E224 | LTK0-1D0 | F40607004 |  | LTK0
LTK-H04MFL30CL112 | LEVEL SWITCH BLOWDOWN - H ALARM |  | OPERATING | OPERATING | E224 | LTK0-1D0 | F40607004 |  | LTK0
LTK-H04MFL30CM101 | WATER DETECTOR - RUNNER AIR EXHAUST |  | OPERATING | OPERATING | E224 | LTK0-1D0 | F40607004 |  | LTK0
LTK-H04MFL50 | Labyrinth Ring |  | OPERATING | OPERATING | E224 | LTK0-1M0 | F40607004 |  | LTK0
LTK-H04MFL50CT001XQ01 | Labyrinth ring temp. |  | OPERATING | OPERATING | E224 | LTK0-1D0 | F40607004 |  | LTK0
LTK-H04MFL50CT002XQ01 | Labyrinth ring temp. |  | OPERATING | OPERATING | E224 | LTK0-1D0 | F40607004 |  | LTK0
LTK-H04MFL50CT003XQ01 | Labyrinth ring temp |  | OPERATING | OPERATING | E224 | LTK0-1D0 | F40607004 |  | LTK0
LTK-H04MFP14 | G/M FIRE EXRINGUISHER SYSTEM |  | OPERATING | OPERATING | E224 | LTK0-1D0 | F40607004 |  | LTK0
LTK-H04MFP14AA001 | G/M FIRE EXTINGUISHER - SOLINOID DRIVE DELUGE VALVE |  | OPERATING | OPERATING | E224 |  | F40607004 |  | LTK0
LTK-H04MFP14CP001 | G/M FIRE EXTINGUISHER WATER DISCHARGE PRESSURE SWITCH - CP001 |  | OPERATING | OPERATING | E224 |  | F40607004 |  | LTK0
LTK-H04MFP14GH001 | G/M FIRE EXTINGUISHER - MODULE BOX |  | OPERATING | OPERATING | E224 |  | F40607004 |  | LTK0
LTK-H04MFP14GH002 | G/M FIRE EXTINGUISHER - CONTROL PANEL |  | OPERATING | OPERATING | E224 |  | F40607004 |  | LTK0
LTK-H04MFP14HD001 | G/M FIRE EXTINGUISHER - HEAT DETECTOR NO.1 |  | OPERATING | OPERATING | E224 |  | F40607004 |  | LTK0
LTK-H04MFP14HD002 | G/M FIRE EXTINGUISHER - HEAT DETECTOR NO.2 |  | OPERATING | OPERATING | E224 |  | F40607004 |  | LTK0
LTK-H04MFP14HD003 | G/M FIRE EXTINGUISHER - HEAT DETECTOR NO.3 |  | OPERATING | OPERATING | E224 |  | F40607004 |  | LTK0
LTK-H04MFP14HD004 | G/M FIRE EXTINGUISHER - HEAT DETECTOR NO.4 |  | OPERATING | OPERATING | E224 |  | F40607004 |  | LTK0
LTK-H04MFP14HD005 | G/M FIRE EXTINGUISHER - HEAT DETECTOR NO.5 |  | OPERATING | OPERATING | E224 |  | F40607004 |  | LTK0
LTK-H04MFP14HD006 | G/M FIRE EXTINGUISHER - HEAT DETECTOR NO.6 |  | OPERATING | OPERATING | E224 |  | F40607004 |  | LTK0
LTK-H04MFP14SD001 | G/M FIRE EXTINGUISHER - SMOKE DETECTOR NO.1 |  | OPERATING | OPERATING | E224 |  | F40607004 |  | LTK0
LTK-H04MFP14SD002 | G/M FIRE EXTINGUISHER - SMOKE DETECTOR NO.2 |  | OPERATING | OPERATING | E224 |  | F40607004 |  | LTK0
LTK-H04MFP14SD003 | G/M FIRE EXTINGUISHER - SMOKE DETECTOR NO.3 |  | OPERATING | OPERATING | E224 |  | F40607004 |  | LTK0
LTK-H04MFP14SD004 | G/M FIRE EXTINGUISHER - SMOKE DETECTOR NO.4 |  | OPERATING | OPERATING | E224 |  | F40607004 |  | LTK0
LTK-H04MFP14SD005 | G/M FIRE EXTINGUISHER - SMOKE DETECTOR NO.5 |  | OPERATING | OPERATING | E224 |  | F40607004 |  | LTK0
LTK-H04MFP14SD006 | G/M FIRE EXTINGUISHER - SMOKE DETECTOR NO.6 |  | OPERATING | OPERATING | E224 |  | F40607004 |  | LTK0
LTK-H04MFV20 | TURBINE BEARING LUBRICANT SUPPLY SYSTEM |  | OPERATING | OPERATING | E224 | LTK0-1M0 | F40607004 |  | LTK0
LTK-H04MFV20AA001 | SHUT OFF VALVE 4MFV20AA001 |  | OPERATING | OPERATING | E224 | LTK0-1M0 | F40607004 |  | LTK0
LTK-H04MFV20AA010 | SHUT OFF VALVE 4MFV20AA010 |  | OPERATING | OPERATING | E224 | LTK0-1M0 | F40607004 |  | LTK0
LTK-H04MFV20AA015 | CHECK VALVE 4MFV20AA015 |  | OPERATING | OPERATING | E224 | LTK0-1M0 | F40607004 |  | LTK0
LTK-H04MFV20AA016 | SHUT OFF VALVE 4MFV20AA016 |  | OPERATING | OPERATING | E224 | LTK0-1M0 | F40607004 |  | LTK0
LTK-H04MFV20AA020 | SHUT OFF VALVE 4MFV20AA020 |  | OPERATING | OPERATING | E224 | LTK0-1M0 | F40607004 |  | LTK0
LTK-H04MFV20AA025 | CHECK VALVE 4MFV20AA025 |  | OPERATING | OPERATING | E224 | LTK0-1M0 | F40607004 |  | LTK0
LTK-H04MFV20AA026 | SHUT OFF VALVE 4MFV20AA026 |  | OPERATING | OPERATING | E224 | LTK0-1M0 | F40607004 |  | LTK0
LTK-H04MFV20AA055 | SHUT OFF VALVE 4MFV20AA055 |  | OPERATING | OPERATING | E224 | LTK0-1M0 | F40607004 |  | LTK0
LTK-H04MFV20AA056 | SHUT OFF VALVE 4MFV20AA056 |  | OPERATING | OPERATING | E224 | LTK0-1M0 | F40607004 |  | LTK0
LTK-H04MFV20AA065 | SHUT OFF VALVE 4MFV20AA065 |  | OPERATING | OPERATING | E224 | LTK0-1M0 | F40607004 |  | LTK0
LTK-H04MFV20AA066 | SHUT OFF VALVE 4MFV20AA066 |  | OPERATING | OPERATING | E224 | LTK0-1M0 | F40607004 |  | LTK0
LTK-H04MFV20AA750 | SAFETY VALVE 4MFV20AA750 |  | OPERATING | OPERATING | E224 | LTK0-1M0 | F40607004 |  | LTK0
LTK-H04MFV20AA760 | SAFETY VALVE 4MFV20AA760 |  | OPERATING | OPERATING | E224 | LTK0-1M0 | F40607004 |  | LTK0
LTK-H04MFV20AC310 | TGB OIL COOLER (Heat EX-CHANGER) 4MFV20AC310 |  | OPERATING | OPERATING | E224 | LTK0-1M0 | F40607004 |  | LTK0
LTK-H04MFV20AC320 | TGB OIL COOLER (Heat EX-CHANGER) 4MFV20AC320 |  | OPERATING | OPERATING | E224 | LTK0-1M0 | F40607004 |  | LTK0
LTK-H04MFV20AP150 | TURBINE GUIDE BEARING OIL PUMP NO.1 UNIT 4 |  | OPERATING | OPERATING | E224 | LTK0-1M0 | F406070 |  | LTK0
LTK-H04MFV20AP151 | Oil pump No.1 for TGB |  | OPERATING | OPERATING | E224 | LTK0-1M0 | F40607004 |  | LTK0
LTK-H04MFV20AP160 | TURBINE GUIDE BEARING OIL PUMP NO.2 UNIT 4 |  | OPERATING | OPERATING | E224 | LTK0-1M0 | F406070 |  | LTK0
LTK-H04MFV20AP161 | Oil pump No.2 for TGB |  | OPERATING | OPERATING | E224 | LTK0-1M0 | F40607004 |  | LTK0
LTK-H04MFV20AT110 | TGB DUPLEX OIL FILTER 4MFV20AT110 |  | OPERATING | OPERATING | E224 | LTK0-1M0 | F40607004 |  | LTK0
LTK-H04MFV20CF110 | TGB OIL FLOW DETECTOR WITH CONTACT - CF110 |  | OPERATING | OPERATING | E224 | LTK0-1D0 | F40607004 |  | LTK0
LTK-H04MFV20CP110 | PRESSURE DIFFERENCE SWITCH (TGB OIL FILTER) - CP110 |  | OPERATING | OPERATING | E224 | LTK0-1D0 | F40607004 |  | LTK0
LTK-H04MFV20CP151 | TGB PUMP NO.1 PRESSURE SWITCH - CP151 |  | OPERATING | OPERATING | E224 | LTK0-1D0 | F40607004 |  | LTK0
LTK-H04MFV20CP152 | TGB PUMP NO.2 PRESSURE SWITCH - CP152 |  | OPERATING | OPERATING | E224 | LTK0-1D0 | F40607004 |  | LTK0
LTK-H04MFV20CP350 | AFTER TGB OIL FILTER PRESSURE GAUGE - CP350 |  | OPERATING | OPERATING | E224 | LTK0-1D0 | F40607004 |  | LTK0
LTK-H04MFV20CP351 | TGB PUMP NO.1 PRESSURE GAUGE - CP351 |  | OPERATING | OPERATING | E224 | LTK0-1D0 | F40607004 |  | LTK0
LTK-H04MFV20CP352 | TGB PUMP NO.2 PRESSURE GAUGE - CP352 |  | OPERATING | OPERATING | E224 | LTK0-1D0 | F40607004 |  | LTK0
LTK-H04MFV20CP360 | AFTER TGB HEAT EXCHANGER PRESSURE GAUGE - CP360 |  | OPERATING | OPERATING | E224 | LTK0-1D0 | F40607004 |  | LTK0
LTK-H04MFV20CT010 | Sensor for resistance thermometer of Cooling oil temp |  | OPERATING | OPERATING | E224 | LTK0-1D0 | F40607004 |  | LTK0
LTK-H04MFV20CT350 | Sensor for resistance thermometer |  | OPERATING | OPERATING | E224 | LTK0-1D0 | F40607004 |  | LTK0
LTK-H04MFV20CT360 | Sensor for resistance thermometer |  | OPERATING | OPERATING | E224 | LTK0-1D0 | F40607004 |  | LTK0
LTK-H04MFW40 | TURBINE SHAFT SEAL SYSTEM |  | OPERATING | OPERATING | E224 | LTK0-1M0 | F40607004 |  | LTK0
LTK-H04MFW40AA001 | Shut-off valve |  | OPERATING | OPERATING | E224 | LTK0-1M0 | F40607004 |  | LTK0
LTK-H04MFW40AA002 | Shut-off valve |  | OPERATING | OPERATING | E224 | LTK0-1M0 | F40607004 |  | LTK0
LTK-H04MFW40AA010 | Shut-off valve |  | OPERATING | OPERATING | E224 | LTK0-1M0 | F40607004 |  | LTK0
LTK-H04MFW40AA015 | Shut-off valve |  | OPERATING | OPERATING | E224 | LTK0-1M0 | F40607004 |  | LTK0
LTK-H04MFW40AA020 | Shut-off valve |  | OPERATING | OPERATING | E224 | LTK0-1M0 | F40607004 |  | LTK0
LTK-H04MFW40AA025 | Shut-off valve |  | OPERATING | OPERATING | E224 | LTK0-1M0 | F40607004 |  | LTK0
LTK-H04MFW40AA030 | Shut-off valve |  | OPERATING | OPERATING | E224 | LTK0-1M0 | F40607004 |  | LTK0
LTK-H04MFW40AA035 | Shut-off valve |  | OPERATING | OPERATING | E224 | LTK0-1M0 | F40607004 |  | LTK0
LTK-H04MFW40AA040 | Shut-off valve |  | OPERATING | OPERATING | E224 | LTK0-1M0 | F40607004 |  | LTK0
LTK-H04MFW40AA040-1 | Flow Control Valve WATER Discharge adjusting valve |  | OPERATING | OPERATING | E224 | LTK0-1M0 | F40607004 |  | LTK0
LTK-H04MFW40AA045 | Shut-off valve |  | OPERATING | OPERATING | E224 | LTK0-1M0 | F40607004 |  | LTK0
LTK-H04MFW40AA050 | Check valve |  | OPERATING | OPERATING | E224 | LTK0-1M0 | F40607004 |  | LTK0
LTK-H04MFW40AA055 | Shut-off valve |  | OPERATING | OPERATING | E224 | LTK0-1M0 | F40607004 |  | LTK0
LTK-H04MFW40AA410 | Shut-off valve |  | OPERATING | OPERATING | E224 | LTK0-1M0 | F40607004 |  | LTK0
LTK-H04MFW40AA420 | Shut-off valve |  | OPERATING | OPERATING | E224 | LTK0-1M0 | F40607004 |  | LTK0
LTK-H04MFW40AA450 | Shut-off valve |  | OPERATING | OPERATING | E224 | LTK0-1M0 | F40607004 |  | LTK0
LTK-H04MFW40AA701 | Safety valve 1.7 Mpa. |  | OPERATING | OPERATING | E224 | LTK0-1M0 | F40607004 |  | LTK0
LTK-H04MFW40AT100 | Y-TYPE STRAINER |  | OPERATING | OPERATING | E224 | LTK0-1M0 | F40607004 |  | LTK0
LTK-H04MFW40AT110 | AUTOMATIC STRAINER NO.01 500µm. |  | OPERATING | OPERATING | E224 | LTK0-1M0 | F40607004 |  | LTK0
LTK-H04MFW40AT120 | AUTOMATIC STRAINER NO.02 500µm. |  | OPERATING | OPERATING | E224 | LTK0-1M0 | F40607004 |  | LTK0
LTK-H04MFW40AT130 | Hydro Cyclone |  | OPERATING | OPERATING | E224 | LTK0-1M0 | F40607004 |  | LTK0
LTK-H04MFW40AT140 | Hydro Cyclone |  | OPERATING | OPERATING | E224 | LTK0-1M0 | F40607004 |  | LTK0
LTK-H04MFW40BR001 | SHAFT SEAL PIPE |  | OPERATING | OPERATING | E224 | LTK0-1M2 | F40607004 |  | LTK0
LTK-H04MFW40CF010 | SHAFT SEAL WATER FLOW DETECTOR WITH CONTACT - CF010 |  | OPERATING | OPERATING | E224 | LTK0-1D0 | F40607004 |  | LTK0
LTK-H04MFW40CG110XQ01 | Shaft seal wearing value |  | OPERATING | OPERATING | E224 | LTK0-1D0 | F40607004 |  | LTK0
LTK-H04MFW40CP001 | SHAFT SEAL WATER PRESSURE TRANSMITTER - CP001 |  | OPERATING | OPERATING | E224 | LTK0-1D0 | F40607004 |  | LTK0
LTK-H04MFW40CP100 | SHAFT SEAL WATER PRESSURE SWITCH - CP100 |  | OPERATING | OPERATING | E224 | LTK0-1D0 | F40607004 |  | LTK0
LTK-H04MFW40CP110 | PRESSURE DIFFERENCE SWITCH (FILTER) - CP110 |  | OPERATING | OPERATING | E224 | LTK0-1D0 | F40607004 |  | LTK0
LTK-H04MFW40CP120 | PRESSURE DIFFERENCE SWITCH (FILTER) - CP120 |  | OPERATING | OPERATING | E224 | LTK0-1D0 | F40607004 |  | LTK0
LTK-H04MFW40CP310 | SHAFT SEAL SUPPLY PRESSURE GAUGE - CP310 |  | OPERATING | OPERATING | E224 | LTK0-1D0 | F40607004 |  | LTK0
LTK-H04MFW40CP320 | AFTER FILTER SHAFT SEAL PRESSURE GAUGE - CP320 |  | OPERATING | OPERATING | E224 | LTK0-1D0 | F40607004 |  | LTK0
LTK-H04MFW40CP330 | AFTER CYCLONE SHAFT SEAL PRESSURE GAUGE - CP330 |  | OPERATING | OPERATING | E224 | LTK0-1D0 | F40607004 |  | LTK0
LTK-H04MFW40CP340 | AFTER CYCLONE SHAFT SEAL PRESSURE GAUGE - CP340 |  | OPERATING | OPERATING | E224 | LTK0-1D0 | F40607004 |  | LTK0
LTK-H04MFW40CP350 | BEFORE CYCLONE SHAFT SEAL PRESSURE GAUGE - CP350 |  | OPERATING | OPERATING | E224 | LTK0-1D0 | F40607004 |  | LTK0
LTK-H04MFW40CP355 | AFTER FLOW SHAFT SEAL PRESSURE GAUGE - CP355 |  | OPERATING | OPERATING | E224 | LTK0-1D0 | F40607004 |  | LTK0
LTK-H04MFW40CP360 | SHAFT SEAL PRESSURE GAUGE - CP360 |  | OPERATING | OPERATING | E224 | LTK0-1D0 | F40607004 |  | LTK0
LTK-H04MFW40CT010 | SHAFT SEAL TEMPERATURE RTD NO.1 |  | OPERATING | OPERATING | E224 | LTK0-1D0 | F40607004 |  | LTK0
LTK-H04MFW40CT020 | SHAFT SEAL TEMPERATURE RTD NO.2 |  | OPERATING | OPERATING | E224 | LTK0-1D0 | F40607004 |  | LTK0
LTK-H04MFW40HA001 | SHAFT SEAL |  | OPERATING | OPERATING | E224 | LTK0-1M2 | F40607004 |  | LTK0
LTK-H04MFX | FLUID SUPPLY SYSTEM |  | OPERATING | OPERATING | E224 | LTK0-1M0 | F40607004 |  | LTK0
LTK-H04MFX10 | FLUID SUPPLY SYSTEM 1 (GOVERNOR) |  | OPERATING | OPERATING | E224 | LTK0-1M0 | F40607004 |  | LTK0
LTK-H04MFX10AA050 | SHUTT OFF VALVE 4MFX10AA050 |  | OPERATING | OPERATING | E224 | LTK0-1M2 | F406094 |  | LTK0
LTK-H04MFX10AA060 | SHUTT OFF VALVE 4MFX10AA060 |  | OPERATING | OPERATING | E224 | LTK0-1M2 | F406094 |  | LTK0
LTK-H04MFX10AA070 | Shut off valve normally opened |  | OPERATING | OPERATING | E224 | LTK0-1M0 | F40607004 |  | LTK0
LTK-H04MFX10AA150 | Shut off valve normally closed |  | OPERATING | OPERATING | E224 | LTK0-1M0 | F40607004 |  | LTK0
LTK-H04MFX10AA250 | Ball valve for OIL FILLING CONNECTOR |  | OPERATING | OPERATING | E224 | LTK0-1M0 | F40607004 |  | LTK0
LTK-H04MFX10AA350 | Shut off valve normally opened |  | OPERATING | OPERATING | E224 | LTK0-1M0 | F40607004 |  | LTK0
LTK-H04MFX10AA351 | Shut off valve normally opened |  | OPERATING | OPERATING | E224 | LTK0-1M0 | F40607004 |  | LTK0
LTK-H04MFX10AA352 | Shut off valve normally opened |  | OPERATING | OPERATING | E224 | LTK0-1M0 | F40607004 |  | LTK0
LTK-H04MFX10AA353 | Shut off valve normally opened (Pm) |  | OPERATING | OPERATING | E224 | LTK0-1M0 | F40607004 |  | LTK0
LTK-H04MFX10AA354 | Shut off valve normally opened |  | OPERATING | OPERATING | E224 | LTK0-1M0 | F40607004 |  | LTK0
LTK-H04MFX10AA361 | Ball valve / Q71F-150LBP ASME B16.5RF |  | OPERATING | OPERATING | E224 | LTK0-1M0 | F40607004 |  | LTK0
LTK-H04MFX10AA362 | Ball valve / Q71F-150LBP ASME B16.5RF |  | OPERATING | OPERATING | E224 | LTK0-1M0 | F40607004 |  | LTK0
LTK-H04MFX10AA401 | Shut off valve normally closed |  | OPERATING | OPERATING | E224 | LTK0-1D0 | F40607004 |  | LTK0
LTK-H04MFX10AA401-1 | 2/2-Way solenoid valve for Pressure tank air relief |  | OPERATING | OPERATING | E224 | LTK0-1M0 | F40607004 |  | LTK0
LTK-H04MFX10AA402 | 2/2-Way solenoid valve for Pressure tank air supply |  | OPERATING | OPERATING | E224 | LTK0-1D0 | F40607004 |  | LTK0
LTK-H04MFX10AA403 | Check valve |  | OPERATING | OPERATING | E224 | LTK0-1M0 | F40607004 |  | LTK0
LTK-H04MFX10AA431 | Check valve |  | OPERATING | OPERATING | E224 | LTK0-1M0 | F40607004 |  | LTK0
LTK-H04MFX10AA450 | 3-way valve |  | OPERATING | OPERATING | E224 | LTK0-1M0 | F40607004 |  | LTK0
LTK-H04MFX10AA451 | Shut off valve normally closed |  | OPERATING | OPERATING | E224 | LTK0-1M0 | F40607004 |  | LTK0
LTK-H04MFX10AA452 | 3-way valve |  | OPERATING | OPERATING | E224 | LTK0-1M0 | F40607004 |  | LTK0
LTK-H04MFX10AA453 | Shut off valve normally opened |  | OPERATING | OPERATING | E224 | LTK0-1M0 | F40607004 |  | LTK0
LTK-H04MFX10AA454 | Shut off valve normally closed |  | OPERATING | OPERATING | E224 | LTK0-1M0 | F40607004 |  | LTK0
LTK-H04MFX10AA460 | Shut off valve normally closed locked (Tw) |  | OPERATING | OPERATING | E224 | LTK0-1M0 | F40607004 |  | LTK0
LTK-H04MFX10AA461 | Shut off valve normally closed (Tw) |  | OPERATING | OPERATING | E224 | LTK0-1M0 | F40607004 |  | LTK0
LTK-H04MFX10AA470 | Shut off valve normally opened |  | OPERATING | OPERATING | E224 | LTK0-1M0 | F40607004 |  | LTK0
LTK-H04MFX10AA471 | Shut off valve normally opened |  | OPERATING | OPERATING | E224 | LTK0-1M0 | F40607004 |  | LTK0
LTK-H04MFX10AA480 | Shut off valve for OIL FILLING CONNECTOR normally closed |  | OPERATING | OPERATING | E224 | LTK0-1M0 | F40607004 |  | LTK0
LTK-H04MFX10AA550 | Shut off valve normally closed |  | OPERATING | OPERATING | E224 | LTK0-1M0 | F40607004 |  | LTK0
LTK-H04MFX10AA720 | Safety valve 7.0 Mpa |  | OPERATING | OPERATING | E224 | LTK0-1M0 | F40607004 |  | LTK0
LTK-H04MFX10AA731 | Safety valve 10 bar |  | OPERATING | OPERATING | E224 | LTK0-1M0 | F40607004 |  | LTK0
LTK-H04MFX10AA910 | Pump Onloader Valve No.1 |  | OPERATING | OPERATING | E224 | LTK0-1M0 | F40607004 |  | LTK0
LTK-H04MFX10AA911 | Pump Unloader Valve No.1 |  | OPERATING | OPERATING | E224 | LTK0-1M0 | F40607004 |  | LTK0
LTK-H04MFX10AA920 | Pump Onloader Valve No.2 |  | OPERATING | OPERATING | E224 | LTK0-1M0 | F40607004 |  | LTK0
LTK-H04MFX10AA921 | Pump Unloader Valve No.2 |  | OPERATING | OPERATING | E224 | LTK0-1M0 | F40607004 |  | LTK0
LTK-H04MFX10AA930 | Air replenishment device |  | OPERATING | OPERATING | E224 | LTK0-1M0 | F40607004 |  | LTK0
LTK-H04MFX10AC310 | Gov. Oil Heat ex-changer |  | OPERATING | OPERATING | E224 | LTK0-1M0 | F40607004 |  | LTK0
LTK-H04MFX10AP110 | GOVERNOR OIL PUMP NO.1 |  | OPERATING | OPERATING | E224 | LTK0-1M0 | F40607004 |  | LTK0
LTK-H04MFX10AP110-M01 | MOTOR FOR GOVERNOR OIL PUMP NO.1 |  | OPERATING | OPERATING | E224 | LTK0-1D0 | F40607004 |  | LTK0
LTK-H04MFX10AP110KP01 | GOVERNOR OIL PUMP NO.1 |  | OPERATING | OPERATING | E224 | LTK0-1M0 | F40607004 |  | LTK0
LTK-H04MFX10AP111 | GOVERNOR OIL PUMP NO.2 |  | OPERATING | OPERATING | E224 | LTK0-1M0 | F40607004 |  | LTK0
LTK-H04MFX10AP111-M01 | MOTOR FOR GOVERNOR OIL PUMP NO.2 |  | OPERATING | OPERATING | E224 | LTK0-1D0 | F40607004 |  | LTK0
LTK-H04MFX10AP111-M02 | "Electrical Motor / 380V/50HZ,37KW,1485r for Gov. HPU pump No.2 |  | OPERATING | OPERATING | E224 | LTK0-1D0 | F40607004 |  | LTK0
LTK-H04MFX10AP111KP01 | GOVERNOR OIL PUMP NO.2 |  | OPERATING | OPERATING | E224 | LTK0-1M0 | F40607004 |  | LTK0
LTK-H04MFX10AP330 | RETURN OIL LEAK PUMP |  | OPERATING | OPERATING | E224 | LTK0-1M0 | F40607004 |  | LTK0
LTK-H04MFX10AP330-M01 | MOTOR FOR RETURN OIL LEAK PUMP |  | OPERATING | OPERATING | E224 | LTK0-1D0 | F40607004 |  | LTK0
LTK-H04MFX10AP330KP01 | RETURN OIL LEAK PUMP |  | OPERATING | OPERATING | E224 | LTK0-1M0 | F40607004 |  | LTK0
LTK-H04MFX10AP710 | Oil pump for Gov HPU cooling pump |  | OPERATING | OPERATING | E224 | LTK0-1M0 | F40607004 |  | LTK0
LTK-H04MFX10AP710- M03 | "ElectricalMotor / 380v/50HZ,2.2KW,1455r for Gov HPU cooling pump |  | OPERATING | OPERATING | E224 |  | F40607004 |  | LTK0
LTK-H04MFX10AP710-M03 | "ElectricalMotor / 380v/50HZ,2.2KW,1455r for Gov HPU cooling pump |  | OPERATING | OPERATING | E224 | LTK0-1D0 | F40607004 |  | LTK0
LTK-H04MFX10AT010 | Air breather for sump tank |  | OPERATING | OPERATING | E224 | LTK0-1M0 | F40607004 |  | LTK0
LTK-H04MFX10AT030 | Air breather for oil leakage sump tank |  | OPERATING | OPERATING | E224 | LTK0-1M0 | F40607004 |  | LTK0
LTK-H04MFX10AT110 | Duplex filter 5µm. for Gov Oil system |  | OPERATING | OPERATING | E224 | LTK0-1M0 | F40607004 |  | LTK0
LTK-H04MFX10AT120 | Air filter 500µm. |  | OPERATING | OPERATING | E224 | LTK0-1M0 | F40607004 |  | LTK0
LTK-H04MFX10AT131 | Oil filter 500µm. |  | OPERATING | OPERATING | E224 | LTK0-1M0 | F40607004 |  | LTK0
LTK-H04MFX10BB520 | Gov. Oil Pressure Tank (Volume:3000L) |  | OPERATING | OPERATING | E224 | LTK0-1M0 | F40607004 |  | LTK0
LTK-H04MFX10BB610 | Gov. Oil Sump Tank (Total volume:2800L) |  | OPERATING | OPERATING | E224 | LTK0-1M0 | F40607004 |  | LTK0
LTK-H04MFX10BB730 | Oil Leakage Tank (Total volume : 400L) |  | OPERATING | OPERATING | E224 | LTK0-1M0 | F40607004 |  | LTK0
LTK-H04MFX10BS001 | Silencer |  | OPERATING | OPERATING | E224 | LTK0-1M0 | F40607004 |  | LTK0
LTK-H04MFX10CL010 | GOV SUMP TANK OIL LEVEL TRANSMITTER - CL010 |  | OPERATING | OPERATING | E224 | LTK0-1D0 | F40607004 |  | LTK0
LTK-H04MFX10CL020 | GOV ACCUMULATOR TANK OIL LEVEL TRANSMITTER - CL020 |  | OPERATING | OPERATING | E224 | LTK0-1D0 | F40607004 |  | LTK0
LTK-H04MFX10CL111 | GOV SUMP TANK LEVEL SWITCH - CL111 (LL TRIP) |  | OPERATING | OPERATING | E224 | LTK0-1D0 | F40607004 |  | LTK0
LTK-H04MFX10CL112 | GOV SUMP TANK LEVEL SWITCH - CL112 (L ALARM) |  | OPERATING | OPERATING | E224 | LTK0-1D0 | F40607004 |  | LTK0
LTK-H04MFX10CL113 | GOV SUMP TANK LEVEL SWITCH - CL113 (H ALARM) |  | OPERATING | OPERATING | E224 | LTK0-1D0 | F40607004 |  | LTK0
LTK-H04MFX10CL120 | GOV ACCUMULATOR TANK OIL LEVEL SWITCH - CL120 (LL TRIP) |  | OPERATING | OPERATING | E224 | LTK0-1D0 | F40607004 |  | LTK0
LTK-H04MFX10CL121 | GOV ACCUMULATOR TANK OIL LEVEL SWITCH - CL121 (L ALARM) |  | OPERATING | OPERATING | E224 | LTK0-1D0 | F40607004 |  | LTK0
LTK-H04MFX10CL122 | GOV ACCUMULATOR TANK OIL LEVEL SWITCH - CL122 (H ALARM) |  | OPERATING | OPERATING | E224 | LTK0-1D0 | F40607004 |  | LTK0
LTK-H04MFX10CL123 | GOV ACCUMULATOR TANK OIL LEVEL SWITCH - CL123 (HH ALARM) |  | OPERATING | OPERATING | E224 | LTK0-1D0 | F40607004 |  | LTK0
LTK-H04MFX10CL131 | LEAKAGE OIL TANK LEVEL SWITCH - CL131 (STOP) |  | OPERATING | OPERATING | E224 | LTK0-1D0 | F40607004 |  | LTK0
LTK-H04MFX10CL132 | LEAKAGE OIL TANK LEVEL SWITCH - CL132 (START) |  | OPERATING | OPERATING | E224 | LTK0-1D0 | F40607004 |  | LTK0
LTK-H04MFX10CL133 | LEAKAGE OIL TANK LEVEL SWITCH - CL133 (H ALARM) |  | OPERATING | OPERATING | E224 | LTK0-1D0 | F40607004 |  | LTK0
LTK-H04MFX10CL310 | GOV SUMP TANK MAGNETIC LEVEL INDICATOR - CL310 |  | OPERATING | OPERATING | E224 | LTK0-1D0 | F40607004 |  | LTK0
LTK-H04MFX10CL311 | Level indicator |  | OPERATING | OPERATING | E224 | LTK0-1D0 | F40607004 |  | LTK0
LTK-H04MFX10CL312 | Level indicator |  | OPERATING | OPERATING | E224 | LTK0-1D0 | F40607004 |  | LTK0
LTK-H04MFX10CL313 | Level indicator |  | OPERATING | OPERATING | E224 | LTK0-1D0 | F40607004 |  | LTK0
LTK-H04MFX10CL320 | GOV ACCUMULATOR TANK MAGNETIC LEVEL INDICATOR - CL320 |  | OPERATING | OPERATING | E224 | LTK0-1D0 | F40607004 |  | LTK0
LTK-H04MFX10CL331 | Level indicator |  | OPERATING | OPERATING | E224 | LTK0-1D0 | F40607004 |  | LTK0
LTK-H04MFX10CL332 | Level indicator |  | OPERATING | OPERATING | E224 | LTK0-1D0 | F40607004 |  | LTK0
LTK-H04MFX10CM110 | GOV SUMP TANK WATER IN OIL RELAY |  | OPERATING | OPERATING | E224 | LTK0-1D0 | F40607004 |  | LTK0
LTK-H04MFX10CM130 | OIL LEAKAGE WATER IN OIL RELAY |  | OPERATING | OPERATING | E224 | LTK0-1D0 | F40607004 |  | LTK0
LTK-H04MFX10CP021 | GOVERNOR CONTROL CIRCUIT PRESSURE TRANSMITTER - CP021 |  | OPERATING | OPERATING | E224 | LTK0-1D0 | F40607004 |  | LTK0
LTK-H04MFX10CP110 | PRESSURE DIFFERENCE SWITCH (GOV OIL FILTER COOLING LINE) - CP110 |  | OPERATING | OPERATING | E224 | LTK0-1D0 | F40607004 |  | LTK0
LTK-H04MFX10CP120 | GOVERNOR CONTROL CIRCUIT PRESSURE SWITCH - CP120 |  | OPERATING | OPERATING | E224 | LTK0-1D0 | F40607004 |  | LTK0
LTK-H04MFX10CP121 | GOVERNOR CONTROL CIRCUIT PRESSURE SWITCH - CP121 |  | OPERATING | OPERATING | E224 | LTK0-1D0 | F40607004 |  | LTK0
LTK-H04MFX10CP310 | GOV PUMP NO.1 PRESSURE GAUGE - CP310 |  | OPERATING | OPERATING | E224 | LTK0-1D0 | F40607004 |  | LTK0
LTK-H04MFX10CP320 | GOV PUMP NO.2 PRESSURE GAUGE - CP320 |  | OPERATING | OPERATING | E224 | LTK0-1D0 | F40607004 |  | LTK0
LTK-H04MFX10CP321 | GOV ACCUMULATOR PRESSURE GAUGE - CP321 |  | OPERATING | OPERATING | E224 | LTK0-1D0 | F40607004 |  | LTK0
LTK-H04MFX10CP331 | OIL LEAKAGE PRESSURE GAUGE |  | OPERATING | OPERATING | E224 | LTK0-1D0 | F40607004 |  | LTK0
LTK-H04MFX10CT010 | GOV SUMP TANK TEMPERATURE RTD |  | OPERATING | OPERATING | E224 | LTK0-1D0 | F40607004 |  | LTK0
LTK-H04MFX10CT110 | GOV SUMP TANK TEMPERATURE SWITCH |  | OPERATING | OPERATING | E224 | LTK0-1D0 | F40607004 |  | LTK0
LTK-H04MFX10CT111 | Temperature switch for Sump tank temp. L alarm |  | OPERATING | OPERATING | E224 | LTK0-1D0 | F40607004 |  | LTK0
LTK-H04MFX20 | FLUID SUPPLY SYSTEM 2 (GOVERNOR) |  | OPERATING | OPERATING | E224 | LTK0-1M0 | F40607004 |  | LTK0
LTK-H04MFX20AA010 | Main distributing valve |  | OPERATING | OPERATING | E224 | LTK0-1M0 | F40607004 |  | LTK0
LTK-H04MFX20AA020 | Emergency shutdown valve |  | OPERATING | OPERATING | E224 | LTK0-1M0 | F40607004 |  | LTK0
LTK-H04MFX20AA021 | 4/2-Way solenoid valve (Emergency shutdown) |  | OPERATING | OPERATING | E224 | LTK0-1D0 | F40607004 |  | LTK0
LTK-H04MFX20AA030 | 4/2-Way solenoid valve (Start/stop ) |  | OPERATING | OPERATING | E224 | LTK0-1D0 | F40607004 |  | LTK0
LTK-H04MFX20AA040 | 4/2-Way solenoid valve (Wicket gate lock) |  | OPERATING | OPERATING | E224 | LTK0-1D0 | F40607004 |  | LTK0
LTK-H04MFX20AA150 | Shut off valve normally opened locked |  | OPERATING | OPERATING | E224 | LTK0-1M0 | F40607004 |  | LTK0
LTK-H04MFX20AA490 | Shut off valve normally opened locked |  | OPERATING | OPERATING | E224 | LTK0-1M0 | F40607004 |  | LTK0
LTK-H04MFX20AT120 | Oil filter |  | OPERATING | OPERATING | E224 | LTK0-1M0 | F40607004 |  | LTK0
LTK-H04MFX20AU010 | Proportional valve(Servo Valve) |  | OPERATING | OPERATING | E224 | LTK0-1D0 | F40607004 |  | LTK0
LTK-H04MFX20BP010 | Orifice |  | OPERATING | OPERATING | E224 | LTK0-1M0 | F40607004 |  | LTK0
LTK-H04MFX20CG010 | Displacement sensor |  | OPERATING | OPERATING | E224 | LTK0-1D0 | F40607004 |  | LTK0
LTK-H04MFX20CG120 | Limit switch/Proximity switch for Gov. Emergency shunt down valve closed |  | OPERATING | OPERATING | E224 | LTK0-1D0 | F40607004 |  | LTK0
LTK-H04MFX20CG121 | Limit switch/Proximity switch for Gov. Emergency shunt down valve opened |  | OPERATING | OPERATING | E224 | LTK0-1D0 | F40607004 |  | LTK0
LTK-H04MFX20CG131 | Limit switch/Proximity switch for GOV Start/stop valve opened |  | OPERATING | OPERATING | E224 | LTK0-1D0 | F40607004 |  | LTK0
LTK-H04MFX20CG132 | Limit switch/Proximity switch for GOV Start/stop valve closed |  | OPERATING | OPERATING | E224 | LTK0-1D0 | F40607004 |  | LTK0
LTK-H04MFX20CP101 | PRESSURE DIFFERENCE SWITCH (GOV OIL FILTER) - CP101 |  | OPERATING | OPERATING | E224 | LTK0-1D0 | F40607004 |  | LTK0
LTK-H04MFX20CP301 | GOV ACCUMULATOR SUPPLY LINE PRESSURE GAUGE - CP301 |  | OPERATING | OPERATING | E224 | LTK0-1D0 | F40607004 |  | LTK0
LTK-H04MFX60 | FLUID SUPPLY SYSTEM for MIV |  | OPERATING | OPERATING | E224 | LTK0-1M0 | F40607004 |  | LTK0
LTK-H04MFX60AA050 | BALL VALVE 4MFX60AA050 |  | OPERATING | OPERATING | E224 | LTK0-1M0 | F40607004 |  | LTK0
LTK-H04MFX60AA060 | BALL VALVE 4MFX60AA060 |  | OPERATING | OPERATING | E224 | LTK0-1M0 | F40607004 |  | LTK0
LTK-H04MFX60AA070 | Shut off valve normally opened |  | OPERATING | OPERATING | E224 | LTK0-1M0 | F40607004 |  | LTK0
LTK-H04MFX60AA150 | Shut off valve normally closed |  | OPERATING | OPERATING | E224 | LTK0-1M0 | F40607004 |  | LTK0
LTK-H04MFX60AA151 | Shut off valve normally opened |  | OPERATING | OPERATING | E224 | LTK0-1M0 | F40607004 |  | LTK0
LTK-H04MFX60AA250 | Ball valve / KH-G2-SS for oil filling connector |  | OPERATING | OPERATING | E224 | LTK0-1M0 | F40607004 |  | LTK0
LTK-H04MFX60AA350 | Shut off valve-normally opened with lock (Pm) |  | OPERATING | OPERATING | E224 | LTK0-1M0 | F40607004 |  | LTK0
LTK-H04MFX60AA351 | Ball valve / BKH-DN25-SAE3000psi-S1125 |  | OPERATING | OPERATING | E224 | LTK0-1M0 | F40607004 |  | LTK0
LTK-H04MFX60AA351-1 | SHUT OFF VALVE NORMALLY OPENED |  | OPERATING | OPERATING | E224 | LTK0-1M2 | f406094 |  | LTK0
LTK-H04MFX60AA352 | Shut off valve normally opened |  | OPERATING | OPERATING | E224 | LTK0-1M0 | F40607004 |  | LTK0
LTK-H04MFX60AA353 | Needle valve A7 2 E SK16 LG12 |  | OPERATING | OPERATING | E224 | LTK0-1M0 | F40607004 |  | LTK0
LTK-H04MFX60AA361 | Ball valve / Q71F-150LBP ASME B16.5RF |  | OPERATING | OPERATING | E224 | LTK0-1M0 | F40607004 |  | LTK0
LTK-H04MFX60AA362 | Shut off valve normally opened |  | OPERATING | OPERATING | E224 | LTK0-1M0 | F40607004 |  | LTK0
LTK-H04MFX60AA401 | Shut off valve normally closed |  | OPERATING | OPERATING | E224 | LTK0-1M0 | F40607004 |  | LTK0
LTK-H04MFX60AA401-1 | 2/2 Way Valve for MIV Press tank air supply |  | OPERATING | OPERATING | E224 | LTK0-1M0 | F40607004 |  | LTK0
LTK-H04MFX60AA402 | 2/2-Way solenoid valve for Press tank relief |  | OPERATING | OPERATING | E224 | LTK0-1D0 | F40607004 |  | LTK0
LTK-H04MFX60AA403 | Check valve |  | OPERATING | OPERATING | E224 | LTK0-1M0 | F40607004 |  | LTK0
LTK-H04MFX60AA450 | 3-way valve |  | OPERATING | OPERATING | E224 | LTK0-1M0 | F40607004 |  | LTK0
LTK-H04MFX60AA451 | Shut off valve normally closed |  | OPERATING | OPERATING | E224 | LTK0-1M0 | F40607004 |  | LTK0
LTK-H04MFX60AA452 | 3-way valve |  | OPERATING | OPERATING | E224 | LTK0-1M0 | F40607004 |  | LTK0
LTK-H04MFX60AA453 | Shut off valve normally opened |  | OPERATING | OPERATING | E224 | LTK0-1M0 | F40607004 |  | LTK0
LTK-H04MFX60AA454 | Shut off valve normally opened |  | OPERATING | OPERATING | E224 | LTK0-1M0 | F40607004 |  | LTK0
LTK-H04MFX60AA455 | Shut off valve-normally closed with lock |  | OPERATING | OPERATING | E224 | LTK0-1M0 | F40607004 |  | LTK0
LTK-H04MFX60AA460 | Shut off valve-normally closed with lock |  | OPERATING | OPERATING | E224 | LTK0-1M0 | F40607004 |  | LTK0
LTK-H04MFX60AA461 | Ball valve / BKH-DN25-SAE3000psi-S1125 |  | OPERATING | OPERATING | E224 | LTK0-1M0 | F40607004 |  | LTK0
LTK-H04MFX60AA480 | Quickly fitting/ EQ-B2''-304 |  | OPERATING | OPERATING | E224 | LTK0-1M0 | F40607004 |  | LTK0
LTK-H04MFX60AA550 | Shut off valve normally closed |  | OPERATING | OPERATING | E224 | LTK0-1M0 | F40607004 |  | LTK0
LTK-H04MFX60AA701 | Safety valve |  | OPERATING | OPERATING | E224 | LTK0-1M0 | F40607004 |  | LTK0
LTK-H04MFX60AA702 | safety valve / KTA41LC600P 1D2 80bar |  | OPERATING | OPERATING | E224 | LTK0-1M0 | F40607004 |  | LTK0
LTK-H04MFX60AA910 | Pump Onloader Valve No.1 |  | OPERATING | OPERATING | E224 | LTK0-1M0 | F40607004 |  | LTK0
LTK-H04MFX60AA911 | Pump Unloader Valve No.1 |  | OPERATING | OPERATING | E224 | LTK0-1D0 | F40607004 |  | LTK0
LTK-H04MFX60AA912 | Pump Unloader Valve No.2 |  | OPERATING | OPERATING | E224 | LTK0-1D0 | F40607004 |  | LTK0
LTK-H04MFX60AA920 | Pump Onloader Valve No.2 |  | OPERATING | OPERATING | E224 | LTK0-1M0 | F40607004 |  | LTK0
LTK-H04MFX60AA930 | Air replenishment device |  | OPERATING | OPERATING | E224 | LTK0-1M0 | F40607004 |  | LTK0
LTK-H04MFX60AP110 | Screw pump / L3 MF 70/112 IFOKSO- G for MIV HPU oil pump No.1 |  | OPERATING | OPERATING | E224 | LTK0-1M0 | F40607004 |  | LTK0
LTK-H04MFX60AP110-M01 | ELECTRICAL MOTOR MIV PUMP NO.1 |  | OPERATING | OPERATING | E224 | LTK0-1D0 | F40607004 |  | LTK0
LTK-H04MFX60AP111 | Screw pump / L3 MF 70/112 IFOKSO- G for MIV HPU oil pump No.2 |  | OPERATING | OPERATING | E224 | LTK0-1M0 | F40607004 |  | LTK0
LTK-H04MFX60AP111-M02 | ELECTRICAL MOTOR MIV PUMP NO.2 |  | OPERATING | OPERATING | E224 | LTK0-1D0 | F40607004 |  | LTK0
LTK-H04MFX60AT010 | Air breathing filter / ELF P7F10W1.0 |  | OPERATING | OPERATING | E224 | LTK0-1M0 | F40607004 |  | LTK0
LTK-H04MFX60AT120 | Air filter 500µm. |  | OPERATING | OPERATING | E224 | LTK0-1M0 | F40607004 |  | LTK0
LTK-H04MFX60AT150 | Oil Filter / FMND-BN/HC-250-L-D-F-20-C-1 20µm. |  | OPERATING | OPERATING | E224 | LTK0-1M0 | F40607004 |  | LTK0
LTK-H04MFX60BB010 | MIV Oil Sump Tank (Total volume : 16000 |  | OPERATING | OPERATING | E224 | LTK0-1M0 | F40607004 |  | LTK0
LTK-H04MFX60BB520 | Oil & Air Pressure Tank (Volume : 9500L) |  | OPERATING | OPERATING | E224 | LTK0-1M0 | F40607004 |  | LTK0
LTK-H04MFX60BB530 | Air Pressure Tank (Volume : 9500L ) |  | OPERATING | OPERATING | E224 | LTK0-1M0 | F40607004 |  | LTK0
LTK-H04MFX60BS001 | Silencer |  | OPERATING | OPERATING | E224 | LTK0-1M0 | F40607004 |  | LTK0
LTK-H04MFX60CL010 | MIV SUMP TANK OIL LEVEL TRANSMITTER - CL010 |  | OPERATING | OPERATING | E224 | LTK0-1D0 | F40607004 |  | LTK0
LTK-H04MFX60CL020 | MIV ACCUMULATOR TANK OIL LEVEL TRANSMITTER - CL020 |  | OPERATING | OPERATING | E224 | LTK0-1D0 | F40607004 |  | LTK0
LTK-H04MFX60CL111 | MIV SUMP TANK LEVEL SWITCH - CL111 (LL TRIP) |  | OPERATING | OPERATING | E224 | LTK0-1D0 | F40607004 |  | LTK0
LTK-H04MFX60CL112 | MIV SUMP TANK LEVEL SWITCH - CL112 (L ALARM) |  | OPERATING | OPERATING | E224 | LTK0-1D0 | F40607004 |  | LTK0
LTK-H04MFX60CL113 | MIV SUMP TANK LEVEL SWITCH - CL113 (H ALARM) |  | OPERATING | OPERATING | E224 | LTK0-1D0 | F40607004 |  | LTK0
LTK-H04MFX60CL120 | MIV ACCUMULATOR TANK OIL LEVEL SWITCH - CL120 (LL TRIP) |  | OPERATING | OPERATING | E224 | LTK0-1D0 | F40607004 |  | LTK0
LTK-H04MFX60CL121 | MIV ACCUMULATOR TANK OIL LEVEL SWITCH - CL121 (L ALARM) |  | OPERATING | OPERATING | E224 | LTK0-1D0 | F40607004 |  | LTK0
LTK-H04MFX60CL122 | MIV ACCUMULATOR TANK OIL LEVEL SWITCH - CL122 (H ALARM) |  | OPERATING | OPERATING | E224 | LTK0-1D0 | F40607004 |  | LTK0
LTK-H04MFX60CL123 | MIV ACCUMULATOR TANK OIL LEVEL SWITCH - CL123 (HH ALARM) |  | OPERATING | OPERATING | E224 | LTK0-1D0 | F40607004 |  | LTK0
LTK-H04MFX60CL310 | MIV SUMP TANK MAGNETIC LEVEL INDICATOR - CL310 |  | OPERATING | OPERATING | E224 | LTK0-1D0 | F40607004 |  | LTK0
LTK-H04MFX60CL311 | MIV SUMP TANK OIL LEVEL INDICATOR - CL311 |  | OPERATING | OPERATING | E224 | LTK0-1D0 | F40607004 |  | LTK0
LTK-H04MFX60CL312 | MIV SUMP TANK OIL LEVEL INDICATOR - CL312 |  | OPERATING | OPERATING | E224 | LTK0-1D0 | F40607004 |  | LTK0
LTK-H04MFX60CL313 | MIV SUMP TANK OIL LEVEL INDICATOR - CL313 |  | OPERATING | OPERATING | E224 | LTK0-1D0 | F40607004 |  | LTK0
LTK-H04MFX60CL320 | MIV ACCUMULATOR TANK MAGNETIC LEVEL INDICATOR - CL320 |  | OPERATING | OPERATING | E224 | LTK0-1D0 | F40607004 |  | LTK0
LTK-H04MFX60CM110 | MIV SUMP TANK WATER IN OIL RELAY |  | OPERATING | OPERATING | E224 | LTK0-1D0 | F40607004 |  | LTK0
LTK-H04MFX60CM190 | Water in oil detector |  | OPERATING | OPERATING | E224 | LTK0-1D0 | F40607004 |  | LTK0
LTK-H04MFX60CP001 | MIV CONTROL CIRCUIT PRESSURE TRANSMITTER - CP001 |  | OPERATING | OPERATING | E224 | LTK0-1D0 | F40607004 |  | LTK0
LTK-H04MFX60CP091 | Pressure sensor switch digital display |  | OPERATING | OPERATING | E224 | LTK0-1D0 | F40607004 |  | LTK0
LTK-H04MFX60CP101 | MIV CONTROL CIRCUIT PRESSURE SWITCH - CP101 |  | OPERATING | OPERATING | E224 | LTK0-1D0 | F40607004 |  | LTK0
LTK-H04MFX60CP102 | MIV CONTROL CIRCUIT PRESSURE SWITCH - CP102 |  | OPERATING | OPERATING | E224 | LTK0-1D0 | F40607004 |  | LTK0
LTK-H04MFX60CP150 | MIV HPU Oil Filter |  | OPERATING | OPERATING | E224 | LTK0-1M0 | F40607004 |  | LTK0
LTK-H04MFX60CP310 | MIV PUMP NO.1 PRESSURE GAUGE - CP310 |  | OPERATING | OPERATING | E224 | LTK0-1D0 | F40607004 |  | LTK0
LTK-H04MFX60CP320 | MIV PUMP NO.2 PRESSURE GAUGE - CP320 |  | OPERATING | OPERATING | E224 | LTK0-1D0 | F40607004 |  | LTK0
LTK-H04MFX60CP321 | MIV ACCUMULATOR TANK NO.1 PRESSURE GAUGE - CP321 |  | OPERATING | OPERATING | E224 | LTK0-1D0 | F40607004 |  | LTK0
LTK-H04MFX60CP322 | MIV ACCUMULATOR TANK NO.2 PRESSURE GAUGE - CP322 |  | OPERATING | OPERATING | E224 | LTK0-1D0 | F40607004 |  | LTK0
LTK-H04MFX60CT010 | MIV SUMP TANK TEMPERATURE RTD (DCS) |  | OPERATING | OPERATING | E224 | LTK0-1D0 | F40607004 |  | LTK0
LTK-H04MFX60CT090 | RTD |  | OPERATING | OPERATING | E224 | LTK0-1D0 | F40607004 |  | LTK0
LTK-H04MFX60CT110 | MIV SUMP TANK TEMPERATURE SWITCH |  | OPERATING | OPERATING | E224 | LTK0-1D0 | F40607004 |  | LTK0
LTK-H04MFX60CT111 | Bimetal thermometer with switch contacts for Sump tank temperature HH alarm |  | OPERATING | OPERATING | E224 | LTK0-1D0 | F40607004 |  | LTK0
LTK-H04MFX60CT190 | Temperature switch |  | OPERATING | OPERATING | E224 | LTK0-1D0 | F40607004 |  | LTK0
LTK-H04MFX60CT191 | Temperature switch |  | OPERATING | OPERATING | E224 | LTK0-1D0 | F40607004 |  | LTK0
LTK-H04MFY | Electrical Control |  | OPERATING | OPERATING | E224 | LTK0-1D0 | F40607004 |  | LTK0
LTK-H04MFY10 | Electrical Control 1 |  | OPERATING | OPERATING | E224 | LTK0-1D0 | F40607004 |  | LTK0
LTK-H04MFY10GH040 | Terminal box |  | OPERATING | OPERATING | E224 | LTK0-1D0 | F40607004 |  | LTK0
LTK-H04MFY20 | Electrical Control 2 |  | OPERATING | OPERATING | E224 | LTK0-1D0 | F40607004 |  | LTK0
LTK-H04MFY20GC110 | Terminal box |  | OPERATING | OPERATING | E224 | LTK0-1D0 | F40607004 |  | LTK0
LTK-H04MFY20GC120 | Terminal box |  | OPERATING | OPERATING | E224 | LTK0-1D0 | F40607004 |  | LTK0
LTK-H04MFY20GH101 | Local manual operation box |  | OPERATING | OPERATING | E224 | LTK0-1D0 | F40607004 |  | LTK0
LTK-H04ML | GENERATOR |  | OPERATING | OPERATING | E224 | LTK0-1D0 | F40607004 |  | LTK0
LTK-H04MLA | STATOR |  | OPERATING | OPERATING | E224 | LTK0-1D0 | F40607004 |  | LTK0
LTK-H04MLA10 | STATOR |  | OPERATING | OPERATING | E224 | LTK0-1D0 | F40607004 |  | LTK0
LTK-H04MLA10CT001 | Stator winding temperature RTD no.1 |  | OPERATING | OPERATING | E224 | LTK0-1D0 | F40607004 |  | LTK0
LTK-H04MLA10CT002 | Stator winding temperature RTD no.2 |  | OPERATING | OPERATING | E224 | LTK0-1D0 | F40607004 |  | LTK0
LTK-H04MLA10CT003 | Stator winding temperature RTD no.3 |  | OPERATING | OPERATING | E224 | LTK0-1D0 | F40607004 |  | LTK0
LTK-H04MLA10CT004 | Stator winding temperature RTD no.4 |  | OPERATING | OPERATING | E224 | LTK0-1D0 | F40607004 |  | LTK0
LTK-H04MLA10CT005 | Stator winding temperature RTD no.5 |  | OPERATING | OPERATING | E224 | LTK0-1D0 | F40607004 |  | LTK0
LTK-H04MLA10CT006 | Stator winding temperature RTD no.6 |  | OPERATING | OPERATING | E224 | LTK0-1D0 | F40607004 |  | LTK0
LTK-H04MLA10CT007 | Stator winding temperature RTD no.7 |  | OPERATING | OPERATING | E224 | LTK0-1D0 | F40607004 |  | LTK0
LTK-H04MLA10CT008 | Stator winding temperature RTD no.8 |  | OPERATING | OPERATING | E224 | LTK0-1D0 | F40607004 |  | LTK0
LTK-H04MLA10CT009 | Stator winding temperature RTD no.9 |  | OPERATING | OPERATING | E224 | LTK0-1D0 | F40607004 |  | LTK0
LTK-H04MLA10CT010 | Stator winding temperature RTD no.10 |  | OPERATING | OPERATING | E224 | LTK0-1D0 | F40607004 |  | LTK0
LTK-H04MLA10CT011 | Stator winding temperature RTD no.11 |  | OPERATING | OPERATING | E224 | LTK0-1D0 | F40607004 |  | LTK0
LTK-H04MLA10CT012 | Stator winding temperature RTD no.12 |  | OPERATING | OPERATING | E224 | LTK0-1D0 | F40607004 |  | LTK0
LTK-H04MLA10CT013 | Stator winding temperature RTD no.13 |  | OPERATING | OPERATING | E224 | LTK0-1D0 | F40607004 |  | LTK0
LTK-H04MLA10CT014 | Stator winding temperature RTD no.14 |  | OPERATING | OPERATING | E224 | LTK0-1D0 | F40607004 |  | LTK0
LTK-H04MLA10CT015 | Stator winding temperature RTD no.15 |  | OPERATING | OPERATING | E224 | LTK0-1D0 | F40607004 |  | LTK0
LTK-H04MLA10CT016 | Stator winding temperature RTD no.16 |  | OPERATING | OPERATING | E224 | LTK0-1D0 | F40607004 |  | LTK0
LTK-H04MLA10CT017 | Stator winding temperature RTD no.17 |  | OPERATING | OPERATING | E224 | LTK0-1D0 | F40607004 |  | LTK0
LTK-H04MLA10CT018 | Stator winding temperature RTD no.18 |  | OPERATING | OPERATING | E224 | LTK0-1D0 | F40607004 |  | LTK0
LTK-H04MLA10CT019 | Stator winding temperature RTD no.19 |  | OPERATING | OPERATING | E224 | LTK0-1D0 | F40607004 |  | LTK0
LTK-H04MLA10CT020 | Stator winding temperature RTD no.20 |  | OPERATING | OPERATING | E224 | LTK0-1D0 | F40607004 |  | LTK0
LTK-H04MLA10CT021 | Stator winding temperature RTD no.21 |  | OPERATING | OPERATING | E224 | LTK0-1D0 | F40607004 |  | LTK0
LTK-H04MLA10CT022 | Stator winding temperature RTD no.22 |  | OPERATING | OPERATING | E224 | LTK0-1D0 | F40607004 |  | LTK0
LTK-H04MLA10CT023 | Stator winding temperature RTD no.23 |  | OPERATING | OPERATING | E224 | LTK0-1D0 | F40607004 |  | LTK0
LTK-H04MLA10CT024 | Stator winding temperature RTD no.24 |  | OPERATING | OPERATING | E224 | LTK0-1D0 | F40607004 |  | LTK0
LTK-H04MLA10CT025 | Stator winding temperature RTD no.25 |  | OPERATING | OPERATING | E224 | LTK0-1D0 | F40607004 |  | LTK0
LTK-H04MLA10CT026 | Stator winding temperature RTD no.26 |  | OPERATING | OPERATING | E224 | LTK0-1D0 | F40607004 |  | LTK0
LTK-H04MLA10CT027 | Stator winding temperature RTD no.27 |  | OPERATING | OPERATING | E224 | LTK0-1D0 | F40607004 |  | LTK0
LTK-H04MLA10CT101 | Stator core temperature RTD no.1 |  | OPERATING | OPERATING | E224 | LTK0-1D0 | F40607004 |  | LTK0
LTK-H04MLA10CT102 | Stator core temperature RTD no.2 |  | OPERATING | OPERATING | E224 | LTK0-1D0 | F40607004 |  | LTK0
LTK-H04MLA10CT103 | Stator core temperature RTD no.3 |  | OPERATING | OPERATING | E224 | LTK0-1D0 | F40607004 |  | LTK0
LTK-H04MLA10CT104 | Stator core temperature RTD no.4 |  | OPERATING | OPERATING | E224 | LTK0-1D0 | F40607004 |  | LTK0
LTK-H04MLA10CT105 | Stator core temperature RTD no.5 |  | OPERATING | OPERATING | E224 | LTK0-1D0 | F40607004 |  | LTK0
LTK-H04MLA10CT106 | Stator core temperature RTD no.6 |  | OPERATING | OPERATING | E224 | LTK0-1D0 | F40607004 |  | LTK0
LTK-H04MLA10CT107 | Stator core temperature RTD no.7 |  | OPERATING | OPERATING | E224 | LTK0-1D0 | F40607004 |  | LTK0
LTK-H04MLA10CT108 | Stator core temperature RTD no.8 |  | OPERATING | OPERATING | E224 | LTK0-1D0 | F40607004 |  | LTK0
LTK-H04MLA10CT109 | Stator core temperature RTD no.9 |  | OPERATING | OPERATING | E224 | LTK0-1D0 | F40607004 |  | LTK0
LTK-H04MLA10CT301 | RTD for generator pit no.1 |  | OPERATING | OPERATING | E224 | LTK0-1D0 | F40607004 |  | LTK0
LTK-H04MLA10CT302 | RTD for generator pit no.2 |  | OPERATING | OPERATING | E224 | LTK0-1D0 | F40607004 |  | LTK0
LTK-H04MLA10CY010 | Sound level sensor no.1 |  | OPERATING | OPERATING | E224 | LTK0-1D0 | F40607004 |  | LTK0
LTK-H04MLA10CY020 | Sound level sensor no.2 |  | OPERATING | OPERATING | E224 | LTK0-1D0 | F40607004 |  | LTK0
LTK-H04MLA10ZM501 | Dome lights no.1 |  | OPERATING | OPERATING | E224 | LTK0-1D0 | F40607004 |  | LTK0
LTK-H04MLA10ZM502 | Dome lights no.2 |  | OPERATING | OPERATING | E224 | LTK0-1D0 | F40607004 |  | LTK0
LTK-H04MLA10ZM503 | Dome lights no.3 |  | OPERATING | OPERATING | E224 | LTK0-1D0 | F40607004 |  | LTK0
LTK-H04MLA10ZM504 | Dome lights no.4 |  | OPERATING | OPERATING | E224 | LTK0-1D0 | F40607004 |  | LTK0
LTK-H04MLA20 | SLIP RING AND CARBON BRUSH |  | OPERATING | OPERATING | E224 | LTK0-1D0 | F40607004 |  | LTK0
LTK-H04MLA20AP010 | CARBON DUST EXHAUST NO.1 |  | OPERATING | OPERATING | E224 | LTK0-1D0 | F40607004 |  | LTK0
LTK-H04MLA20AP011 | CARBON DUST EXHAUST NO.2 |  | OPERATING | OPERATING | E224 | LTK0-1D0 | F40607004 |  | LTK0
LTK-H04MLA20CT201 | RTD FOR SLIP RING ROOM NO.1 |  | OPERATING | OPERATING | E224 | LTK0-1D0 | F40607004 |  | LTK0
LTK-H04MLA20CT202 | RTD FOR SLIP RING ROOM NO.2 |  | OPERATING | OPERATING | E224 | LTK0-1D0 | F40607004 |  | LTK0
LTK-H04MLA30 | ROTOR |  | OPERATING | OPERATING | E224 | LTK0-1D0 | F40607004 |  | LTK0
LTK-H04MLA30HB002 | GEN UPPER SHAFT |  | OPERATING | INACTIVE | E224 | LTK0-1M0 | F40607004 |  | LTK0
LTK-H04MLA30HB003 | GEN LOWER SHAFT |  | OPERATING | INACTIVE | E224 | LTK0-1M2 | F40607004 |  | LTK0
LTK-H04MLA40 | SHAFT CURRENT |  | OPERATING | OPERATING | E224 | LTK0-1D0 | F40607004 |  | LTK0
LTK-H04MLA40CE110 | SHAFT CURRENT CT |  | OPERATING | OPERATING | E224 |  | F40607004 |  | LTK0
LTK-H04MLA40CE110CY910 | SHAFT CURRENT MONITORING |  | OPERATING | OPERATING | E224 | LTK0-1D0 | F40607004 |  | LTK0
LTK-H04MLA50 | MECHANICAL BRAKE SYSTEM |  | OPERATING | OPERATING | E224 | LTK0-1D0 | F40607004 |  | LTK0
LTK-H04MLA50AA010 | AIR SUPPLY VALVE FOR MECHANICAL BRAKING |  | OPERATING | OPERATING | E224 | LTK0-1M0 | F406094 |  | LTK0
LTK-H04MLA50AA020 | AIR-WATER SEPARATOR / LUBRICATOR |  | OPERATING | OPERATING | E224 | LTK0-1M0 | F406094 |  | LTK0
LTK-H04MLA50AA030 | 3/2 -Way solenoid valve for BRK PILOT SOLEN |  | OPERATING | OPERATING | E224 | LTK0-1D0 | F40607004 |  | LTK0
LTK-H04MLA50AA040 | "3/2-way solenoid valve, electrically op for BRK SOLEN |  | OPERATING | OPERATING | E224 | LTK0-1D0 | F40607004 |  | LTK0
LTK-H04MLA50AA700 | 3-WAY VALVE FOR MECHANICAL BRAKING |  | OPERATING | OPERATING | E224 | LTK0-1M0 | F406094 |  | LTK0
LTK-H04MLA50AA704 | MECHANICAL BRAKING MANUAL RELEASE VALVE |  | OPERATING | OPERATING | E224 | LTK0-1M0 | F406094 |  | LTK0
LTK-H04MLA50AA705 | MECHANICAL BRAKING AIR OUTLET VALVE |  | OPERATING | OPERATING | E224 | LTK0-1M0 | F406094 |  | LTK0
LTK-H04MLA50AP010 | BRAKING DUS COLLECTOR NO.1 (G) |  | OPERATING | OPERATING | E224 | LTK0-1D0 | F40607004 |  | LTK0
LTK-H04MLA50AP011 | BRAKING DUS COLLECTOR NO.2 (G) |  | OPERATING | OPERATING | E224 | LTK0-1D0 | F40607004 |  | LTK0
LTK-H04MLA50AP012 | BRAKING DUS COLLECTOR NO.3 (G) |  | OPERATING | OPERATING | E224 | LTK0-1D0 | F40607004 |  | LTK0
LTK-H04MLA50AP013 | BRAKING DUS COLLECTOR NO.4 (G) |  | OPERATING | OPERATING | E224 | LTK0-1D0 | F40607004 |  | LTK0
LTK-H04MLA50AP014 | BRAKING DUS COLLECTOR NO.5 (G) |  | OPERATING | OPERATING | E224 | LTK0-1D0 | F40607004 |  | LTK0
LTK-H04MLA50AP015 | BRAKING DUS COLLECTOR NO.6 (G) |  | OPERATING | OPERATING | E224 | LTK0-1D0 | F40607004 |  | LTK0
LTK-H04MLA50AP016 | BRAKING DUS COLLECTOR NO.1 (M) |  | OPERATING | OPERATING | E224 | LTK0-1D0 | F40607004 |  | LTK0
LTK-H04MLA50AP017 | BRAKING DUS COLLECTOR NO.2 (M) |  | OPERATING | OPERATING | E224 | LTK0-1D0 | F40607004 |  | LTK0
LTK-H04MLA50AP018 | BRAKING DUS COLLECTOR NO.3 (M) |  | OPERATING | OPERATING | E224 | LTK0-1D0 | F40607004 |  | LTK0
LTK-H04MLA50AP019 | BRAKING DUS COLLECTOR NO.4 (M) |  | OPERATING | OPERATING | E224 | LTK0-1D0 | F40607004 |  | LTK0
LTK-H04MLA50AP020 | BRAKING DUS COLLECTOR NO.5 (M) |  | OPERATING | OPERATING | E224 | LTK0-1D0 | F40607004 |  | LTK0
LTK-H04MLA50AP021 | BRAKING DUS COLLECTOR NO.6 (M) |  | OPERATING | OPERATING | E224 | LTK0-1D0 | F40607004 |  | LTK0
LTK-H04MLA50AT703 | Silencer |  | OPERATING | OPERATING | E224 | LTK0-1M0 | F40607004 |  | LTK0
LTK-H04MLA50AU001 | PNEUMATIC BRAKE NO.1 |  | OPERATING | OPERATING | E224 | LTK0-1M2 | F406070 |  | LTK0
LTK-H04MLA50AU002 | PNEUMATIC BRAKE NO.2 |  | OPERATING | OPERATING | E224 | LTK0-1M2 | F406070 |  | LTK0
LTK-H04MLA50AU003 | PNEUMATIC BRAKE NO.3 |  | OPERATING | OPERATING | E224 | LTK0-1M2 | F406070 |  | LTK0
LTK-H04MLA50AU004 | PNEUMATIC BRAKE NO.4 |  | OPERATING | OPERATING | E224 | LTK0-1M2 | F406070 |  | LTK0
LTK-H04MLA50AU005 | PNEUMATIC BRAKE NO.5 |  | OPERATING | OPERATING | E224 | LTK0-1M2 | F406070 |  | LTK0
LTK-H04MLA50AU006 | PNEUMATIC BRAKE NO.6 |  | OPERATING | OPERATING | E224 | LTK0-1M2 | F406070 |  | LTK0
LTK-H04MLA50CG120 | Jack up limit switch |  | OPERATING | OPERATING | E224 | LTK0-1D0 | F40607004 |  | LTK0
LTK-H04MLA50CG201 | MECHANICAL BRAKING 1 LIMIT SWITCH - ON DETECT |  | OPERATING | OPERATING | E224 | LTK0-1D0 | F40607004 |  | LTK0
LTK-H04MLA50CG202 | MECHANICAL BRAKING 2 LIMIT SWITCH - ON DETECT |  | OPERATING | OPERATING | E224 | LTK0-1D0 | F40607004 |  | LTK0
LTK-H04MLA50CG203 | MECHANICAL BRAKING 3 LIMIT SWITCH - ON DETECT |  | OPERATING | OPERATING | E224 | LTK0-1D0 | F40607004 |  | LTK0
LTK-H04MLA50CG204 | MECHANICAL BRAKING 4 LIMIT SWITCH - ON DETECT |  | OPERATING | OPERATING | E224 | LTK0-1D0 | F40607004 |  | LTK0
LTK-H04MLA50CG205 | MECHANICAL BRAKING 5 LIMIT SWITCH - ON DETECT |  | OPERATING | OPERATING | E224 | LTK0-1D0 | F40607004 |  | LTK0
LTK-H04MLA50CG206 | MECHANICAL BRAKING 6 LIMIT SWITCH - ON DETECT |  | OPERATING | OPERATING | E224 | LTK0-1D0 | F40607004 |  | LTK0
LTK-H04MLA50CG207 | limit switch |  | OPERATING | OPERATING | E224 | LTK0-1D0 | F40607004 |  | LTK0
LTK-H04MLA50CG208 | limit switch |  | OPERATING | OPERATING | E224 | LTK0-1D0 | F40607004 |  | LTK0
LTK-H04MLA50CG209 | limit switch |  | OPERATING | OPERATING | E224 | LTK0-1D0 | F40607004 |  | LTK0
LTK-H04MLA50CG210 | limit switch |  | OPERATING | OPERATING | E224 | LTK0-1D0 | F40607004 |  | LTK0
LTK-H04MLA50CG211 | MECHANICAL BRAKING 1 LIMIT SWITCH - OFF DETECT |  | OPERATING | OPERATING | E224 | LTK0-1D0 | F40607004 |  | LTK0
LTK-H04MLA50CG212 | MECHANICAL BRAKING 2 LIMIT SWITCH - OFF DETECT |  | OPERATING | OPERATING | E224 | LTK0-1D0 | F40607004 |  | LTK0
LTK-H04MLA50CG213 | MECHANICAL BRAKING 3 LIMIT SWITCH - OFF DETECT |  | OPERATING | OPERATING | E224 |  | F40607004 |  | LTK0
LTK-H04MLA50CG214 | MECHANICAL BRAKING 4 LIMIT SWITCH - OFF DETECT |  | OPERATING | OPERATING | E224 |  | F40607004 |  | LTK0
LTK-H04MLA50CG215 | MECHANICAL BRAKING 5 LIMIT SWITCH - OFF DETECT |  | OPERATING | OPERATING | E224 |  | F40607004 |  | LTK0
LTK-H04MLA50CG216 | MECHANICAL BRAKING 6 LIMIT SWITCH - OFF DETECT |  | OPERATING | OPERATING | E224 |  | F40607004 |  | LTK0
LTK-H04MLA50CG301XG91 | BRAKING TRACK |  | OPERATING | OPERATING | E224 | LTK0-1M0 | F40607004 |  | LTK0
LTK-H04MLA50CP101 | MECHANIC BREAKE INLET PRESSURE SWITCH - CP101 |  | OPERATING | OPERATING | E224 | LTK0-1D0 | F40607004 |  | LTK0
LTK-H04MLA50CP102 | MECHANIC BREAKE OUTLET PRESSURE SWITCH - CP102 |  | OPERATING | OPERATING | E224 | LTK0-1D0 | F40607004 |  | LTK0
LTK-H04MLA50CP301 | MECHANICAL BRAKING AIR INLET PRESSURE GAUGE - CP301 |  | OPERATING | OPERATING | E224 | LTK0-1D0 | F40607004 |  | LTK0
LTK-H04MLA50CP302 | MECHANIC AIR OUTLET PRESSURE GAUGE - CP302 |  | OPERATING | OPERATING | E224 | LTK0-1D0 | F40607004 |  | LTK0
LTK-H04MLA60 | UGB Oil Mist Exhaust |  | OPERATING | OPERATING | E224 | LTK0-1D0 | F40607004 |  | LTK0
LTK-H04MLA60AP110 | UGB Oil mist exhaust |  | OPERATING | OPERATING | E224 | LTK0-1D0 | F40607004 |  | LTK0
LTK-H04MLA60AP110-M01 | MOTOR FOR UGB OIL MIST EXHAUST |  | OPERATING | OPERATING | E224 | LTK0-1D0 | F40607004 |  | LTK0
LTK-H04MLA60AP110KN01 | UGB OIL MIST VACUUM BLOWER |  | OPERATING | OPERATING | E224 | LTK0-1M0 | F40607004 |  | LTK0
LTK-H04MLA60AP110KT01 | UGB OIL MIST FILTER |  | OPERATING | OPERATING | E224 | LTK0-1M0 | F40607004 |  | LTK0
LTK-H04MLC | EXCITATION |  | OPERATING | OPERATING | E224 | LTK0-1D0 | F40607004 |  | LTK0
LTK-H04MLC10 | EXCITER SETS |  | OPERATING | OPERATING | E224 | LTK0-1D0 | F40607004 |  | LTK0
LTK-H04MLC10CE110 | CT: 16.5kV, 300A/5A, C100 - TRANSFORMER PROTECTION |  | OPERATING | OPERATING | E224 |  | F40607004 |  | LTK0
LTK-H04MLC10CE120 | CT: 230V, 3000A/5A, C200 - TRANSFORMER PROTECTION |  | OPERATING | OPERATING | E224 |  | F40607004 |  | LTK0
LTK-H04MLC10DE100 | EXCITAION CONTROL (AVR) |  | OPERATING | OPERATING | E224 |  | F40607004 |  | LTK0
LTK-H04MLC10GH100 | EXCITATION CONTROLLER CUBICLE |  | OPERATING | OPERATING | E224 |  | F40607004 |  | LTK0
LTK-H04MLC10GH200 | EXCITATION POWER CONVERTER 1 CUBICLE |  | OPERATING | OPERATING | E224 |  | F40607004 |  | LTK0
LTK-H04MLC10GH201 | EXCITATION POWER CONVERTER 2 CUBICLE |  | OPERATING | OPERATING | E224 |  | F40607004 |  | LTK0
LTK-H04MLC10GH300 | DE-EXCITATION CUBICLE |  | OPERATING | OPERATING | E224 |  | F40607004 |  | LTK0
LTK-H04MLC10GS100 | EXCITATION INCOMING BUS CUBICLE |  | OPERATING | OPERATING | E224 |  | F40607004 |  | LTK0
LTK-H04MLC10GS140 | FIELD BREAKER (41E) |  | OPERATING | OPERATING | E224 |  | F40607004 |  | LTK0
LTK-H04MLC10GS200 | EXCITATION FIELD BREAKER (41E) CUBICLE |  | OPERATING | OPERATING | E224 |  | F40607004 |  | LTK0
LTK-H04MLC10GT001 | EXCITATION TRANSFORMER |  | OPERATING | OPERATING | E224 |  | F40607004 |  | LTK0
LTK-H04MLD | CGB. BEARINGS |  | OPERATING | OPERATING | E224 | LTK0-1M0 | F40607004 |  | LTK0
LTK-H04MLD10 | Combined Guide Bearing(CGB) |  | OPERATING | OPERATING | E224 | LTK0-1M0 | F40607004 |  | LTK0
LTK-H04MLD10AA201 | SHUT OFF VALVE (OIL FILLING) 4MLD10AA201 |  | OPERATING | OPERATING | E224 | LTK0-1M2 | F406070 |  | LTK0
LTK-H04MLD10AA401 | SHUT OFF VALVE (OIL DRAINAGE) 4MLD10AA401 |  | OPERATING | OPERATING | E224 | LTK0-1M2 | F406070 |  | LTK0
LTK-H04MLD10AP001 | JACKING OIL PUMP SET |  | OPERATING | OPERATING | E224 | LTK0-1M2 | F40607004 |  | LTK0
LTK-H04MLD10BB001 | CGB OIL PAN |  | OPERATING | OPERATING | E224 | LTK0-1M0 | F40607004 |  | LTK0
LTK-H04MLD10CL010 | CGB OIL PAN LEVEL TRANSMITTER - CL010 |  | OPERATING | OPERATING | E224 | LTK0-1D0 | F40607004 |  | LTK0
LTK-H04MLD10CL090 | CGB oil level indicator no.1 |  | OPERATING | OPERATING | E224 | LTK0-1D0 | F40607004 |  | LTK0
LTK-H04MLD10CL110 | CGB OIL PAN LEVEL SWITCH - CL110 (HH TRIP) |  | OPERATING | OPERATING | E224 | LTK0-1D0 | F40607004 |  | LTK0
LTK-H04MLD10CL111 | CGB OIL PAN LEVEL SWITCH - CL111 (H ALARM) |  | OPERATING | OPERATING | E224 | LTK0-1D0 | F40607004 |  | LTK0
LTK-H04MLD10CL112 | CGB OIL PAN LEVEL SWITCH - CL112 (L ALARM) |  | OPERATING | OPERATING | E224 | LTK0-1D0 | F40607004 |  | LTK0
LTK-H04MLD10CL113 | CGB OIL PAN LEVEL SWITCH - CL113 (LL TRIP) |  | OPERATING | OPERATING | E224 | LTK0-1D0 | F40607004 |  | LTK0
LTK-H04MLD10CL113XG04 | CGB OIL LEVEL LL TRIP |  | OPERATING | OPERATING | E224 |  | F40607004 |  | LTK0
LTK-H04MLD10CL190 | CGB oil level indicator no.3 |  | OPERATING | OPERATING | E224 | LTK0-1D0 | F40607004 |  | LTK0
LTK-H04MLD10CL191 | CGB oil level indicator no.4 |  | OPERATING | OPERATING | E224 | LTK0-1D0 | F40607004 |  | LTK0
LTK-H04MLD10CL192 | CGB oil level indicator no.5 |  | OPERATING | OPERATING | E224 | LTK0-1D0 | F40607004 |  | LTK0
LTK-H04MLD10CL193 | CGB oil level indicator no.6 |  | OPERATING | OPERATING | E224 | LTK0-1D0 | F40607004 |  | LTK0
LTK-H04MLD10CL310 | CGB OIL PAN MAGNETIC LEVEL INDICATOR - CL310 |  | OPERATING | OPERATING | E224 | LTK0-1D0 | F40607004 |  | LTK0
LTK-H04MLD10CL390 | CGB oil level indicator no.2 |  | OPERATING | OPERATING | E224 | LTK0-1D0 | F40607004 |  | LTK0
LTK-H04MLD10CM105 | CGB WATER IN OIL RELAY |  | OPERATING | OPERATING | E224 | LTK0-1D0 | F40607004 |  | LTK0
LTK-H04MLD10CM195 | Water-in-oil detector |  | OPERATING | OPERATING | E224 | LTK0-1D0 | F40607004 |  | LTK0
LTK-H04MLD10CT001 | LGB PAD TEMPERATURE RTD NO.1 |  | OPERATING | OPERATING | E224 | LTK0-1D0 | F40607004 |  | LTK0
LTK-H04MLD10CT002 | LGB PAD TEMPERATURE RTD NO.3 |  | OPERATING | OPERATING | E224 | LTK0-1D0 | F40607004 |  | LTK0
LTK-H04MLD10CT003 | LGB PAD TEMPERATURE RTD NO.5 |  | OPERATING | OPERATING | E224 | LTK0-1D0 | F40607004 |  | LTK0
LTK-H04MLD10CT004 | LGB PAD TEMPERATURE RTD NO.7 |  | OPERATING | OPERATING | E224 | LTK0-1D0 | F40607004 |  | LTK0
LTK-H04MLD10CT005 | LGB PAD TEMPERATURE RTD NO.9 |  | OPERATING | OPERATING | E224 | LTK0-1D0 | F40607004 |  | LTK0
LTK-H04MLD10CT006 | LGB PAD TEMPERATURE RTD NO.11 |  | OPERATING | OPERATING | E224 | LTK0-1D0 | F40607004 |  | LTK0
LTK-H04MLD10CT007 | LGB PAD TEMPERATURE RTD NO.13 |  | OPERATING | OPERATING | E224 | LTK0-1D0 | F40607004 |  | LTK0
LTK-H04MLD10CT008 | LGB PAD TEMPERATURE RTD NO.15 |  | OPERATING | OPERATING | E224 | LTK0-1D0 | F40607004 |  | LTK0
LTK-H04MLD10CT009 | LGB PAD TEMPERATURE RTD NO.17 |  | OPERATING | OPERATING | E224 | LTK0-1D0 | F40607004 |  | LTK0
LTK-H04MLD10CT010 | LGB PAD TEMPERATURE RTD NO.19 |  | OPERATING | OPERATING | E224 | LTK0-1D0 | F40607004 |  | LTK0
LTK-H04MLD10CT011 | LGB PAD TEMPERATURE RTD NO.21 |  | OPERATING | OPERATING | E224 | LTK0-1D0 | F40607004 |  | LTK0
LTK-H04MLD10CT012 | LGB PAD TEMPERATURE RTD NO.23 |  | OPERATING | OPERATING | E224 | LTK0-1D0 | F40607004 |  | LTK0
LTK-H04MLD10CT020 | CGB OIL RTD |  | OPERATING | OPERATING | E224 | LTK0-1D0 | F40607004 |  | LTK0
LTK-H04MLD10CT051 | THRUST BEARING PAD TEMPERATURE RTD NO.1 |  | OPERATING | OPERATING | E224 | LTK0-1D0 | F40607004 |  | LTK0
LTK-H04MLD10CT052 | THRUST BEARING PAD TEMPERATURE RTD NO.2 |  | OPERATING | OPERATING | E224 | LTK0-1D0 | F40607004 |  | LTK0
LTK-H04MLD10CT053 | THRUST BEARING PAD TEMPERATURE RTD NO.3 |  | OPERATING | OPERATING | E224 | LTK0-1D0 | F40607004 |  | LTK0
LTK-H04MLD10CT054 | THRUST BEARING PAD TEMPERATURE RTD NO.4 |  | OPERATING | OPERATING | E224 | LTK0-1D0 | F40607004 |  | LTK0
LTK-H04MLD10CT055 | THRUST BEARING PAD TEMPERATURE RTD NO.5 |  | OPERATING | OPERATING | E224 | LTK0-1D0 | F40607004 |  | LTK0
LTK-H04MLD10CT056 | THRUST BEARING PAD TEMPERATURE RTD NO.6 |  | OPERATING | OPERATING | E224 | LTK0-1D0 | F40607004 |  | LTK0
LTK-H04MLD10CT057 | THRUST BEARING PAD TEMPERATURE RTD NO.7 |  | OPERATING | OPERATING | E224 |  | F40607004 |  | LTK0
LTK-H04MLD10CT058 | THRUST BEARING PAD TEMPERATURE RTD NO.8 |  | OPERATING | OPERATING | E224 |  | F40607004 |  | LTK0
LTK-H04MLD10CT059 | THRUST BEARING PAD TEMPERATURE RTD NO.9 |  | OPERATING | OPERATING | E224 |  | F40607004 |  | LTK0
LTK-H04MLD10CT060 | THRUST BEARING PAD TEMPERATURE RTD NO.10 |  | OPERATING | OPERATING | E224 |  | F40607004 |  | LTK0
LTK-H04MLD10CT061 | THRUST BEARING PAD TEMPERATURE RTD NO.11 |  | OPERATING | OPERATING | E224 |  | F40607004 |  | LTK0
LTK-H04MLD10CT062 | THRUST BEARING PAD TEMPERATURE RTD NO.12 |  | OPERATING | OPERATING | E224 |  | F40607004 |  | LTK0
LTK-H04MLD10CT091 | LGB pad temperature RTD no.1 |  | OPERATING | OPERATING | E224 | LTK0-1D0 | F40607004 |  | LTK0
LTK-H04MLD10CT092 | LGB pad temperature RTD no.12 |  | OPERATING | OPERATING | E224 | LTK0-1D0 | F40607004 |  | LTK0
LTK-H04MLD10CT093 | LGB pad temperature RTD no.3 |  | OPERATING | OPERATING | E224 | LTK0-1D0 | F40607004 |  | LTK0
LTK-H04MLD10CT094 | LGB pad temperature RTD no.4 |  | OPERATING | OPERATING | E224 | LTK0-1D0 | F40607004 |  | LTK0
LTK-H04MLD10CT095 | LGB pad temperature RTD no.5 |  | OPERATING | OPERATING | E224 | LTK0-1D0 | F40607004 |  | LTK0
LTK-H04MLD10CT096 | LGB pad temperature RTD no.6 |  | OPERATING | OPERATING | E224 | LTK0-1D0 | F40607004 |  | LTK0
LTK-H04MLD10CT097 | LGB pad temperature RTD no.7 |  | OPERATING | OPERATING | E224 | LTK0-1D0 | F40607004 |  | LTK0
LTK-H04MLD10CT098 | LGB pad temperature RTD no.8 |  | OPERATING | OPERATING | E224 | LTK0-1D0 | F40607004 |  | LTK0
LTK-H04MLD10CT099 | LGB pad temperature RTD no.9 |  | OPERATING | OPERATING | E224 | LTK0-1D0 | F40607004 |  | LTK0
LTK-H04MLD10CT100 | DIAL THERMOMETER FOR THRUST BEARING PAD - CT100 |  | OPERATING | OPERATING | E224 | LTK0-1D0 | F40607004 |  | LTK0
LTK-H04MLD10CT101 | LGB pad temperature RTD no.11 |  | OPERATING | OPERATING | E224 | LTK0-1D0 | F40607004 |  | LTK0
LTK-H04MLD10CT110 | DIAL THERMOMETER FOR LGB PAD - CT110 |  | OPERATING | OPERATING | E224 | LTK0-1D0 | F40607004 |  | LTK0
LTK-H04MLD10CT190 | Dial thermometer for thrust bearing |  | OPERATING | OPERATING | E224 | LTK0-1D0 | F40607004 |  | LTK0
LTK-H04MLD10CT192 | LGB pad temperature RTD no.12 |  | OPERATING | OPERATING | E224 | LTK0-1D0 | F40607004 |  | LTK0
LTK-H04MLD10CT900 | Dial thermometer for thrust bearing |  | OPERATING | OPERATING | E224 | LTK0-1D0 | F40607004 |  | LTK0
LTK-H04MLD10CT910 | Dial thermometer for LGB.pad |  | OPERATING | OPERATING | E224 | LTK0-1D0 | F40607004 |  | LTK0
LTK-H04MLD10CT920 | CGB oil temperature RTD |  | OPERATING | OPERATING | E224 | LTK0-1D0 | F40607004 |  | LTK0
LTK-H04MLD10CT951 | TGB pad temperature RTD no.1 |  | OPERATING | OPERATING | E224 | LTK0-1D0 | F40607004 |  | LTK0
LTK-H04MLD10CT956 | TGB pad temperature RTD no.6 |  | OPERATING | OPERATING | E224 | LTK0-1D0 | F40607004 |  | LTK0
LTK-H04MLD10HA001 | LOWER BRACKET |  | OPERATING | OPERATING | E224 | LTK0-1M2 | F40607004 |  | LTK0
LTK-H04MLD20 | Upper Guide Bearing(UGB) |  | OPERATING | OPERATING | E224 | LTK0-1M0 | F40607004 |  | LTK0
LTK-H04MLD20AA201 | SHUT OFF VALVE (OIL FILLING) 4MLD20AA201 |  | OPERATING | OPERATING | E224 | LTK0-1M0 | F40607004 |  | LTK0
LTK-H04MLD20AA401 | SHUT OFF VALVE (DRAIN VALVE) 4MLD20AA401 |  | OPERATING | OPERATING | E224 | LTK0-1M0 | F40607004 |  | LTK0
LTK-H04MLD20AT010 | Filter |  | OPERATING | OPERATING | E224 | LTK0-1M0 | F40607004 |  | LTK0
LTK-H04MLD20BB001 | UPPER GUIDE BEARING OIL PAN |  | OPERATING | OPERATING | E224 | LTK0-1M0 | F406070 |  | LTK0
LTK-H04MLD20CL010 | UGB OIL PAN LEVEL TRANSMITTER - CL010 |  | OPERATING | OPERATING | E224 | LTK0-1D0 | F40607004 |  | LTK0
LTK-H04MLD20CL090 | Level sensor |  | OPERATING | OPERATING | E224 | LTK0-1D0 | F40607004 |  | LTK0
LTK-H04MLD20CL110 | UGB OIL PAN LEVEL SWITCH - CL110 (LL TRIP) |  | OPERATING | OPERATING | E224 | LTK0-1D0 | F40607004 |  | LTK0
LTK-H04MLD20CL111 | UGB OIL PAN LEVEL SWITCH - CL111 (L ALARM) |  | OPERATING | OPERATING | E224 | LTK0-1D0 | F40607004 |  | LTK0
LTK-H04MLD20CL112 | UGB OIL PAN LEVEL SWITCH - CL112 (H ALARM) |  | OPERATING | OPERATING | E224 | LTK0-1D0 | F40607004 |  | LTK0
LTK-H04MLD20CL113 | UGB OIL PAN LEVEL SWITCH - CL113 (HH TRIP) |  | OPERATING | OPERATING | E224 | LTK0-1D0 | F40607004 |  | LTK0
LTK-H04MLD20CL310 | UGB OIL PAN MAGNETIC LEVEL INDICATOR - CL310 |  | OPERATING | OPERATING | E224 | LTK0-1D0 | F40607004 |  | LTK0
LTK-H04MLD20CL810 | Magnetic level indicator |  | OPERATING | OPERATING | E224 | LTK0-1D0 | F40607004 |  | LTK0
LTK-H04MLD20CL910 | Level switch |  | OPERATING | OPERATING | E224 | LTK0-1D0 | F40607004 |  | LTK0
LTK-H04MLD20CL911 | Level switch |  | OPERATING | OPERATING | E224 | LTK0-1D0 | F40607004 |  | LTK0
LTK-H04MLD20CL912 | Level switch |  | OPERATING | OPERATING | E224 | LTK0-1D0 | F40607004 |  | LTK0
LTK-H04MLD20CL913 | Level switch |  | OPERATING | OPERATING | E224 | LTK0-1D0 | F40607004 |  | LTK0
LTK-H04MLD20CM105 | UGB WATER IN OIL RELAY |  | OPERATING | OPERATING | E224 | LTK0-1D0 | F40607004 |  | LTK0
LTK-H04MLD20CM195 | Water-in-oil indicator |  | OPERATING | OPERATING | E224 | LTK0-1D0 | F40607004 |  | LTK0
LTK-H04MLD20CT001 | UGB PAD TEMPERATURE RTD NO.1 |  | OPERATING | OPERATING | E224 | LTK0-1D0 | F40607004 |  | LTK0
LTK-H04MLD20CT002 | UGB PAD TEMPERATURE RTD NO.2 |  | OPERATING | OPERATING | E224 | LTK0-1D0 | F40607004 |  | LTK0
LTK-H04MLD20CT003 | UGB PAD TEMPERATURE RTD NO.3 |  | OPERATING | OPERATING | E224 | LTK0-1D0 | F40607004 |  | LTK0
LTK-H04MLD20CT004 | UGB PAD TEMPERATURE RTD NO.4 |  | OPERATING | OPERATING | E224 | LTK0-1D0 | F40607004 |  | LTK0
LTK-H04MLD20CT005 | UGB PAD TEMPERATURE RTD NO.5 |  | OPERATING | OPERATING | E224 | LTK0-1D0 | F40607004 |  | LTK0
LTK-H04MLD20CT006 | UGB PAD TEMPERATURE RTD NO.6 |  | OPERATING | OPERATING | E224 | LTK0-1D0 | F40607004 |  | LTK0
LTK-H04MLD20CT007 | UGB PAD TEMPERATURE RTD NO.7 |  | OPERATING | OPERATING | E224 |  | F40607004 |  | LTK0
LTK-H04MLD20CT008 | UGB PAD TEMPERATURE RTD NO.8 |  | OPERATING | OPERATING | E224 |  | F40607004 |  | LTK0
LTK-H04MLD20CT010 | UGB PAD TEMPERATURE RTD NO.10 |  | OPERATING | OPERATING | E224 |  | F40607004 |  | LTK0
LTK-H04MLD20CT011 | UGB PAD TEMPERATURE RTD NO.11 |  | OPERATING | OPERATING | E224 |  | F40607004 |  | LTK0
LTK-H04MLD20CT012 | UGB PAD TEMPERATURE RTD NO.12 |  | OPERATING | OPERATING | E224 |  | F40607004 |  | LTK0
LTK-H04MLD20CT020 | UGB oil tank RTD |  | OPERATING | OPERATING | E224 | LTK0-1D0 | F40607004 |  | LTK0
LTK-H04MLD20CT100 | DIAL THERMOMETER FOR UGB PAD - CT100 |  | OPERATING | OPERATING | E224 | LTK0-1D0 | F40607004 |  | LTK0
LTK-H04MLD20CT190 | Sensor for resistance thermometer |  | OPERATING | OPERATING | E224 | LTK0-1D0 | F40607004 |  | LTK0
LTK-H04MLD20CT901 | Sensor for resistance thermometer |  | OPERATING | OPERATING | E224 | LTK0-1D0 | F40607004 |  | LTK0
LTK-H04MLD20CT906 | Sensor for resistance thermometer |  | OPERATING | OPERATING | E224 | LTK0-1D0 | F40607004 |  | LTK0
LTK-H04MLD20CT920 | Sensor for resistance thermometer |  | OPERATING | OPERATING | E224 | LTK0-1D0 | F40607004 |  | LTK0
LTK-H04MLD20HA001 | UPPER BRACKET |  | OPERATING | OPERATING | E224 | LTK0-1M2 | F40607004 |  | LTK0
LTK-H04MLD20HD001 | UPPER GUIDE BEARING PAD NO.1 |  | OPERATING | OPERATING | E224 | LTK0-1M0 | F406070 |  | LTK0
LTK-H04MLD20HD002 | UPPER GUIDE BEARING PAD NO.2 |  | OPERATING | OPERATING | E224 | LTK0-1M0 | F406070 |  | LTK0
LTK-H04MLD20HD003 | UPPER GUIDE BEARING PAD NO.3 |  | OPERATING | OPERATING | E224 | LTK0-1M0 | F406070 |  | LTK0
LTK-H04MLD20HD004 | UPPER GUIDE BEARING PAD NO.4 |  | OPERATING | OPERATING | E224 | LTK0-1M0 | F406070 |  | LTK0
LTK-H04MLD20HD005 | UPPER GUIDE BEARING PAD NO.5 |  | OPERATING | OPERATING | E224 | LTK0-1M0 | F406070 |  | LTK0
LTK-H04MLD20HD006 | UPPER GUIDE BEARING PAD NO.6 |  | OPERATING | OPERATING | E224 | LTK0-1M0 | F406070 |  | LTK0
LTK-H04MLD20HD007 | UPPER GUIDE BEARING PAD NO.7 |  | OPERATING | OPERATING | E224 | LTK0-1M0 | F406070 |  | LTK0
LTK-H04MLD20HD008 | UPPER GUIDE BEARING PAD NO.8 |  | OPERATING | OPERATING | E224 | LTK0-1M0 | F406070 |  | LTK0
LTK-H04MLD20HD009 | UPPER GUIDE BEARING PAD NO.9 |  | OPERATING | OPERATING | E224 | LTK0-1M0 | F406070 |  | LTK0
LTK-H04MLD20HD010 | UPPER GUIDE BEARING PAD NO.10 |  | OPERATING | OPERATING | E224 | LTK0-1M0 | F406070 |  | LTK0
LTK-H04MLD20HD011 | UPPER GUIDE BEARING PAD NO.11 |  | OPERATING | OPERATING | E224 | LTK0-1M0 | F406070 |  | LTK0
LTK-H04MLD20HD012 | UPPER GUIDE BEARING PAD NO.12 |  | OPERATING | OPERATING | E224 | LTK0-1M0 | F406070 |  | LTK0
LTK-H04MLV | BEARINGS SUPPLY SYSTEM |  | OPERATING | OPERATING | E224 | LTK0-1M0 | F40607004 |  | LTK0
LTK-H04MLV10 | CGB SUPPLY SYSTEM |  | OPERATING | OPERATING | E224 | LTK0-1M0 | F40607004 |  | LTK0
LTK-H04MLV10AA001 | SHUT OFF VALVE 4MLV10AA001 |  | OPERATING | OPERATING | E224 | LTK0-1M0 | F40607004 |  | LTK0
LTK-H04MLV10AA010 | SHUT OFF VALVE 4MLV10AA010 |  | OPERATING | OPERATING | E224 | LTK0-1M0 | F40607004 |  | LTK0
LTK-H04MLV10AA011 | CHECK VALVE 4MLV10AA011 |  | OPERATING | OPERATING | E224 | LTK0-1M0 | F40607004 |  | LTK0
LTK-H04MLV10AA012 | SHUT OFF VALVE 4MLV10AA012 |  | OPERATING | OPERATING | E224 | LTK0-1M0 | F40607004 |  | LTK0
LTK-H04MLV10AA020 | SHUT OFF VALVE 4MLV10AA020 |  | OPERATING | OPERATING | E224 | LTK0-1M0 | F40607004 |  | LTK0
LTK-H04MLV10AA021 | CHECK VALVE 4MLV10AA021 |  | OPERATING | OPERATING | E224 | LTK0-1M0 | F40607004 |  | LTK0
LTK-H04MLV10AA022 | SHUT OFF VALVE 4MLV10AA022 |  | OPERATING | OPERATING | E224 | LTK0-1M0 | F40607004 |  | LTK0
LTK-H04MLV10AA050 | SHUT OFF VALVE 4MLV10AA050 |  | OPERATING | OPERATING | E224 | LTK0-1M0 | F40607004 |  | LTK0
LTK-H04MLV10AA051 | SHUT OFF VALVE 4MLV10AA051 |  | OPERATING | OPERATING | E224 | LTK0-1M0 | F40607004 |  | LTK0
LTK-H04MLV10AA060 | SHUT OFF VALVE 4MLV10AA060 |  | OPERATING | OPERATING | E224 | LTK0-1M0 | F40607004 |  | LTK0
LTK-H04MLV10AA061 | SHUT OFF VALVE 4MLV10AA061 |  | OPERATING | OPERATING | E224 | LTK0-1M0 | F40607004 |  | LTK0
LTK-H04MLV10AA070 | SHUT OFF VALVE 4MLV10AA070 |  | OPERATING | OPERATING | E224 | LTK0-1M0 | F40607004 |  | LTK0
LTK-H04MLV10AA710 | SAFETY VALVE 4MLV10AA710 |  | OPERATING | OPERATING | E224 | LTK0-1M0 | F40607004 |  | LTK0
LTK-H04MLV10AA720 | SAFETY VALVE 4MLV10AA720 |  | OPERATING | OPERATING | E224 | LTK0-1M0 | F40607004 |  | LTK0
LTK-H04MLV10AC310 | CGB OIL COOLER NO.1 4MLV10AC310 |  | OPERATING | OPERATING | E224 | LTK0-1M0 | F40607004 |  | LTK0
LTK-H04MLV10AC320 | CGB OIL COOLER NO.2 4MLV10AC320 |  | OPERATING | OPERATING | E224 | LTK0-1M0 | F40607004 |  | LTK0
LTK-H04MLV10AP110 | CGB OIL PUMP NO.1 - 3MLV10AP110 |  | OPERATING | OPERATING | E224 | LTK0-1D0 | F40607004 |  | LTK0
LTK-H04MLV10AP110-M01 | MOTOR FOR CGB OIL PUMP NO.1 |  | OPERATING | OPERATING | E224 | LTK0-1D0 | F40607004 |  | LTK0
LTK-H04MLV10AP110KP01 | CGB OIL PUMP NO.1 |  | OPERATING | OPERATING | E224 | LTK0-1M0 | F40607004 |  | LTK0
LTK-H04MLV10AP120 | CGB OIL PUMP NO.2 - 3MLV10AP120 |  | OPERATING | OPERATING | E224 | LTK0-1D0 | F40607004 |  | LTK0
LTK-H04MLV10AP120-M01 | MOTOR FOR CGB OIL PUMP NO.2 |  | OPERATING | OPERATING | E224 | LTK0-1D0 | F40607004 |  | LTK0
LTK-H04MLV10AP120KP01 | CGB OIL PUMP NO.2 |  | OPERATING | OPERATING | E224 | LTK0-1M0 | F40607004 |  | LTK0
LTK-H04MLV10AT100 | CGB OIL FILTER 50µm. 4MLV10AT100 |  | OPERATING | OPERATING | E224 | LTK0-1M0 | F40607004 |  | LTK0
LTK-H04MLV10CF100 | CGB OIL FLOW DETECTOR WITH CONTACT - CF100 |  | OPERATING | OPERATING | E224 | LTK0-1D0 | F40607004 |  | LTK0
LTK-H04MLV10CP100 | PRESSURE DIFFERENCE SWITCH (CGB OIL FILTER) - CP100 |  | OPERATING | OPERATING | E224 | LTK0-1D0 | F40607004 |  | LTK0
LTK-H04MLV10CP101 | CGB PUMP NO.1 PRESSURE SWITCH - CP101 |  | OPERATING | OPERATING | E224 | LTK0-1D0 | F40607004 |  | LTK0
LTK-H04MLV10CP102 | CGB PUMP NO.2 PRESSURE SWITCH - CP102 |  | OPERATING | OPERATING | E224 | LTK0-1D0 | F40607004 |  | LTK0
LTK-H04MLV10CP301 | CGB PUMP NO.1 PRESSURE GAUGE - CP301 |  | OPERATING | OPERATING | E224 | LTK0-1D0 | F40607004 |  | LTK0
LTK-H04MLV10CP302 | CGB PUMP NO.2 PRESSURE GAUGE - CP302 |  | OPERATING | OPERATING | E224 | LTK0-1D0 | F40607004 |  | LTK0
LTK-H04MLV10CP310 | AFTER CGB OIL FILTER PRESSURE GAUGE - CP310 |  | OPERATING | OPERATING | E224 | LTK0-1D0 | F40607004 |  | LTK0
LTK-H04MLV10CP320 | AFTER CGB HEAT EXCHANGER PRESSURE GAUGE - CP320 |  | OPERATING | OPERATING | E224 | LTK0-1D0 | F40607004 |  | LTK0
LTK-H04MLV10CT010 | Sensor for resistance thermometer |  | OPERATING | OPERATING | E224 | LTK0-1D0 | F40607004 |  | LTK0
LTK-H04MLV10CT011 | TR10-C / Pt100G 1/2B |  | OPERATING | OPERATING | E224 | LTK0-1D0 | F40607004 |  | LTK0
LTK-H04MLV10CT310 | Sensor for resistance thermometer |  | OPERATING | OPERATING | E224 | LTK0-1D0 | F40607004 |  | LTK0
LTK-H04MLV10CT320 | Sensor for resistance thermometer |  | OPERATING | OPERATING | E224 | LTK0-1D0 | F40607004 |  | LTK0
LTK-H04MLV10CT321 | "RTD type R5502 Type R5502,Insert length |  | OPERATING | OPERATING | E224 | LTK0-1D0 | F40607004 |  | LTK0
LTK-H04MLV20 | UGB SUPPLY SYSTEM |  | OPERATING | OPERATING | E224 | LTK0-1M0 | F40607004 |  | LTK0
LTK-H04MLV20AA001 | SHUT OFF VALVE 4MLV20AA001 |  | OPERATING | OPERATING | E224 | LTK0-1M0 | F40607004 |  | LTK0
LTK-H04MLV20AA010 | SHUT OFF VALVE 4MLV20AA010 |  | OPERATING | OPERATING | E224 | LTK0-1M0 | F40607004 |  | LTK0
LTK-H04MLV20AA011 | CHECK VALVE 4MLV20AA011 |  | OPERATING | OPERATING | E224 | LTK0-1M0 | F40607004 |  | LTK0
LTK-H04MLV20AA012 | SHUT OFF VALVE 4MLV20AA012 |  | OPERATING | OPERATING | E224 | LTK0-1M0 | F40607004 |  | LTK0
LTK-H04MLV20AA020 | SHUT OFF VALVE 4MLV20AA020 |  | OPERATING | OPERATING | E224 | LTK0-1M0 | F40607004 |  | LTK0
LTK-H04MLV20AA021 | CHECK VALVE 4MLV20AA021 |  | OPERATING | OPERATING | E224 | LTK0-1M0 | F40607004 |  | LTK0
LTK-H04MLV20AA022 | SHUT OFF VALVE 4MLV20AA022 |  | OPERATING | OPERATING | E224 | LTK0-1M0 | F40607004 |  | LTK0
LTK-H04MLV20AA050 | SHUT OFF VALVE 4MLV20AA050 |  | OPERATING | OPERATING | E224 | LTK0-1M0 | F40607004 |  | LTK0
LTK-H04MLV20AA051 | SHUT OFF VALVE 4MLV20AA051 |  | OPERATING | OPERATING | E224 | LTK0-1M0 | F40607004 |  | LTK0
LTK-H04MLV20AA060 | SHUT OFF VALVE 4MLV20AA060 |  | OPERATING | OPERATING | E224 | LTK0-1M0 | F40607004 |  | LTK0
LTK-H04MLV20AA061 | SHUT OFF VALVE 4MLV20AA061 |  | OPERATING | OPERATING | E224 | LTK0-1M0 | F40607004 |  | LTK0
LTK-H04MLV20AA070 | SHUT OFF VALVE 4MLV20AA070 |  | OPERATING | OPERATING | E224 | LTK0-1M0 | F40607004 |  | LTK0
LTK-H04MLV20AA710 | SAFETY VALVE 4MLV20AA710 |  | OPERATING | OPERATING | E224 | LTK0-1M0 | F40607004 |  | LTK0
LTK-H04MLV20AA720 | SAFETY VALVE 4MLV20AA720 |  | OPERATING | OPERATING | E224 | LTK0-1M0 | F40607004 |  | LTK0
LTK-H04MLV20AC310 | UGB OIL COOLER NO.1 |  | OPERATING | OPERATING | E224 | LTK0-1M0 | F40607004 |  | LTK0
LTK-H04MLV20AC320 | UGB OIL COOLER NO.2 |  | OPERATING | OPERATING | E224 | LTK0-1M0 | F40607004 |  | LTK0
LTK-H04MLV20AP110 | UPPER GUIDE BEARING OIL PUMP NO.1 4MLV20AP110 |  | OPERATING | OPERATING | E224 | LTK0-1D0 | F40607004 |  | LTK0
LTK-H04MLV20AP110-M01 | MOTOR FOR UGB OIL PUMP NO.1 |  | OPERATING | OPERATING | E224 | LTK0-1D0 | F40607004 |  | LTK0
LTK-H04MLV20AP110KP01 | UGB OIL PUMP NO.1 |  | OPERATING | OPERATING | E224 | LTK0-1M0 | F40607004 |  | LTK0
LTK-H04MLV20AP120 | UPPER GUIDE BEARING OIL PUMP NO.2 4MLV20AP120 |  | OPERATING | OPERATING | E224 | LTK0-1D0 | F40607004 |  | LTK0
LTK-H04MLV20AP120-M01 | MOTOR FOR UGB OIL PUMP NO.2 |  | OPERATING | OPERATING | E224 | LTK0-1D0 | F40607004 |  | LTK0
LTK-H04MLV20AP120KP01 | UGB OIL PUMP NO.2 |  | OPERATING | OPERATING | E224 | LTK0-1M0 | F40607004 |  | LTK0
LTK-H04MLV20AP910 | AC electric motor |  | OPERATING | OPERATING | E224 | LTK0-1D0 | F40607004 |  | LTK0
LTK-H04MLV20AP920 | AC electric motor |  | OPERATING | OPERATING | E224 | LTK0-1D0 | F40607004 |  | LTK0
LTK-H04MLV20AT100 | UGB Oil Filter 50µm. 4MLV20AT100 |  | OPERATING | OPERATING | E224 | LTK0-1M0 | F40607004 |  | LTK0
LTK-H04MLV20CF100 | UGB OIL FLOW DETECTOR WITH CONTACT - CF100 |  | OPERATING | OPERATING | E224 | LTK0-1D0 | F40607004 |  | LTK0
LTK-H04MLV20CF101 | electromagnetic flow (EMF) meter |  | OPERATING | OPERATING | E224 | LTK0-1D0 | F40607004 |  | LTK0
LTK-H04MLV20CF190 | Flow detector with contacts |  | OPERATING | OPERATING | E224 | LTK0-1D0 | F40607004 |  | LTK0
LTK-H04MLV20CP100 | PRESSURE DIFFERENCE SWITCH (UGB OIL FILTER) - CP100 |  | OPERATING | OPERATING | E224 | LTK0-1D0 | F40607004 |  | LTK0
LTK-H04MLV20CP101 | UGB PUMP NO.1 PRESSURE SWITCH - CP101 |  | OPERATING | OPERATING | E224 | LTK0-1D0 | F40607004 |  | LTK0
LTK-H04MLV20CP102 | UGB PUMP NO.2 PRESSURE SWITCH - CP102 |  | OPERATING | OPERATING | E224 | LTK0-1D0 | F40607004 |  | LTK0
LTK-H04MLV20CP190 | Pressure difference switch |  | OPERATING | OPERATING | E224 | LTK0-1D0 | F40607004 |  | LTK0
LTK-H04MLV20CP191 | Pressure switch |  | OPERATING | OPERATING | E224 | LTK0-1D0 | F40607004 |  | LTK0
LTK-H04MLV20CP192 | Pressure switch |  | OPERATING | OPERATING | E224 | LTK0-1D0 | F40607004 |  | LTK0
LTK-H04MLV20CP301 | UGB PUMP NO.1 PRESSURE GAUGE - CP301 |  | OPERATING | OPERATING | E224 | LTK0-1D0 | F40607004 |  | LTK0
LTK-H04MLV20CP302 | UGB PUMP NO.2 PRESSURE GAUGE - CP302 |  | OPERATING | OPERATING | E224 | LTK0-1D0 | F40607004 |  | LTK0
LTK-H04MLV20CP310 | AFTER UGB OIL FILTER PRESSURE GAUGE - CP310 |  | OPERATING | OPERATING | E224 | LTK0-1D0 | F40607004 |  | LTK0
LTK-H04MLV20CP320 | AFTER UGB HEAT EXCHANGER PRESSURE GAUGE - CP320 |  | OPERATING | OPERATING | E224 | LTK0-1D0 | F40607004 |  | LTK0
LTK-H04MLV20CT010 | Sensor for resistance thermometer no.1 |  | OPERATING | OPERATING | E224 | LTK0-1D0 | F40607004 |  | LTK0
LTK-H04MLV20CT310 | Sensor for resistance thermometer |  | OPERATING | OPERATING | E224 | LTK0-1D0 | F40607004 |  | LTK0
LTK-H04MLV20CT320 | Sensor for resistance thermometer |  | OPERATING | OPERATING | E224 | LTK0-1D0 | F40607004 |  | LTK0
LTK-H04MLV20CT321 | Sensor for resistance thermometer no.2 |  | OPERATING | OPERATING | E224 | LTK0-1D0 | F40607004 |  | LTK0
LTK-H04MLV20CT810 | Sensor for resistance thermometer |  | OPERATING | OPERATING | E224 | LTK0-1D0 | F40607004 |  | LTK0
LTK-H04MLV20CT910 | Sensor for resistance thermometer |  | OPERATING | OPERATING | E224 | LTK0-1D0 | F40607004 |  | LTK0
LTK-H04MLV40 | HIGH PRESSURE PUMP SUPPLY SYSTEM |  | OPERATING | OPERATING | E224 | LTK0-1M0 | F40607004 |  | LTK0
LTK-H04MLV40AA001 | SHUT OFF VALVE 4MLV40AA001 |  | OPERATING | OPERATING | E224 | LTK0-1M2 | F406070 |  | LTK0
LTK-H04MLV40AA002 | SHUT OFF VALVE 4MLV40AA002 |  | OPERATING | OPERATING | E224 | LTK0-1M2 | F406070 |  | LTK0
LTK-H04MLV40AA010 | SHUT OFF VALVE 4MLV40AA010 |  | OPERATING | OPERATING | E224 | LTK0-1M0 | F40607004 |  | LTK0
LTK-H04MLV40AA011 | CHECK VALVE 4MLV40AA011 |  | OPERATING | OPERATING | E224 | LTK0-1M2 | F406070 |  | LTK0
LTK-H04MLV40AA012 | SHUT OFF VALVE 4MLV40AA012 |  | OPERATING | OPERATING | E224 | LTK0-1M2 | F406070 |  | LTK0
LTK-H04MLV40AA020 | "Shut-off valve,normally opened" |  | OPERATING | OPERATING | E224 | LTK0-1M0 | F40607004 |  | LTK0
LTK-H04MLV40AA021 | CHECK VALVE 4MLV40AA021 |  | OPERATING | OPERATING | E224 | LTK0-1M2 | F406070 |  | LTK0
LTK-H04MLV40AA022 | SHUT OFF VALVE 4MLV40AA022 |  | OPERATING | OPERATING | E224 | LTK0-1M2 | F406070 |  | LTK0
LTK-H04MLV40AA050 | SHUT VALVE 4MLV40AA050 |  | OPERATING | OPERATING | E224 | LTK0-1M2 | F406070 |  | LTK0
LTK-H04MLV40AA401 | SHUT OFF VALVE 4MLV40AA401 |  | OPERATING | OPERATING | E224 | LTK0-1M2 | F406070 |  | LTK0
LTK-H04MLV40AA710 | SAFETY VALVE 4MLV40AA710 |  | OPERATING | OPERATING | E224 | LTK0-1M2 | F406070 |  | LTK0
LTK-H04MLV40AA720 | SAFETY VALVE 4MLV40AA720 |  | OPERATING | OPERATING | E224 | LTK0-1M2 | F406070 |  | LTK0
LTK-H04MLV40AP110 | HIGH PRESSURE OIL PUMP NO.1 4MLV40AP110 |  | OPERATING | OPERATING | E224 | LTK0-1M0 | F40607004 |  | LTK0
LTK-H04MLV40AP110-M01 | MOTOR FOR HPO PUMP NO.1 |  | OPERATING | OPERATING | E224 | LTK0-1D0 | F40607004 |  | LTK0
LTK-H04MLV40AP110KP01 | HPO PUMP NO.1 |  | OPERATING | OPERATING | E224 | LTK0-1M0 | F40607004 |  | LTK0
LTK-H04MLV40AP120 | HIGH PRESSURE OIL LIFTING PUMP NO.2 3MLV40AP120 |  | OPERATING | OPERATING | E224 | LTK0-1D0 | F40607004 |  | LTK0
LTK-H04MLV40AP120-M01 | MOTOR FOR HPO PUMP NO.2 |  | OPERATING | OPERATING | E224 | LTK0-1D0 | F40607004 |  | LTK0
LTK-H04MLV40AP120KP01 | HPO PUMP NO.2 |  | OPERATING | OPERATING | E224 | LTK0-1M0 | F40607004 |  | LTK0
LTK-H04MLV40AT010 | OIL FILTER (SUCTION PUMP) 4MLV40AT010 |  | OPERATING | OPERATING | E224 | LTK0-1M2 | F406070 |  | LTK0
LTK-H04MLV40AT020 | OIL FILTER (SUCTION PUMP) 4MLV40AT020 |  | OPERATING | OPERATING | E224 | LTK0-1M2 | F406070 |  | LTK0
LTK-H04MLV40AT100 | OIL FILTER (HIGH PRESSURE OIL SYSTEM) 20µm. 4MLV40AT100 |  | OPERATING | OPERATING | E224 | LTK0-1M0 | F40607004 |  | LTK0
LTK-H04MLV40BR001 | HIGH PRESSURE OIL PIPE |  | OPERATING | OPERATING | E224 | LTK0-1M2 | F40607004 |  | LTK0
LTK-H04MLV40CF100 | HPOS FLOW DETECTOR WITH CONTACT - CF100 |  | OPERATING | OPERATING | E224 | LTK0-1D0 | F40607004 |  | LTK0
LTK-H04MLV40CP100 | PRESSURE DIFFERENCE SWITCH (HPOS OIL FILTER) - CP100 |  | OPERATING | OPERATING | E224 | LTK0-1D0 | F40607004 |  | LTK0
LTK-H04MLV40CP101 | HPO PUMP NO.1 PRESSURE SWITCH - CP101 |  | OPERATING | OPERATING | E224 |  | F40607004 |  | LTK0
LTK-H04MLV40CP111 | HPO PUMP NO.2 PRESSURE SWITCH - CP111 |  | OPERATING | OPERATING | E224 |  | F40607004 |  | LTK0
LTK-H04MLV40CP301 | HPO PUMP NO.1 PRESSURE GAUGE - CP301 |  | OPERATING | OPERATING | E224 |  | F40607004 |  | LTK0
LTK-H04MLV40CP310 | AFTER HPOS OIL FILTER PRESSURE GAUGE - CP310 |  | OPERATING | OPERATING | E224 |  | F40607004 |  | LTK0
LTK-H04MLV40CP311 | HPO PUMP NO.2 PRESSURE GAUGE - CP311 |  | OPERATING | OPERATING | E224 |  | F40607004 |  | LTK0
LTK-H04MLV60 | UGB OIL MIST EXHAUST |  | OPERATING | OPERATING | E224 | LTK0-1D0 | F40607004 |  | LTK0
LTK-H04MLV60AP110 | UGB OIL MIST EXHAUST FAN |  | OPERATING | OPERATING | E224 | LTK0-1D0 | F40607004 |  | LTK0
LTK-H04MLV70 | CGB OIL MIST EXHAUST |  | OPERATING | OPERATING | E224 | LTK0-1D0 | F40607004 |  | LTK0
LTK-H04MLV70A110 | CGB OIL MIST EXHAUST FAN |  | OPERATING | OPERATING | E224 | LTK0-1M0 | F40607004 |  | LTK0
LTK-H04MLV70AA001 | Air breather |  | OPERATING | OPERATING | E224 | LTK0-1M0 | F40607004 |  | LTK0
LTK-H04MLV70AA002 | Check valve |  | OPERATING | OPERATING | E224 | LTK0-1M0 | F40607004 |  | LTK0
LTK-H04MLV70AA003 | pressure safety valve |  | OPERATING | OPERATING | E224 | LTK0-1M0 | F40607004 |  | LTK0
LTK-H04MLV70AA004 | discharge adjusting valve |  | OPERATING | OPERATING | E224 | LTK0-1M0 | F40607004 |  | LTK0
LTK-H04MLV70AA005 | "shut-off valve,normally closed" |  | OPERATING | OPERATING | E224 | LTK0-1M0 | F40607004 |  | LTK0
LTK-H04MLV70AA006 | "shut-off valve,normally closed" |  | OPERATING | OPERATING | E224 | LTK0-1M0 | F40607004 |  | LTK0
LTK-H04MLV70AA007 | "shut-off valve,normally closed" |  | OPERATING | OPERATING | E224 | LTK0-1M0 | F40607004 |  | LTK0
LTK-H04MLV70AA008 | "shut-off valve,normally closed" |  | OPERATING | OPERATING | E224 | LTK0-1M0 | F40607004 |  | LTK0
LTK-H04MLV70AP010 | Electric motor for CGB OIL MIST EXHAUST |  | OPERATING | OPERATING | E224 | LTK0-1D0 | F40607004 |  | LTK0
LTK-H04MLV70AP010-M01 | MOTOR FOR CGB OIL MIST EXHAUST |  | OPERATING | OPERATING | E224 | LTK0-1D0 | F40607004 |  | LTK0
LTK-H04MLV70AP010KN01 | CGB OIL MIST VACUUM BLOWER |  | OPERATING | OPERATING | E224 | LTK0-1M0 | F40607004 |  | LTK0
LTK-H04MLV70AP010KT01 | CGB OIL MIST FILTER |  | OPERATING | OPERATING | E224 | LTK0-1M0 | F40607004 |  | LTK0
LTK-H04MLV70AP110 | CGB OIL MIST EXHAUST FAN |  | OPERATING | OPERATING | E224 | LTK0-1M0 | F40607004 |  | LTK0
LTK-H04MLV70CP001 | pressure gauge |  | OPERATING | OPERATING | E224 | LTK0-1D0 | F40607004 |  | LTK0
LTK-H04MLY | BEARINGS TERMINAL BOX |  | OPERATING | OPERATING | E224 | LTK0-1D0 | F40607004 |  | LTK0
LTK-H04MLY30 | CGB oil tank terminal box |  | OPERATING | OPERATING | E224 | LTK0-1D0 | F40607004 |  | LTK0
LTK-H04MLY30GH100 | CGB oil tank terminal box |  | OPERATING | OPERATING | E224 | LTK0-1D0 | F40607004 |  | LTK0
LTK-H04MLY40 | UGB oil tank terminal box |  | OPERATING | OPERATING | E224 | LTK0-1D0 | F40607004 |  | LTK0
LTK-H04MLY40GH100 | UGB oil tank terminal box |  | OPERATING | OPERATING | E224 | LTK0-1D0 | F40607004 |  | LTK0
LTK-H04MLY50 | Generator RTD terminal box |  | OPERATING | OPERATING | E224 | LTK0-1D0 | F40607004 |  | LTK0
LTK-H04MLY50GH100 | Generator RTD terminal box |  | OPERATING | OPERATING | E224 | LTK0-1D0 | F40607004 |  | LTK0
LTK-H04MLY60 | LAMPS |  | OPERATING | OPERATING | E224 | LTK0-1D0 | F40607004 |  | LTK0
LTK-H04MLY60GH100 | illumination terminal box |  | OPERATING | OPERATING | E224 | LTK0-1D0 | F40607004 |  | LTK0
LTK-H04MLY60ZM101 | Lamp no.1 |  | OPERATING | OPERATING | E224 | LTK0-1D0 | F40607004 |  | LTK0
LTK-H04MLY60ZM102 | Lamp no.2 |  | OPERATING | OPERATING | E224 | LTK0-1D0 | F40607004 |  | LTK0
LTK-H04MLY60ZM103 | Lamp no.3 |  | OPERATING | OPERATING | E224 | LTK0-1D0 | F40607004 |  | LTK0
LTK-H04MLY60ZM104 | Lamp no.4 |  | OPERATING | OPERATING | E224 | LTK0-1D0 | F40607004 |  | LTK0
LTK-H04MLY60ZM201 | Lamp no.5 |  | OPERATING | OPERATING | E224 | LTK0-1D0 | F40607004 |  | LTK0
LTK-H04MLY60ZM202 | Lamp no.6 |  | OPERATING | OPERATING | E224 | LTK0-1D0 | F40607004 |  | LTK0
LTK-H04MLY60ZM203 | Lamp no.7 |  | OPERATING | OPERATING | E224 | LTK0-1D0 | F40607004 |  | LTK0
LTK-H04MLY60ZM204 | Lamp no.8 |  | OPERATING | OPERATING | E224 | LTK0-1D0 | F40607004 |  | LTK0
LTK-H04MLY60ZM205 | Lamp no.9 |  | OPERATING | OPERATING | E224 | LTK0-1D0 | F40607004 |  | LTK0
LTK-H04MLY60ZM206 | Lamp no.10 |  | OPERATING | OPERATING | E224 | LTK0-1D0 | F40607004 |  | LTK0
LTK-H04MLY60ZM207 | Lamp no.11 |  | OPERATING | OPERATING | E224 | LTK0-1D0 | F40607004 |  | LTK0
LTK-H04MLY60ZM208 | Lamp no.12 |  | OPERATING | OPERATING | E224 | LTK0-1D0 | F40607004 |  | LTK0
LTK-H04MLY60ZM301 | Lamp no.13 |  | OPERATING | OPERATING | E224 | LTK0-1D0 | F40607004 |  | LTK0
LTK-H04MLY60ZM302 | Lamp no.14 |  | OPERATING | OPERATING | E224 | LTK0-1D0 | F40607004 |  | LTK0
LTK-H04MLY60ZM303 | Lamp no.15 |  | OPERATING | OPERATING | E224 | LTK0-1D0 | F40607004 |  | LTK0
LTK-H04MLY60ZM304 | Lamp no.16 |  | OPERATING | OPERATING | E224 | LTK0-1D0 | F40607004 |  | LTK0
LTK-H04MLY60ZM305 | Lamp no.17 |  | OPERATING | OPERATING | E224 | LTK0-1D0 | F40607004 |  | LTK0
LTK-H04MLY60ZM306 | Lamp no.18 |  | OPERATING | OPERATING | E224 | LTK0-1D0 | F40607004 |  | LTK0
LTK-H04MLY60ZM401 | Lamp no.19 |  | OPERATING | OPERATING | E224 | LTK0-1D0 | F40607004 |  | LTK0
LTK-H04MLY60ZM402 | Lamp no.20 |  | OPERATING | OPERATING | E224 | LTK0-1D0 | F40607004 |  | LTK0
LTK-H04MLY60ZM403 | Lamp no.21 |  | OPERATING | OPERATING | E224 | LTK0-1D0 | F40607004 |  | LTK0
LTK-H04MLY60ZM404 | Lamp no.22 |  | OPERATING | OPERATING | E224 | LTK0-1D0 | F40607004 |  | LTK0
LTK-H04MLY60ZM405 | Lamp no.23 |  | OPERATING | OPERATING | E224 | LTK0-1D0 | F40607004 |  | LTK0
LTK-H04MLY60ZM406 | Lamp no.24 |  | OPERATING | OPERATING | E224 | LTK0-1D0 | F40607004 |  | LTK0
LTK-H04MLY60ZM501 | Lamp for emergency no.1 |  | OPERATING | OPERATING | E224 | LTK0-1D0 | F40607004 |  | LTK0
LTK-H04MLY60ZM502 | Lamp for emergency no.2 |  | OPERATING | OPERATING | E224 | LTK0-1D0 | F40607004 |  | LTK0
LTK-H04MLY60ZM503 | Lamp for emergency no.3 |  | OPERATING | OPERATING | E224 | LTK0-1D0 | F40607004 |  | LTK0
LTK-H04MLY60ZM504 | Lamp for emergency no.4 |  | OPERATING | OPERATING | E224 | LTK0-1D0 | F40607004 |  | LTK0
LTK-H04MLY60ZM505 | Lamp for emergency no.5 |  | OPERATING | OPERATING | E224 | LTK0-1D0 | F40607004 |  | LTK0
LTK-H04MLY60ZM506 | Lamp for emergency no.6 |  | OPERATING | OPERATING | E224 | LTK0-1D0 | F40607004 |  | LTK0
LTK-H04MLY70 | GEN DEHUMIDIFIER/HEATER SYSTEM |  | OPERATING | OPERATING | E224 | LTK0-1D0 | F40607004 |  | LTK0
LTK-H04MLY70FM101 | Dehumidifier no.1 |  | OPERATING | OPERATING | E224 | LTK0-1D0 | F40607004 |  | LTK0
LTK-H04MLY70FM102 | Dehumidifier no.2 |  | OPERATING | OPERATING | E224 | LTK0-1D0 | F40607004 |  | LTK0
LTK-H04MLY70GH100 | Main terminal box out pit |  | OPERATING | OPERATING | E224 | LTK0-1D0 | F40607004 |  | LTK0
LTK-H04MLY70HT101 | SPACE HEATER NO.1 |  | OPERATING | OPERATING | E224 | LTK0-1D0 | F40607004 |  | LTK0
LTK-H04MLY70HT102 | SPACE HEATER NO.2 |  | OPERATING | OPERATING | E224 | LTK0-1D0 | F40607004 |  | LTK0
LTK-H04MLY70HT103 | SPACE HEATER NO.3 |  | OPERATING | OPERATING | E224 | LTK0-1D0 | F40607004 |  | LTK0
LTK-H04MLY70HT104 | SPACE HEATER NO.4 |  | OPERATING | OPERATING | E224 | LTK0-1D0 | F40607004 |  | LTK0
LTK-H04MLY70HT105 | SPACE HEATER NO.5 |  | OPERATING | OPERATING | E224 | LTK0-1D0 | F40607004 |  | LTK0
LTK-H04MLY70HT106 | SPACE HEATER NO.6 |  | OPERATING | OPERATING | E224 | LTK0-1D0 | F40607004 |  | LTK0
LTK-H04MLY80 | Main terminal box out pit |  | OPERATING | OPERATING | E224 | LTK0-1D0 | F40607004 |  | LTK0
LTK-H04MLY80GH100 | Main terminal box out pit |  | OPERATING | OPERATING | E224 | LTK0-1D0 | F40607004 |  | LTK0
LTK-H04P | Cooling water systems |  | OPERATING | OPERATING | E224 | LTK0-1M0 | F40607004 |  | LTK0
LTK-H04PA | MAIN COOLING WATER SYSTEM |  | OPERATING | OPERATING | E224 | LTK0-1M0 | F40607004 |  | LTK0
LTK-H04PAA10 | MAIN COOLING WATER SYSTEM FOR UNIT 4 |  | OPERATING | OPERATING | E224 | LTK0-1M0 | F406070 |  | LTK0
LTK-H04PAA10AA001 | SHUT OFF VALVE 4PAA10AA001 (MAIN SUCTION VALVE) |  | OPERATING | OPERATING | E224 | LTK0-1M2 | F40607004 |  | LTK0
LTK-H04PAA10AA005 | SHUT OFF VALVE 4PAA10AA005 |  | OPERATING | OPERATING | E224 | LTK0-1M2 | F406070 |  | LTK0
LTK-H04PAA10AA010 | SHUT OFF VALVE 4PAA10AA010 |  | OPERATING | OPERATING | E224 | LTK0-1M2 | F406070 |  | LTK0
LTK-H04PAA10AA015 | SHUT OFF VALVE 4PAA10AA015 |  | OPERATING | OPERATING | E224 | LTK0-1M2 | F406070 |  | LTK0
LTK-H04PAA10AA020 | SHUT OFF VALVE 4PAA10AA020 |  | OPERATING | OPERATING | E224 | LTK0-1M2 | F406070 |  | LTK0
LTK-H04PAA10AA021 | SHUT OFF VALVE 4PAA10AA021 |  | OPERATING | OPERATING | E224 | LTK0-1M2 | F406070 |  | LTK0
LTK-H04PAA10AA022 | SHUT OFF VALVE 4PAA10AA022 |  | OPERATING | OPERATING | E224 | LTK0-1M2 | F406070 |  | LTK0
LTK-H04PAA10AA030 | SHUT OFF VALVE 4PAA10AA030 |  | OPERATING | OPERATING | E224 | LTK0-1M2 | F406070 |  | LTK0
LTK-H04PAA10AA050 | SHUT OFF VALVE 4PAA10AA050 |  | OPERATING | OPERATING | E224 | LTK0-1M2 | F406070 |  | LTK0
LTK-H04PAA10AA051 | SHUT OFF VALVE 4PAA10AA051 |  | OPERATING | OPERATING | E224 | LTK0-1M2 | F406070 |  | LTK0
LTK-H04PAA10AA055 | SHUT OFF VALVE 4PAA10AA055 |  | OPERATING | OPERATING | E224 | LTK0-1M2 | F406070 |  | LTK0
LTK-H04PAA10AA060 | SHUT OFF VALVE 4PAA10AA060 |  | OPERATING | OPERATING | E224 | LTK0-1M2 | F406070 |  | LTK0
LTK-H04PAA10AA065 | SHUT OFF VALVE 4PAA10AA065 |  | OPERATING | OPERATING | E224 | LTK0-1M2 | F406070 |  | LTK0
LTK-H04PAA10AA401 | SHUT OFF VALVE 4PAA10AA401 |  | OPERATING | OPERATING | E224 | LTK0-1M2 | F406070 |  | LTK0
LTK-H04PAA10AT001 | COOLING WATER SUCTION SCREEN |  | OPERATING | OPERATING | E224 | LTK0-1M2 | F40607004 |  | LTK0
LTK-H04PAA10BR001 | COOLING WATER SUPPLY PIPE |  | OPERATING | OPERATING | E224 | LTK0-1M2 | F40607004 |  | LTK0
LTK-H04PAB10 | COOLING WATER PIPING AND CULVERT SYSTEM |  | OPERATING | OPERATING | E224 | LTK0-1M0 | F40607004 |  | LTK0
LTK-H04PAB10AA010 | VALVE 3PAB10AA010 |  | OPERATING | OPERATING | E224 | LTK0-1D0 | F40607004 |  | LTK0
LTK-H04PAB10AA011 | DISCHARGE MOTOR MAIN VALVE 4PAB10AA011 |  | OPERATING | OPERATING | E224 | LTK0-1M2 | F406070 |  | LTK0
LTK-H04PAB10AA011-M01 | MAIN WATER SUPPLY MAIN WAY VALVE |  | OPERATING | OPERATING | E224 |  | F40607004 |  | LTK0
LTK-H04PAB10AA012 | SHUT OFF VALVE 4PAB10AA012 |  | OPERATING | OPERATING | E224 | LTK0-1M2 | F406070 |  | LTK0
LTK-H04PAB10AA014 | SHUT OFF VALVE 4PAB10AA014 |  | OPERATING | OPERATING | E224 | LTK0-1M2 | F406070 |  | LTK0
LTK-H04PAB10AA015 | DISCHARGE MOTOR MAIN VALVE 4PAB10AA015 |  | OPERATING | OPERATING | E224 | LTK0-1M2 | F406070 |  | LTK0
LTK-H04PAB10AA015-M01 | MAIN WATER SUPPLY STANDBY WAY VALVE |  | OPERATING | OPERATING | E224 |  | F40607004 |  | LTK0
LTK-H04PAB10AA016 | CHECK VALVE 4PAB10AA016 |  | OPERATING | OPERATING | E224 | LTK0-1M2 | F406070 |  | LTK0
LTK-H04PAB10AA017 | SHUT OFF VALVE 4PAB10AA017 |  | OPERATING | OPERATING | E224 | LTK0-1M2 | F406070 |  | LTK0
LTK-H04PAB10AA018 | REGULATING VALVE 4PAB10AA018 |  | OPERATING | OPERATING | E224 | LTK0-1M2 | F406070 |  | LTK0
LTK-H04PAB10AA019 | CHECK VALVE 4PAB10AA019 |  | OPERATING | OPERATING | E224 | LTK0-1M2 | F406070 |  | LTK0
LTK-H04PAB10AA021 | CHECK VALVE 4PAB10AA021 |  | OPERATING | OPERATING | E224 | LTK0-1M2 | F406070 |  | LTK0
LTK-H04PAB10AA025 | SHUT OFF VALVE 4PAB10AA025 |  | OPERATING | OPERATING | E224 | LTK0-1M2 | F406070 |  | LTK0
LTK-H04PAB10AA031 | CHECK VALVE 4PAB10AA031 |  | OPERATING | OPERATING | E224 | LTK0-1M2 | F406070 |  | LTK0
LTK-H04PAB10AA035 | SHUT OFF VALVE 4PAB10AA035 |  | OPERATING | OPERATING | E224 | LTK0-1M2 | F406070 |  | LTK0
LTK-H04PAB10AA040 | DISCHARGE MOTOR MAIN VALVE 4PAB10AA040 (AT NO LOAD) |  | OPERATING | OPERATING | E224 | LTK0-1M2 | F40607004 |  | LTK0
LTK-H04PAB10AA040-M01 | MAIN TRANSFORMER COOLING WATER AT NOLOAD DISCHARGE VALVE |  | OPERATING | OPERATING | E224 |  | F40607004 |  | LTK0
LTK-H04PAB10AA041 | SHUT OFF VALVE 4PAB10AA041 |  | OPERATING | OPERATING | E224 | LTK0-1M2 | F406070 |  | LTK0
LTK-H04PAB10AA042 | SHUT OFF VALVE 4PAB10AA042 |  | OPERATING | OPERATING | E224 | LTK0-1M2 | F406070 |  | LTK0
LTK-H04PAB10AA043 | MOTORIZED VALVE 4PAB10AA043 |  | OPERATING | OPERATING | E224 | LTK0-1M2 | F40607004 |  | LTK0
LTK-H04PAB10AA043-M01 | MAIN TRANSFORMER COOLING WATER VALVE |  | OPERATING | OPERATING | E224 |  | F40607004 |  | LTK0
LTK-H04PAB10AA045 | SHUT OFF VALVE 4PAB10AA045 |  | OPERATING | OPERATING | E224 | LTK0-1M2 | F406070 |  | LTK0
LTK-H04PAB10AA046 | SHUT OFF VALVE 4PAB10AA046 |  | OPERATING | OPERATING | E224 | LTK0-1M2 | F406070 |  | LTK0
LTK-H04PAB10AA047 | REGULATING VALVE 4PAB10AA047 |  | OPERATING | OPERATING | E224 | LTK0-1M2 | F406070 |  | LTK0
LTK-H04PAB10AA048 | SHUT OFF VALVE 4PAB10AA048 |  | OPERATING | OPERATING | E224 | LTK0-1M2 | F406070 |  | LTK0
LTK-H04PAB10AA050 | SHUT OFF VALVE 4PAB10AA050 |  | OPERATING | OPERATING | E224 | LTK0-1M2 | F40607004 |  | LTK0
LTK-H04PAB10AA060 | CHECK VALVE 4PAB10AA060 |  | OPERATING | OPERATING | E224 | LTK0-1M0 | F40607004 |  | LTK0
LTK-H04PAB10AA061 | RUNNER BACK LABYRINTH WATER SUPPLY SHUTOFF VALVE |  | OPERATING | OPERATING | E224 | LTK0-1M0 | F40607004 |  | LTK0
LTK-H04PAB10AA065 | SHUT OFF VALVE 4PAB10AA065 |  | OPERATING | OPERATING | E224 | LTK0-1M2 | F406070 |  | LTK0
LTK-H04PAB10AA066 | SHUT OFF VALVE 4PAB10AA066 |  | OPERATING | OPERATING | E224 | LTK0-1M2 | F406070 |  | LTK0
LTK-H04PAB10AA067 | SHUT OFF VALVE 4PAB10AA067 |  | OPERATING | OPERATING | E224 | LTK0-1M2 | F406070 |  | LTK0
LTK-H04PAB10AA070 | CHECK VALVE FOR RUNNER GAP |  | OPERATING | OPERATING | E224 | LTK0-1M2 | f406094 |  | LTK0
LTK-H04PAB10AA071 | SHUT OFF VALVE FOR RUNNER GAP |  | OPERATING | OPERATING | E224 | LTK0-1M2 | f406094 |  | LTK0
LTK-H04PAB10AA370 | FLOW CONTROL VALVE FOR RUNNER GAP |  | OPERATING | OPERATING | E224 | LTK0-1M2 | f406094 |  | LTK0
LTK-H04PAB10AT110 | MAIN AUTOMATIC STRAINER 4PAB10AT110 |  | OPERATING | OPERATING | E224 | LTK0-1M0 | F40607004 |  | LTK0
LTK-H04PAB10AT110-M01 | MOTOR FLUSHING FOR MAIN COOLING AUTOMATIC STRAINER |  | OPERATING | OPERATING | E224 |  | F40607004 |  | LTK0
LTK-H04PAB10AT110-M02 | MOV FOR MAIN COOLING AUTOMATIC STRAINER |  | OPERATING | OPERATING | E224 | LTK0-1D0 | F40607004 |  | LTK0
LTK-H04PAB10AT110-N01 | CONTROL CUBICLE - MAIN COOLING AUTOMATIC STRAINER |  | OPERATING | OPERATING | E224 |  | F40607004 |  | LTK0
LTK-H04PAB10AT120 | AUTOMATIC STRAINER AT NO LOAD NO.1 4PAB10AT120 |  | OPERATING | OPERATING | E224 | LTK0-1M2 | F406070 |  | LTK0
LTK-H04PAB10AT120-M01 | MOTOR FLUSHING FOR MTR AT NOLOAD AUTOMATIC STRAINER NO.1 |  | OPERATING | OPERATING | E224 |  | F40607004 |  | LTK0
LTK-H04PAB10AT120-M02 | MOV FOR MTR AT NOLOAD AUTOMATIC STRAINER NO.1 |  | OPERATING | OPERATING | E224 |  | F40607004 |  | LTK0
LTK-H04PAB10AT120-N01 | CONTROL CUBICLE - MTR AT NOLOAD AUTOMATIC STRAINER NO.1 |  | OPERATING | OPERATING | E224 |  | F40607004 |  | LTK0
LTK-H04PAB10AT130 | AUTOMATIC STRAINER AT NO LOAD NO.2 4PAB10AT130 |  | OPERATING | OPERATING | E224 | LTK0-1M2 | F406070 |  | LTK0
LTK-H04PAB10AT130-M01 | MOTOR FLUSHING FOR MTR AT NOLOAD AUTOMATIC STRAINER NO.2 |  | OPERATING | OPERATING | E224 |  | F40607004 |  | LTK0
LTK-H04PAB10AT130-M02 | MOV FOR MTR AT NOLOAD AUTOMATIC STRAINER NO.2 |  | OPERATING | OPERATING | E224 |  | F40607004 |  | LTK0
LTK-H04PAB10AT130-N01 | CONTROL CUBICLE - MTR AT NOLOAD AUTOMATIC STRAINER NO.2 |  | OPERATING | OPERATING | E224 |  | F40607004 |  | LTK0
LTK-H04PAB10AT150 | AUTOMATIC STRAINER FIRE FIGHTING NO.1 4PAB10AT150 |  | OPERATING | OPERATING | E224 | LTK0-1M2 | F406070 |  | LTK0
LTK-H04PAB10AT150-M01 | MOTOR FLUSHING FOR FIRE FIGHTING AUTOMATIC STRAINER NO.1 |  | OPERATING | OPERATING | E224 |  | F40607004 |  | LTK0
LTK-H04PAB10AT150-M02 | MOV FOR FIRE FIGHTING AUTOMATIC STRAINER NO.1 |  | OPERATING | OPERATING | E224 | LTK0-1D0 | F40607004 |  | LTK0
LTK-H04PAB10AT150-N01 | CONTROL CUBICLE - FIRE FIGHTING AUTOMATIC STRAINER NO.1 |  | OPERATING | OPERATING | E224 |  | F40607004 |  | LTK0
LTK-H04PAB10AT155 | AUTOMATIC STRAINER FIRE FIGHTING NO.2 4PAB10AT155 |  | OPERATING | OPERATING | E224 | LTK0-1M2 | F406070 |  | LTK0
LTK-H04PAB10AT155-M01 | MOTOR FLUSHING FOR FIRE FIGHTING AUTOMATIC STRAINER NO.2 |  | OPERATING | OPERATING | E224 |  | F40607004 |  | LTK0
LTK-H04PAB10AT155-M02 | MOV FOR FIRE FIGHTING AUTOMATIC STRAINER NO.2 |  | OPERATING | OPERATING | E224 | LTK0-1D0 | F40607004 |  | LTK0
LTK-H04PAB10AT155-N01 | CONTROL CUBICLE - FIRE FIGHTING AUTOMATIC STRAINER NO.2 |  | OPERATING | OPERATING | E224 |  | F40607004 |  | LTK0
LTK-H04PAB10AT160 | AUTOMATIC STRAINER FOR GENERAL USE NO.1 4PAB10AT160 |  | OPERATING | OPERATING | E224 | LTK0-1M2 | F406094 |  | LTK0
LTK-H04PAB10AT165 | AUTOMATIC STRAINER FOR GENERAL USE NO.2 4PAB10AT165 |  | OPERATING | OPERATING | E224 | LTK0-1M2 | F406070 |  | LTK0
LTK-H04PAB10AT311 | Y-STRAINER NO.1 |  | OPERATING | OPERATING | E224 | LTK0-1M2 | F40607004 |  | LTK0
LTK-H04PAB10AT321 | Y-STRAINER NO.2 |  | OPERATING | OPERATING | E224 | LTK0-1M2 | F40607004 |  | LTK0
LTK-H04PAB10AT331 | Y-STRAINER NO.3 |  | OPERATING | OPERATING | E224 | LTK0-1M2 | F40607004 |  | LTK0
LTK-H04PAB10BP360 | FLOW CONTROL VALVE 4PAB10BP360 |  | OPERATING | OPERATING | E224 | LTK0-1M0 | F40607004 |  | LTK0
LTK-H04PAB10CF010 | MAIN TRANSFORMER WATER FLOW WITH CONTACT - CF010 |  | OPERATING | OPERATING | E224 |  | F40607004 |  | LTK0
LTK-H04PAB10CF160 | FLOW SENSOR / SI5002 for Upper labyrinth water flow 3PAB10CF160 |  | OPERATING | OPERATING | E224 | LTK0-1D0 | F40607004 |  | LTK0
LTK-H04PAB10CF170 | FLOW SENSOR / SI5002 for Lower labyrinth water flow 3PAB10CF170 |  | OPERATING | OPERATING | E224 | LTK0-1D0 | F40607004 |  | LTK0
LTK-H04PAB10CP116 | MAIN WATER SUPPLY LINE PRESSURE SWITCH (LL) - CP116 |  | OPERATING | OPERATING | E224 |  | F40607004 |  | LTK0
LTK-H04PAB10CP117 | MAIN WATER SUPPLY LINE PRESSURE SWITCH (HH) - CP117 |  | OPERATING | OPERATING | E224 |  | F40607004 |  | LTK0
LTK-H04PAB10CP126 | MTR AT NOLOAD WATER SUPPLY PRESSURE SWITCH (L) - CP126 |  | OPERATING | OPERATING | E224 |  | F40607004 |  | LTK0
LTK-H04PAB10CP136 | MTR AT NOLOAD WATER SUPPLY PRESSURE SWITCH (H) - CP136 |  | OPERATING | OPERATING | E224 |  | F40607004 |  | LTK0
LTK-H04PAB10CP320 | MAIN TRANSFORMER WATER INLET PRESSURE GAUGE - CP320 |  | OPERATING | OPERATING | E224 |  | F40607004 |  | LTK0
LTK-H04PAB10CP325 | MAIN TRANSFORMER WATER OUTLET PRESSURE GAUGE - CP325 |  | OPERATING | OPERATING | E224 |  | F40607004 |  | LTK0
LTK-H04PAB10CT010 | WATER SUPPLY INLET TEMPERATURE RTD - CT010 |  | OPERATING | OPERATING | E224 |  | F40607004 |  | LTK0
LTK-H04PAB20 | COOLING WATER PIPING AND CULVERT 2 |  | OPERATING | OPERATING | E224 | LTK0-1M0 | F40607004 |  | LTK0
LTK-H04PAB20AA401 | SHUT OFF VALVE 4PAB20AA401 |  | OPERATING | OPERATING | E224 | LTK0-1M2 | F40607004 |  | LTK0
LTK-H04PAB20AA402 | DISCHARGE MOTOR MAIN VALVE 4PAB20AA402 |  | OPERATING | OPERATING | E224 | LTK0-1M2 | F406070 |  | LTK0
LTK-H04PAB20AA402-M01 | MOV - COOLING WATER EXHAUST DRAFT TUBE VALVE |  | OPERATING | OPERATING | E224 |  | F40607004 |  | LTK0
LTK-H04PAB20AA405 | SHUT OFF VALVE 4PAB20AA405 |  | OPERATING | OPERATING | E224 | LTK0-1M2 | F406070 |  | LTK0
LTK-H04PAB20AA410 | SHUT OFF VALVE 4PAB20AA410 |  | OPERATING | OPERATING | E224 | LTK0-1M2 | F406070 |  | LTK0
LTK-H04PAB20CP100 | WATER RETURN LINE PRESSURE GAUGE - CP100 |  | OPERATING | OPERATING | E224 |  | F40607004 |  | LTK0
LTK-H04PAC10 | MAIN COOLING WATER SYSTEM FOR UNIT 4 (PUMP) |  | OPERATING | OPERATING | E224 | LTK0-1M0 | F40607004 |  | LTK0
LTK-H04PAC10AP110 | MAIN COOLING WATER PUMP 4PAC10AP110 |  | OPERATING | OPERATING | E224 | LTK0-1M2 | F406070 |  | LTK0
LTK-H04PAC10AP110-M01 | MOTOR FOR MAIN COOLING WATER SUPPLY |  | OPERATING | OPERATING | E224 |  | F40607004 |  | LTK0
LTK-H04PAC10AP120 | WATER PUMP FOR MAIN TRANSFORMER 4PAC10AP120 |  | OPERATING | OPERATING | E224 | LTK0-1M2 | F406070 |  | LTK0
LTK-H04PAC10AP120-M01 | MOTOR FOR MTR AT NOLOAD OIL PUMP NO.1 |  | OPERATING | OPERATING | E224 |  | F40607004 |  | LTK0
LTK-H04PAC10AP120KP01 | MTR AT NOLOAD COOLING WATER PUMP NO.1 |  | OPERATING | OPERATING | E224 | LTK0-1M0 | F40607004 |  | LTK0
LTK-H04PAC10AP130 | WATER PUMP FOR MAIN TRANSFORMER 4PAC10AP130 |  | OPERATING | OPERATING | E224 | LTK0-1M2 | F406070 |  | LTK0
LTK-H04PAC10AP130-M01 | MOTOR FOR MTR AT NOLOAD OIL PUMP NO.2 |  | OPERATING | OPERATING | E224 |  | F40607004 |  | LTK0
LTK-H04PAC10AP130KP01 | MTR AT NOLOAD COOLING WATER PUMP NO.2 |  | OPERATING | OPERATING | E224 | LTK0-1M0 | F40607004 |  | LTK0
LTK-H04PAC10CP010 | PRESSURE DIFFERENCE SWITCH (MAIN WATER SUPPLY PUMP) - CP010 |  | OPERATING | OPERATING | E224 |  | F40607004 |  | LTK0
LTK-H04PAC10CP020 | PRESSURE DIFFERENCE SWITCH (MTR AT NOLOAD NO.1) - CP020 |  | OPERATING | OPERATING | E224 |  | F40607004 |  | LTK0
LTK-H04PAC10CP030 | PRESSURE DIFFERENCE SWITCH (MTR AT NOLOAD NO.2) - CP030 |  | OPERATING | OPERATING | E224 |  | F40607004 |  | LTK0
LTK-H04PAC10CP311 | MAIN WATER SUPPLY PUMP OUTLET PRESSURE GAUGE - CP311 |  | OPERATING | OPERATING | E224 |  | F40607004 |  | LTK0
LTK-H04PAC10CP315 | MAIN WATER SUPPLY PUMP INLET PRESSURE GAUGE - CP315 |  | OPERATING | OPERATING | E224 |  | F40607004 |  | LTK0
LTK-H04PAC10CP321 | MTR AT NOLOAD PUMP NO.1 OUTLET PRESSURE GAUGE - CP321 |  | OPERATING | OPERATING | E224 |  | F40607004 |  | LTK0
LTK-H04PAC10CP325 | MTR AT NOLOAD PUMP NO.1 INLET PRESSURE GAUGE - CP325 |  | OPERATING | OPERATING | E224 |  | F40607004 |  | LTK0
LTK-H04PAC10CP331 | MTR AT NOLOAD PUMP NO.2 OUTLET PRESSURE GAUGE - CP331 |  | OPERATING | OPERATING | E224 |  | F40607004 |  | LTK0
LTK-H04PAC10CP335 | MTR AT NOLOAD PUMP NO.2 INLET PRESSURE GAUGE - CP335 |  | OPERATING | OPERATING | E224 |  | F40607004 |  | LTK0
LTK-H04PAC40 | Instruement for Cooling Water System |  | OPERATING | OPERATING | E224 | LTK0-1D0 | F40607004 |  | LTK0
LTK-H04PAC40CP311 | PRESSURE GUAGE / 233.50-100-100-G1/2 4PAC40CP311 |  | OPERATING | OPERATING | E224 | LTK0-1D0 | F40607004 |  | LTK0
LTK-H04PAC40CP312 | PRESSURE GUAGE / 233.50-100-100-G1/2 4PAC40CP312 |  | OPERATING | OPERATING | E224 | LTK0-1D0 | F40607004 |  | LTK0
LTK-H04PCB | COOLING WATER SUPPLY |  | OPERATING | OPERATING | E224 | LTK0-1M0 | F40607004 |  | LTK0
LTK-H04PCB20 | COOLING WATER SUPPLY FOR TURBINE BEARING SYSTEM |  | OPERATING | OPERATING | E224 | LTK0-1M0 | F40607004 |  | LTK0
LTK-H04PCB20AA010 | SHUT OFF VALVE 4PCB20AA010 |  | OPERATING | OPERATING | E224 | LTK0-1M0 | F40607004 |  | LTK0
LTK-H04PCB20AA020 | SHUT OFF VALVE 4PCB20AA020 |  | OPERATING | OPERATING | E224 | LTK0-1M0 | F40607004 |  | LTK0
LTK-H04PCB20AA021 | DISCHARGE ADJUSTING VALVE 4PCB20AA021 |  | OPERATING | OPERATING | E224 | LTK0-1M0 | F40607004 |  | LTK0
LTK-H04PCB20AA058 | SHUT OFF VALVE FOR OIL COOLER NO.1 4PCB20AA058 |  | OPERATING | OPERATING | E224 | LTK0-1M0 | F40607004 |  | LTK0
LTK-H04PCB20AA059 | SHUT OFF VALVE FOR OIL COOLER NO.1 4PCB20AA059 |  | OPERATING | OPERATING | E224 | LTK0-1M0 | F40607004 |  | LTK0
LTK-H04PCB20AA068 | SHUT OFF VALVE FOR OIL COOLER NO.2 4PCB20AA068 |  | OPERATING | OPERATING | E224 | LTK0-1M0 | F40607004 |  | LTK0
LTK-H04PCB20AA069 | SHUT OFF VALVE FOR OIL COOLER NO.2 4PCB20AA069 |  | OPERATING | OPERATING | E224 | LTK0-1M0 | F40607004 |  | LTK0
LTK-H04PCB20CF100 | TGB WATER FLOW DETECTOR WITH CONTACT - CF100 |  | OPERATING | OPERATING | E224 | LTK0-1D0 | F40607004 |  | LTK0
LTK-H04PCB20CP310 | TGB WATER SUPPLY LINE PRESSURE GAUGE - CP310 |  | OPERATING | OPERATING | E224 |  | F40607004 |  | LTK0
LTK-H04PCB20CP320 | TGB WATER RETURN PRESSURE GAUGE - CP320 |  | OPERATING | OPERATING | E224 |  | F40607004 |  | LTK0
LTK-H04PCB20CT310 | Sensor for resistance thermometer |  | OPERATING | OPERATING | E224 | LTK0-1D0 | F40607004 |  | LTK0
LTK-H04PCB20CT320 | Sensor for resistance thermometer |  | OPERATING | OPERATING | E224 | LTK0-1D0 | F40607004 |  | LTK0
LTK-H04PCB40 | Service for Piping and Culvert System 2 |  | OPERATING | OPERATING | E224 | LTK0-1M0 | F40607004 |  | LTK0
LTK-H04PCB40AA401 | Electric ball valve / KD-G3/4-SS-UN-05/2 for Cooling water supply |  | OPERATING | OPERATING | E224 | LTK0-1D0 | F40607004 |  | LTK0
LTK-H04PCB40AA450 | Shut off valve normally opened |  | OPERATING | OPERATING | E224 |  | F40607004 |  | LTK0
LTK-H04PCB40AA451 | Shut off valve normally opened |  | OPERATING | OPERATING | E224 |  | F40607004 |  | LTK0
LTK-H04PCB40CF110 | Flow indicator for Cooling water |  | OPERATING | OPERATING | E224 | LTK0-1D0 | F40607004 |  | LTK0
LTK-H04PCB40CP311 | Pressure gauge |  | OPERATING | OPERATING | E224 | LTK0-1D0 | F40607004 |  | LTK0
LTK-H04PCB40CP312 | Pressure gauge |  | OPERATING | OPERATING | E224 | LTK0-1D0 | F40607004 |  | LTK0
LTK-H04PCM10 | COOLING WATER SUPPLY FOR CGB SYSTEM |  | OPERATING | OPERATING | E224 | LTK0-1M0 | F40607004 |  | LTK0
LTK-H04PCM10AA010 | SHUT OFF VALVE 4PCM10AA010 |  | OPERATING | OPERATING | E224 | LTK0-1M0 | F40607004 |  | LTK0
LTK-H04PCM10AA020 | Shut-off valve normally opened |  | OPERATING | OPERATING | E224 | LTK0-1M0 | F40607004 |  | LTK0
LTK-H04PCM10AA021 | Discharge adjusting valve |  | OPERATING | OPERATING | E224 | LTK0-1M0 | F40607004 |  | LTK0
LTK-H04PCM10AA058 | SHUT OFF VALVE 4PCM10AA058 |  | OPERATING | OPERATING | E224 | LTK0-1M0 | F40607004 |  | LTK0
LTK-H04PCM10AA059 | SHUT OFF VALVE 4PCM10AA059 |  | OPERATING | OPERATING | E224 | LTK0-1M0 | F40607004 |  | LTK0
LTK-H04PCM10AA068 | SHUT OFF VALVE 4PCM10AA068 |  | OPERATING | OPERATING | E224 | LTK0-1M0 | F40607004 |  | LTK0
LTK-H04PCM10AA069 | SHUT OFF VALVE 4PCM10AA069 |  | OPERATING | OPERATING | E224 | LTK0-1M0 | F40607004 |  | LTK0
LTK-H04PCM10AA910 | SHUTOFF VALVE 4PCM10AA910 |  | OPERATING | OPERATING | E224 | LTK0-1M0 | F40607004 |  | LTK0
LTK-H04PCM10CF100 | Flow detector with contacts for CGB C. WTR FLOW |  | OPERATING | OPERATING | E224 | LTK0-1D0 | F40607004 |  | LTK0
LTK-H04PCM10CP310 | "Pressure gauge,Type 233.50,0~2.5MPa, G1 |  | OPERATING | OPERATING | E224 | LTK0-1D0 | F40607004 |  | LTK0
LTK-H04PCM10CP320 | "Pressure gauge,Type 233.50,0~2.5MPa, G1 |  | OPERATING | OPERATING | E224 | LTK0-1D0 | F40607004 |  | LTK0
LTK-H04PCM10CT310 | Sensor for resistance thermometer |  | OPERATING | OPERATING | E224 | LTK0-1D0 | F40607004 |  | LTK0
LTK-H04PCM10CT320 | Sensor for resistance thermometer |  | OPERATING | OPERATING | E224 | LTK0-1D0 | F40607004 |  | LTK0
LTK-H04PCM20 | UGB Lub. Oil Instrument |  | OPERATING | OPERATING | E224 | LTK0-1M0 | F40607004 |  | LTK0
LTK-H04PCM20AA010 | VALVE WATER INLET UPPER GUIDE BEARING COOLER 4PCM20AA010 |  | OPERATING | OPERATING | E224 | LTK0-1M0 | F40607004 |  | LTK0
LTK-H04PCM20AA020 | VALVE WATER OUTLET UPPER GUIDE BEARING COOLER 4PCM20AA020 |  | OPERATING | OPERATING | E224 | LTK0-1M0 | F40607004 |  | LTK0
LTK-H04PCM20AA021 | DISCHARGE ADJUSTING VALVE 4PCM20AA021 |  | OPERATING | OPERATING | E224 | LTK0-1M0 | F40607004 |  | LTK0
LTK-H04PCM20AA055 | VALVE WATER INLET UGB COOLER NO.1 4PCM20AA055 |  | OPERATING | OPERATING | E224 | LTK0-1M0 | F40607004 |  | LTK0
LTK-H04PCM20AA056 | VALVE WATER OUTLET UGB COOLER NO.1 4PCM20AA056 |  | OPERATING | OPERATING | E224 | LTK0-1M0 | F40607004 |  | LTK0
LTK-H04PCM20AA065 | VALVE WATER INLET UGB COOLER NO.2 4PCM20AA065 |  | OPERATING | OPERATING | E224 | LTK0-1M0 | F40607004 |  | LTK0
LTK-H04PCM20AA066 | VALVE WATER OUTLET UGB COOLER NO.2 4PCM20AA066 |  | OPERATING | OPERATING | E224 | LTK0-1M0 | F40607004 |  | LTK0
LTK-H04PCM20CF100 | UGB WATER FLOW DETECTOR WITH CONTACT - CF100 |  | OPERATING | OPERATING | E224 | LTK0-1D0 | F40607004 |  | LTK0
LTK-H04PCM20CF190 | Flow detector with contacts |  | OPERATING | OPERATING | E224 |  | F40607004 |  | LTK0
LTK-H04PCM20CP310 | UGB WATER SUPPLY LINE PRESSURE GAUGE - CP310 |  | OPERATING | OPERATING | E224 | LTK0-1D0 | F40607004 |  | LTK0
LTK-H04PCM20CP320 | UGB WATER RETURN PRESSURE GAUGE - CP320 |  | OPERATING | OPERATING | E224 | LTK0-1D0 | F40607004 |  | LTK0
LTK-H04PCM20CT310 | Sensor for resistance thermometer |  | OPERATING | OPERATING | E224 | LTK0-1D0 | F40607004 |  | LTK0
LTK-H04PCM20CT320 | Sensor for resistance thermometer |  | OPERATING | OPERATING | E224 | LTK0-1D0 | F40607004 |  | LTK0
LTK-H04PCM30 | COOLING WATER SUPPLY FOR GEN AIR COOLER |  | OPERATING | OPERATING | E224 | LTK0-1M0 | F40607004 |  | LTK0
LTK-H04PCM30AA051 | "shut-off valve,normally opened" |  | OPERATING | OPERATING | E224 | LTK0-1M0 | F40607004 |  | LTK0
LTK-H04PCM30AA052 | "shut-off valve,normally opened" |  | OPERATING | OPERATING | E224 | LTK0-1M0 | F40607004 |  | LTK0
LTK-H04PCM30AA053 | "shut-off valve,normally opened" |  | OPERATING | OPERATING | E224 | LTK0-1M0 | F40607004 |  | LTK0
LTK-H04PCM30AA054 | "shut-off valve,normally opened" |  | OPERATING | OPERATING | E224 | LTK0-1M0 | F40607004 |  | LTK0
LTK-H04PCM30AA055 | "shut-off valve,normally opened" |  | OPERATING | OPERATING | E224 | LTK0-1M0 | F40607004 |  | LTK0
LTK-H04PCM30AA056 | "shut-off valve,normally opened" |  | OPERATING | OPERATING | E224 | LTK0-1M0 | F40607004 |  | LTK0
LTK-H04PCM30AA060 | SHUT OFF VALVE 4PCM30AA060 (SUPPLY VALVE) |  | OPERATING | OPERATING | E224 |  | F40607004 |  | LTK0
LTK-H04PCM30AA061 | SHUT OFF VALVE 4PCM30AA061 (DISCHARGE AIR COOLER) |  | OPERATING | OPERATING | E224 | LTK0-1M0 | F40607004 |  | LTK0
LTK-H04PCM30AA062 | REGULATING VALVE 4PCM30AA062 (AIR COOLER) |  | OPERATING | OPERATING | E224 | LTK0-1M0 | F40607004 |  | LTK0
LTK-H04PCM30AA251 | "shut-off valve,normally opened" |  | OPERATING | OPERATING | E224 | LTK0-1M0 | F40607004 |  | LTK0
LTK-H04PCM30AA252 | "shut-off valve,normally opened" |  | OPERATING | OPERATING | E224 | LTK0-1M0 | F40607004 |  | LTK0
LTK-H04PCM30AA253 | "shut-off valve,normally opened" |  | OPERATING | OPERATING | E224 | LTK0-1M0 | F40607004 |  | LTK0
LTK-H04PCM30AA254 | "shut-off valve,normally opened" |  | OPERATING | OPERATING | E224 | LTK0-1M0 | F40607004 |  | LTK0
LTK-H04PCM30AA255 | "shut-off valve,normally opened" |  | OPERATING | OPERATING | E224 | LTK0-1M0 | F40607004 |  | LTK0
LTK-H04PCM30AA256 | "shut-off valve,normally opened" |  | OPERATING | OPERATING | E224 | LTK0-1M0 | F40607004 |  | LTK0
LTK-H04PCM30AA451 | "shut-off valve,normally closed" |  | OPERATING | OPERATING | E224 | LTK0-1M0 | F40607004 |  | LTK0
LTK-H04PCM30AA452 | "shut-off valve,normally closed" |  | OPERATING | OPERATING | E224 | LTK0-1M0 | F40607004 |  | LTK0
LTK-H04PCM30AA453 | "shut-off valve,normally closed" |  | OPERATING | OPERATING | E224 | LTK0-1M0 | F40607004 |  | LTK0
LTK-H04PCM30AA454 | "shut-off valve,normally closed" |  | OPERATING | OPERATING | E224 | LTK0-1M0 | F40607004 |  | LTK0
LTK-H04PCM30AA455 | "shut-off valve,normally closed" |  | OPERATING | OPERATING | E224 | LTK0-1M0 | F40607004 |  | LTK0
LTK-H04PCM30AA456 | "shut-off valve,normally closed" |  | OPERATING | OPERATING | E224 | LTK0-1M0 | F40607004 |  | LTK0
LTK-H04PCM30AC301 | GEN AIR COOLER No.1 |  | OPERATING | OPERATING | E224 | LTK0-1M0 | F40607004 |  | LTK0
LTK-H04PCM30AC302 | GEN AIR COOLER No.2 |  | OPERATING | OPERATING | E224 | LTK0-1M0 | F40607004 |  | LTK0
LTK-H04PCM30AC303 | GEN AIR COOLER No.3 |  | OPERATING | OPERATING | E224 | LTK0-1M0 | F40607004 |  | LTK0
LTK-H04PCM30AC304 | GEN AIR COOLER No.4 |  | OPERATING | OPERATING | E224 | LTK0-1M0 | F40607004 |  | LTK0
LTK-H04PCM30AC305 | GEN AIR COOLER No.5 |  | OPERATING | OPERATING | E224 | LTK0-1M0 | F40607004 |  | LTK0
LTK-H04PCM30AC306 | GEN AIR COOLER No.6 |  | OPERATING | OPERATING | E224 | LTK0-1M0 | F40607004 |  | LTK0
LTK-H04PCM30BR001 | GEN AIR COOLER PIPE |  | OPERATING | OPERATING | E224 | LTK0-1M2 | F40607004 |  | LTK0
LTK-H04PCM30CF100 | AIR COOLING WATER FLOW DETECTOR WITH CONTACT - CF100 |  | OPERATING | OPERATING | E224 | LTK0-1D0 | F40607004 |  | LTK0
LTK-H04PCM30CP300 | GENERATOR COOLING WATER INLET PRESSURE GAUGE - CP300 |  | OPERATING | OPERATING | E224 | LTK0-1D0 | F40607004 |  | LTK0
LTK-H04PCM30CP301 | GENERATOR COOLING WATER OUTLET PRESSURE GAUGE - CP301 |  | OPERATING | OPERATING | E224 | LTK0-1D0 | F40607004 |  | LTK0
LTK-H04PCM30CT001 | 1# AIR COOLER INLET RTD |  | OPERATING | OPERATING | E224 | LTK0-1D0 | F40607004 |  | LTK0
LTK-H04PCM30CT002 | 2# AIR COOLER INLET RTD |  | OPERATING | OPERATING | E224 | LTK0-1D0 | F40607004 |  | LTK0
LTK-H04PCM30CT003 | 3# AIR COOLER INLET RTD |  | OPERATING | OPERATING | E224 | LTK0-1D0 | F40607004 |  | LTK0
LTK-H04PCM30CT004 | 4# AIR COOLER INLET RTD |  | OPERATING | OPERATING | E224 | LTK0-1D0 | F40607004 |  | LTK0
LTK-H04PCM30CT011 | 1# AIR COOLER OUTLET RTD |  | OPERATING | OPERATING | E224 | LTK0-1D0 | F40607004 |  | LTK0
LTK-H04PCM30CT012 | 2# AIR COOLER OUTLET RTD |  | OPERATING | OPERATING | E224 | LTK0-1D0 | F40607004 |  | LTK0
LTK-H04PCM30CT013 | 3# AIR COOLER OUTLET RTD |  | OPERATING | OPERATING | E224 | LTK0-1D0 | F40607004 |  | LTK0
LTK-H04PCM30CT014 | 4# AIR COOLER OUTLET RTD |  | OPERATING | OPERATING | E224 | LTK0-1D0 | F40607004 |  | LTK0
LTK-H04PCM30CT100 | RTD FOR GENERATOR COOLING WATER INLET |  | OPERATING | OPERATING | E224 | LTK0-1D0 | F40607004 |  | LTK0
LTK-H04PCM30CT101 | RTD FOR GENERATOR COOLING WATER OUTLET |  | OPERATING | OPERATING | E224 | LTK0-1D0 | F40607004 |  | LTK0
LTK-H04PCM30CT200 | DIAL THERMOMETER FOR GENERATOR COOLER COLD AIR |  | OPERATING | OPERATING | E224 | LTK0-1D0 | F40607004 |  | LTK0
LTK-H04PCM30CT201 | DIAL THERMOMETER FOR GENERATOR COOLER HOT AIR |  | OPERATING | OPERATING | E224 | LTK0-1D0 | F40607004 |  | LTK0
LTK-H04Q | AUXILIARY STSTEMS |  | OPERATING | OPERATING | E224 | LTK0-1M0 | F40607004 |  | LTK0
LTK-H04QF | AUXILIARY SYSTEM |  | OPERATING | OPERATING | E224 | LTK0-1M0 | F40607004 |  | LTK0
LTK-H04QFA00 | COMPRESSED AIR SYSTEM DIAGRAM |  | OPERATING | OPERATING | E224 | LTK0-1M0 | F40607004 |  | LTK0
LTK-H04QFA10 | AIR COMPRESSOR |  | OPERATING | OPERATING | E224 | LTK0-1M0 | F40607004 |  | LTK0
LTK-H04QFA10AA010 | Shut off valve-normally opened |  | OPERATING | OPERATING | E224 | LTK0-1M0 | F40607004 |  | LTK0
LTK-H04QFA10AA020 | Shut off valve-normally opened |  | OPERATING | OPERATING | E224 | LTK0-1M0 | F40607004 |  | LTK0
LTK-H04QFA10AA050 | Shut off valve-normally closed |  | OPERATING | OPERATING | E224 | LTK0-1M0 | F40607004 |  | LTK0
LTK-H04QFA10AA065 | Shut off valve-normally closed |  | OPERATING | OPERATING | E224 | LTK0-1M0 | F40607004 |  | LTK0
LTK-H04QFA10AA071 | Shut off valve-normally opened |  | OPERATING | OPERATING | E224 | LTK0-1M0 | F40607004 |  | LTK0
LTK-H04QFA10AA075 | Check valve |  | OPERATING | OPERATING | E224 | LTK0-1M0 | F40607004 |  | LTK0
LTK-H04QFA10AA079 | Shut off valve-normally opened |  | OPERATING | OPERATING | E224 | LTK0-1M0 | F40607004 |  | LTK0
LTK-H04QFA10AN110 | Air Compressor 1 |  | OPERATING | OPERATING | E224 | LTK0-1M0 | F40607004 |  | LTK0
LTK-H04QFA10AN120 | Air Compressor 2 |  | OPERATING | OPERATING | E224 | LTK0-1M0 | F40607004 |  | LTK0
LTK-H04QFA10AN120-M01 | ELECTRICAL MOTOR - UNIT 3- 4 AIR COMPRESSOR NO.2 |  | OPERATING | OPERATING | E224 | LTK0-1D0 | F40607004 |  | LTK0
LTK-H04QFB10 | AIR SUPPLY SYSTEM 1 |  | OPERATING | OPERATING | E224 | LTK0-1M0 | F40607004 |  | LTK0
LTK-H04QFB10AA010 | Shut off valve-normally opened |  | OPERATING | OPERATING | E224 | LTK0-1M0 | F40607004 |  | LTK0
LTK-H04QFB20 | AIR SUPPLY SYSTEM 2 |  | OPERATING | OPERATING | E224 | LTK0-1M0 | F40607004 |  | LTK0
LTK-H04QFB20AA010 | Shut off valve-normally opened |  | OPERATING | OPERATING | E224 | LTK0-1M0 | F40607004 |  | LTK0
LTK-H04QFB20AA011 | Pressure reducing valve 7.0MPa |  | OPERATING | OPERATING | E224 | LTK0-1M0 | F40607004 |  | LTK0
LTK-H04QFB30 | AIR Pressure System 1 |  | OPERATING | OPERATING | E224 | LTK0-1M0 | F40607004 |  | LTK0
LTK-H04QFB30AA010 | Shut off valve-normally opened |  | OPERATING | OPERATING | E224 | LTK0-1M0 | F40607004 |  | LTK0
LTK-H04QFB30AA015 | Shut off valve-normally opened |  | OPERATING | OPERATING | E224 | LTK0-1M0 | F40607004 |  | LTK0
LTK-H04QFB30AA020 | Shut off valve-normally opened |  | OPERATING | OPERATING | E224 | LTK0-1M0 | F40607004 |  | LTK0
LTK-H04QFB30AA025 | Shut off valve-normally opened |  | OPERATING | OPERATING | E224 | LTK0-1M0 | F40607004 |  | LTK0
LTK-H04QFB30AA030 | Shut off valve-normally opened |  | OPERATING | OPERATING | E224 | LTK0-1M0 | F40607004 |  | LTK0
LTK-H04QFB30AA041 | Shut off valve-normally closed |  | OPERATING | OPERATING | E224 | LTK0-1M0 | F40607004 |  | LTK0
LTK-H04QFB30AA045 | Check valve |  | OPERATING | OPERATING | E224 | LTK0-1M0 | F40607004 |  | LTK0
LTK-H04QFB30AA049 | Shut off valve-normally opened |  | OPERATING | OPERATING | E224 | LTK0-1M0 | F40607004 |  | LTK0
LTK-H04QFB30AA051 | Shut off valve-normally opened |  | OPERATING | OPERATING | E224 | LTK0-1M0 | F40607004 |  | LTK0
LTK-H04QFB30AA055 | 3/2-Way solenoid valve |  | OPERATING | OPERATING | E224 | LTK0-1D0 | F40607004 |  | LTK0
LTK-H04QFB30AA058 | Check valve |  | OPERATING | OPERATING | E224 | LTK0-1M0 | F40607004 |  | LTK0
LTK-H04QFB30AA059 | Shut off valve-normally opened |  | OPERATING | OPERATING | E224 | LTK0-1M0 | F40607004 |  | LTK0
LTK-H04QFB30AA060 | Pressure reducing valve 2.5MPa |  | OPERATING | OPERATING | E224 | LTK0-1M0 | F40607004 |  | LTK0
LTK-H04QFB30AA065 | Shut off valve-normally opened |  | OPERATING | OPERATING | E224 | LTK0-1M0 | F40607004 |  | LTK0
LTK-H04QFB30AA066 | Shut off valve-normally opened |  | OPERATING | OPERATING | E224 | LTK0-1M0 | F40607004 |  | LTK0
LTK-H04QFB30AA310 | Shut off valve-normally opened |  | OPERATING | OPERATING | E224 | LTK0-1M0 | F40607004 |  | LTK0
LTK-H04QFB30AA320 | Shut off valve-normally opened |  | OPERATING | OPERATING | E224 | LTK0-1M0 | F40607004 |  | LTK0
LTK-H04QFB30AA350 | Shut off valve-normally opened |  | OPERATING | OPERATING | E224 | LTK0-1M0 | F40607004 |  | LTK0
LTK-H04QFB30AA360 | Shut off valve-normally opened |  | OPERATING | OPERATING | E224 | LTK0-1M0 | F40607004 |  | LTK0
LTK-H04QFB30AA410 | Shut off valve-normally closed |  | OPERATING | OPERATING | E224 | LTK0-1M0 | F40607004 |  | LTK0
LTK-H04QFB30AA420 | Shut off valve-normally closed |  | OPERATING | OPERATING | E224 | LTK0-1M0 | F40607004 |  | LTK0
LTK-H04QFB30AA430 | Shut off valve-normally closed |  | OPERATING | OPERATING | E224 | LTK0-1M0 | F40607004 |  | LTK0
LTK-H04QFB30AA710 | Safety valve |  | OPERATING | OPERATING | E224 | LTK0-1M0 | F40607004 |  | LTK0
LTK-H04QFB30AA720 | Safety valve |  | OPERATING | OPERATING | E224 | LTK0-1M0 | F40607004 |  | LTK0
LTK-H04QFB30AA730 | Safety valve |  | OPERATING | OPERATING | E224 | LTK0-1M0 | F40607004 |  | LTK0
LTK-H04QFB30AT051 | Filter or strainer |  | OPERATING | OPERATING | E224 | LTK0-1M0 | F40607004 |  | LTK0
LTK-H04QFB30BB010 | Main air pressure tank no.01 for U4 |  | OPERATING | OPERATING | E224 | LTK0-1M2 | F406094 |  | LTK0
LTK-H04QFB30BB020 | Main air pressure tank no.02 for U4 |  | OPERATING | OPERATING | E224 | LTK0-1M2 | F406094 |  | LTK0
LTK-H04QFB30BB030 | Auxiliary air pressure tank for U4 |  | OPERATING | OPERATING | E224 | LTK0-1M0 | F40607004 |  | LTK0
LTK-H04QFB30CP010 | MAIN AIR TANK PRESSURE TRANSMITTER - CP010 |  | OPERATING | OPERATING | E224 | LTK0-1D0 | F40607004 |  | LTK0
LTK-H04QFB30CP020 | AUX AIR TANK PRESSURE TRANSMITTER - CP020 |  | OPERATING | OPERATING | E224 | LTK0-1D0 | F40607004 |  | LTK0
LTK-H04QFB30CP110 | MAIN AIR TANK PRESSURE SWITCH (7.70 MPa) - CP110 |  | OPERATING | OPERATING | E224 | LTK0-1D0 | F40607004 |  | LTK0
LTK-H04QFB30CP120 | MAIN AIR TANK PRESSURE SWITCH (7.55 MPa) - CP120 |  | OPERATING | OPERATING | E224 | LTK0-1D0 | F40607004 |  | LTK0
LTK-H04QFB30CP130 | MAIN AIR TANK PRESSURE SWITCH (7.20 MPa) - CP130 |  | OPERATING | OPERATING | E224 | LTK0-1D0 | F40607004 |  | LTK0
LTK-H04QFB30CP140 | MAIN AIR TANK PRESSURE SWITCH (7.00 MPa) - CP140 |  | OPERATING | OPERATING | E224 | LTK0-1D0 | F40607004 |  | LTK0
LTK-H04QFB30CP150 | MAIN AIR TANK PRESSURE SWITCH (5.80 MPa) - CP150 |  | OPERATING | OPERATING | E224 | LTK0-1D0 | F40607004 |  | LTK0
LTK-H04QFB30CP160 | AUX AIR TANK PRESSURE SWITCH (2.40 MPa) - CP160 |  | OPERATING | OPERATING | E224 | LTK0-1D0 | F40607004 |  | LTK0
LTK-H04QFB30CP170 | AUX AIR TANK PRESSURE SWITCH (1.80 MPa) - CP170 |  | OPERATING | OPERATING | E224 | LTK0-1D0 | F40607004 |  | LTK0
LTK-H04QFB30CP310 | MAIN AIR TANK NO.1 PRESSURE GAUGE - CP310 |  | OPERATING | OPERATING | E224 | LTK0-1D0 | F40607004 |  | LTK0
LTK-H04QFB30CP320 | MAIN AIR TANK NO.2 PRESSURE GAUGE - CP320 |  | OPERATING | OPERATING | E224 | LTK0-1D0 | F40607004 |  | LTK0
LTK-H04QFB30CP330 | AUX AIR TANK PRESSURE GAUGE - CP330 |  | OPERATING | OPERATING | E224 | LTK0-1D0 | F40607004 |  | LTK0
LTK-H04QFB31 | AIR Pressure System 2 |  | OPERATING | OPERATING | E224 | LTK0-1M0 | F40607004 |  | LTK0
LTK-H04QFB31AA011 | Shut off valve-normally opened |  | OPERATING | OPERATING | E224 | LTK0-1M0 | F40607004 |  | LTK0
LTK-H04QFB31AA015 | 3/2-Way solenoid valve |  | OPERATING | OPERATING | E224 | LTK0-1D0 | F40607004 |  | LTK0
LTK-H04QFB31AA018 | Check valve |  | OPERATING | OPERATING | E224 | LTK0-1M0 | F40607004 |  | LTK0
LTK-H04QFB31AA019 | Shut off valve-normally opened |  | OPERATING | OPERATING | E224 | LTK0-1M0 | F40607004 |  | LTK0
LTK-H04QFB31AA021 | Shut off valve-normally closed |  | OPERATING | OPERATING | E224 | LTK0-1M0 | F40607004 |  | LTK0
LTK-H04QFB31AA025 | Check valve |  | OPERATING | OPERATING | E224 | LTK0-1M0 | F40607004 |  | LTK0
LTK-H04QFB31AA029 | Shut off valve-normally opened |  | OPERATING | OPERATING | E224 | LTK0-1M0 | F40607004 |  | LTK0
LTK-H04QFB31AA030 | SHUTOFF VALVE 4QFB31AA030 |  | OPERATING | OPERATING | E224 | LTK0-1M2 | F40607004 |  | LTK0
LTK-H04QFB31AA031 | Pressure reducing valve |  | OPERATING | OPERATING | E224 | LTK0-1M0 | F40607004 |  | LTK0
LTK-H04QFB31AA035 | Shut off valve-normally opened |  | OPERATING | OPERATING | E224 | LTK0-1M0 | F40607004 |  | LTK0
LTK-H04QFB31AA036 | Shut off valve-normally opened |  | OPERATING | OPERATING | E224 | LTK0-1M0 | F40607004 |  | LTK0
LTK-H04QFB31AA301 | Shut off valve-normally opened |  | OPERATING | OPERATING | E224 | LTK0-1M0 | F40607004 |  | LTK0
LTK-H04QFB31AA401 | Shut off valve-normally closed |  | OPERATING | OPERATING | E224 | LTK0-1M0 | F40607004 |  | LTK0
LTK-H04QFB31AA701 | SAFETY VALVE |  | OPERATING | OPERATING | E224 | LTK0-1M0 | F40607004 |  | LTK0
LTK-H04QFB31AT100 | Filter or strainer |  | OPERATING | OPERATING | E224 | LTK0-1M0 | F40607004 |  | LTK0
LTK-H04QFB31BB010 | Brake air tank |  | OPERATING | OPERATING | E224 | LTK0-1M0 | F40607004 |  | LTK0
LTK-H04QFB31CP010 | BRAKE AIR TANK PRESSURE TRANSMITTER - CP010 |  | OPERATING | OPERATING | E224 | LTK0-1D0 | F40607004 |  | LTK0
LTK-H04QFB31CP110 | BRAKE AIR TANK PRESSURE SWITCH (0.80 MPa) - CP110 |  | OPERATING | OPERATING | E224 | LTK0-1D0 | F40607004 |  | LTK0
LTK-H04QFB31CP120 | BRAKE AIR TANK PRESSURE SWITCH (0.70 MPa) - CP120 |  | OPERATING | OPERATING | E224 | LTK0-1D0 | F40607004 |  | LTK0
LTK-H04QFB31CP301 | BRAKE AIR TANK PRESSURE GAUGE - CP301 |  | OPERATING | OPERATING | E224 | LTK0-1D0 | F40607004 |  | LTK0
LTK-H04QFB32 | AIR Pressure System 3 |  | OPERATING | OPERATING | E224 | LTK0-1M0 | F40607004 |  | LTK0
LTK-H04QFB32AA011 | Shut off valve-normally opened |  | OPERATING | OPERATING | E224 | LTK0-1M0 | F40607004 |  | LTK0
LTK-H04QFB32AA015 | 3/2-Way solenoid valve |  | OPERATING | OPERATING | E224 | LTK0-1D0 | F40607004 |  | LTK0
LTK-H04QFB32AA018 | Check valve |  | OPERATING | OPERATING | E224 | LTK0-1M0 | F40607004 |  | LTK0
LTK-H04QFB32AA019 | Shut off valve-normally opened |  | OPERATING | OPERATING | E224 | LTK0-1M0 | F40607004 |  | LTK0
LTK-H04QFB32AA021 | Shut off valve-normally closed |  | OPERATING | OPERATING | E224 | LTK0-1M0 | F40607004 |  | LTK0
LTK-H04QFB32AA025 | Check valve |  | OPERATING | OPERATING | E224 | LTK0-1M0 | F40607004 |  | LTK0
LTK-H04QFB32AA029 | Shut off valve-normally opened |  | OPERATING | OPERATING | E224 | LTK0-1M0 | F40607004 |  | LTK0
LTK-H04QFB32AA031 | Pressure reducing valve |  | OPERATING | OPERATING | E224 | LTK0-1M0 | F40607004 |  | LTK0
LTK-H04QFB32AA035 | Shut off valve-normally opened |  | OPERATING | OPERATING | E224 | LTK0-1M0 | F40607004 |  | LTK0
LTK-H04QFB32AA036 | Shut off valve-normally opened |  | OPERATING | OPERATING | E224 | LTK0-1M0 | F40607004 |  | LTK0
LTK-H04QFB32AA301 | Shut off valve-normally opened |  | OPERATING | OPERATING | E224 | LTK0-1M0 | F40607004 |  | LTK0
LTK-H04QFB32AA401 | Shut off valve-normally closed |  | OPERATING | OPERATING | E224 | LTK0-1M0 | F40607004 |  | LTK0
LTK-H04QFB32AA701 | SAFETY VALVE |  | OPERATING | OPERATING | E224 | LTK0-1M0 | F40607004 |  | LTK0
LTK-H04QFB32AT100 | Filter or strainer |  | OPERATING | OPERATING | E224 | LTK0-1M0 | F40607004 |  | LTK0
LTK-H04QFB32BB010 | Maintenence Seal Air Tank |  | OPERATING | OPERATING | E224 | LTK0-1M2 | F406094 |  | LTK0
LTK-H04QFB32CP010 | MAINTENANCE SEAL AIR TANK PRESSURE TRANSMITTER - CP010 |  | OPERATING | OPERATING | E224 | LTK0-1D0 | F40607004 |  | LTK0
LTK-H04QFB32CP110 | MAINTENANCE SEAL AIR TANK PRESSURE SWITCH (1.20 MPa) - CP110 |  | OPERATING | OPERATING | E224 | LTK0-1D0 | F40607004 |  | LTK0
LTK-H04QFB32CP120 | MAINTENANCE SEAL AIR TANK PRESSURE SWITCH (1.10 MPa) - CP120 |  | OPERATING | OPERATING | E224 | LTK0-1D0 | F40607004 |  | LTK0
LTK-H04QFB32CP301 | MAINTENANCE SEAL AIR TANK PRESSURE GAUGE - CP301 |  | OPERATING | OPERATING | E224 | LTK0-1D0 | F40607004 |  | LTK0
LTK-H04QFB33 | AIR Pressure System 4 |  | OPERATING | OPERATING | E224 | LTK0-1M0 | F40607004 |  | LTK0
LTK-H04QFB33AA011 | Shut off valve-normally opened |  | OPERATING | OPERATING | E224 | LTK0-1M0 | F40607004 |  | LTK0
LTK-H04QFB33AA015 | 3/2-Way solenoid valve |  | OPERATING | OPERATING | E224 | LTK0-1D0 | F40607004 |  | LTK0
LTK-H04QFB33AA018 | Check valve |  | OPERATING | OPERATING | E224 | LTK0-1M0 | F40607004 |  | LTK0
LTK-H04QFB33AA019 | Shut off valve-normally opened |  | OPERATING | OPERATING | E224 | LTK0-1M0 | F40607004 |  | LTK0
LTK-H04QFB33AA021 | Shut off valve-normally closed |  | OPERATING | OPERATING | E224 | LTK0-1M0 | F40607004 |  | LTK0
LTK-H04QFB33AA025 | Check valve |  | OPERATING | OPERATING | E224 | LTK0-1M0 | F40607004 |  | LTK0
LTK-H04QFB33AA029 | Shut off valve-normally opened |  | OPERATING | OPERATING | E224 | LTK0-1M0 | F40607004 |  | LTK0
LTK-H04QFB33AA031 | Pressure reducing valve |  | OPERATING | OPERATING | E224 | LTK0-1M0 | F40607004 |  | LTK0
LTK-H04QFB33AA035 | Shut off valve-normally opened |  | OPERATING | OPERATING | E224 | LTK0-1M0 | F40607004 |  | LTK0
LTK-H04QFB33AA301 | Shut off valve-normally opened |  | OPERATING | OPERATING | E224 | LTK0-1M0 | F40607004 |  | LTK0
LTK-H04QFB33AA401 | Shut off valve-normally closed |  | OPERATING | OPERATING | E224 | LTK0-1M0 | F40607004 |  | LTK0
LTK-H04QFB33AA701 | SAFETY VALVE |  | OPERATING | OPERATING | E224 | LTK0-1M0 | F40607004 |  | LTK0
LTK-H04QFB33AT100 | Filter or strainer |  | OPERATING | OPERATING | E224 | LTK0-1M0 | F40607004 |  | LTK0
LTK-H04QFB33BB010 | Service air tank for unit#4 |  | OPERATING | OPERATING | E224 | LTK0-1M2 | F406094 |  | LTK0
LTK-H04QFB33CP010 | SERVICE AIR TANK PRESSURE TRANSMITTER - CP010 |  | OPERATING | OPERATING | E224 | LTK0-1D0 | F40607004 |  | LTK0
LTK-H04QFB33CP110 | SERVICE AIR TANK PRESSURE SWITCH (0.75 MPa) - CP110 |  | OPERATING | OPERATING | E224 | LTK0-1D0 | F40607004 |  | LTK0
LTK-H04QFB33CP120 | SERVICE AIR TANK PRESSURE SWITCH (0.55 MPa) - CP120 |  | OPERATING | OPERATING | E224 | LTK0-1D0 | F40607004 |  | LTK0
LTK-H04QFB33CP301 | SERVICE AIR TANK PRESSURE GAUGE - CP301 |  | OPERATING | OPERATING | E224 | LTK0-1D0 | F40607004 |  | LTK0
LTK-H04S | ANCILLARY STSTEMS |  | OPERATING | OPERATING | E224 | LTK0-1M2 | F406070 |  | LTK0
LTK-H04SG | STATIONARY FIRE PROTECTION SYSTEMS |  | OPERATING | OPERATING | E224 | LTK0-1M2 | F406070 |  | LTK0
LTK-H04SGA | FIRE FIGHTING SYSTEM |  | OPERATING | OPERATING | E224 | LTK0-1M2 | F406070 |  | LTK0
LTK-H04SGC01GH001 | TRANSFORMER FIRE EXTINGUISHER SYSTEM |  | OPERATING | OPERATING | E224 | LTK0-1D0 | F40607004 |  | LTK0
LTK-H04SGC01GH002 | TRANSFORMER FIRE PROTECTION SYSTEM (SERGI) |  | OPERATING | OPERATING | E224 |  | F40607004 |  | LTK0
LTK-H04SGC10AA001 | KG4A FIRE EXTINGUISGER - SOLINOID DRIVE DELUGE VALVE NO.1 |  | OPERATING | OPERATING | E224 |  | F40607004 |  | LTK0
LTK-H04SGC10AA002 | KG4A FIRE EXTINGUISGER - SOLINOID DRIVE DELUGE VALVE NO.2 |  | OPERATING | OPERATING | E224 |  | F40607004 |  | LTK0
LTK-H04SGC10AA010 | WATER SUPPLY FROM FIRE EXTINGUISHER STRAINER |  | OPERATING | OPERATING | E224 | LTK0-1M2 | F406094 |  | LTK0
LTK-H04SGC10AA015 | WATER SUPPLY FOR FIRE EXTINGUISHER SYSTEM |  | OPERATING | OPERATING | E224 | LTK0-1M2 | F406094 |  | LTK0
LTK-H04SGC10AA016 | WATER SUPPLY FOR GEN. DELUGE VALVE |  | OPERATING | OPERATING | E224 | LTK0-1M2 | F406094 |  | LTK0
LTK-H04SGC10AA020 | GEN. ROOM DELUGE VALVE SET |  | OPERATING | OPERATING | E224 | LTK0-1M2 | F406070 |  | LTK0
LTK-H04SGC10AA021 | WATER DISCHARGE FROM GEN. DELUGE VALVE |  | OPERATING | OPERATING | E224 | LTK0-1M2 | F406094 |  | LTK0
LTK-H04SGC10CP001 | KG4A FIRE EXTINGUISGER WATER SUPPLY LINE PRESSURE GAUGE - CP001 |  | OPERATING | OPERATING | E224 |  | F40607004 |  | LTK0
LTK-H04SGC10CP002 | KG4A FIRE EXTINGUISGER WATER SUPPLY DELUGE PRESSURE GAUGE - CP002 |  | OPERATING | OPERATING | E224 |  | F40607004 |  | LTK0
LTK-H04SGC10CP003 | KG4A FIRE EXTINGUISGER WATER DISCHARGE PRESSURE SWITCH - CP003 |  | OPERATING | OPERATING | E224 |  | F40607004 |  | LTK0
LTK-H04SGC10HD001 | KG4A FIRE EXTINGUISHER - HEAT DETECTOR NO.1 |  | OPERATING | OPERATING | E224 |  | F40607004 |  | LTK0
LTK-H04SGC10HD002 | KG4A FIRE EXTINGUISHER - HEAT DETECTOR NO.2 |  | OPERATING | OPERATING | E224 |  | F40607004 |  | LTK0
LTK-H04SGC10HD003 | KG4A FIRE EXTINGUISHER - HEAT DETECTOR NO.3 |  | OPERATING | OPERATING | E224 |  | F40607004 |  | LTK0
LTK-H04SGC10HD004 | KG4A FIRE EXTINGUISHER - HEAT DETECTOR NO.4 |  | OPERATING | OPERATING | E224 |  | F40607004 |  | LTK0
LTK-H04SGC10HD005 | KG4A FIRE EXTINGUISHER - HEAT DETECTOR NO.5 |  | OPERATING | OPERATING | E224 |  | F40607004 |  | LTK0
LTK-H04SGC10HD006 | KG4A FIRE EXTINGUISHER - HEAT DETECTOR NO.6 |  | OPERATING | OPERATING | E224 |  | F40607004 |  | LTK0
LTK-H04SGC10HD007 | KG4A FIRE EXTINGUISHER - HEAT DETECTOR NO.7 |  | OPERATING | OPERATING | E224 |  | F40607004 |  | LTK0
LTK-H04SGC10HD008 | KG4A FIRE EXTINGUISHER - HEAT DETECTOR NO.8 |  | OPERATING | OPERATING | E224 |  | F40607004 |  | LTK0
LTK-H04SGO01GH002 | (ยกเลิกแก้ไขเป็น LTK-H04BAT01GH003)TRANSFORMER FIRE PROTECTION SYSTEM (SERGI) |  | OPERATING | INACTIVE | E224 | LTK0-1D0 | F40607004 |  | LTK0
LTK-H04U | Structures |  | OPERATING | OPERATING | E224 | LTK0-1M0 | F40607004 |  | LTK0
LTK-H04UAS | STRUCTURE FOR GRID AND DISTRIBUTION SYST |  | OPERATING | OPERATING | E224 | LTK0-1M0 | F40607004 |  | LTK0
LTK-H04UAS10 | 43-25 not use status |  | OPERATING | OPERATING | E224 | LTK0-1D0 | F40607004 |  | LTK0
LTK-H04UAS11 | Automatic Synchronizer |  | OPERATING | OPERATING | E224 | LTK0-1D0 | F40607004 |  | LTK0
LTK-H04UAS12 | Automatic Synchronizer input on |  | OPERATING | OPERATING | E224 | LTK0-1D0 | F40607004 |  | LTK0
LTK-H04UAS13 | 43-25 use status |  | OPERATING | OPERATING | E224 | LTK0-1D0 | F40607004 |  | LTK0
LTK-H04UAS14 | PHASE RELAY GEN. SIDE |  | OPERATING | OPERATING | E224 | LTK0-1D0 | F40607004 |  | LTK0
LTK-H04UAS15 | PHASE RELAY PUMP SIDE |  | OPERATING | OPERATING | E224 | LTK0-1D0 | F40607004 |  | LTK0
LTK-H04UAS16 | SPEED MATCH CONTROL |  | OPERATING | OPERATING | E224 | LTK0-1D0 | F40607004 |  | LTK0
LTK-H04UAS17 | speed match control lower |  | OPERATING | OPERATING | E224 | LTK0-1D0 | F40607004 |  | LTK0
LTK-H04UAS18 | speed match control raise |  | OPERATING | OPERATING | E224 | LTK0-1D0 | F40607004 |  | LTK0
LTK-H12 | LAM TAKONG HYDRO POWER PLANT UNIT 1-2 |  | OPERATING | OPERATING | E220 | LTK0-1D0 | F40607000 |  | LTK0
LTK-H12A | GRID AND DISTRIBUTION |  | OPERATING | OPERATING | E220 | LTK0-1D0 | F40607000 |  | LTK0
LTK-H12AD | 220 (245) KV SYSTEMS |  | OPERATING | OPERATING | E220 | LTK0-1D0 | F40607000 |  | LTK0
LTK-H12ADA | 230 KV SYSTEMS |  | OPERATING | OPERATING | E220 | LTK0-1D0 | F40607000 |  | LTK0
LTK-H12ADA10 | 230KV. TIE BUS |  | OPERATING | OPERATING | E220 | LTK0-1D0 | F40607000 |  | LTK0
LTK-H12ADA10GS100 | BKR.LTK 80002, TIE BUS |  | OPERATING | OPERATING | E220 | LTK0-1D0 | F40607000 |  | LTK0
LTK-H12ADA10GS200 | DS.LTK 80006, TIE BUS |  | OPERATING | OPERATING | E220 | LTK0-1D0 | F40607000 |  | LTK0
LTK-H12ADA10GS201 | DS.LTK 80007, TIE BUS |  | OPERATING | OPERATING | E220 | LTK0-1D0 | F40607000 |  | LTK0
LTK-H12ADA10GS202 | DS.LTK 80004GA, EARTH SW, TIE BUS |  | OPERATING | OPERATING | E220 | LTK0-1D0 | F40607000 |  | LTK0
LTK-H12ADA10GS203 | DS.LTK 80004GB, EARTH SW, TIE BUS |  | OPERATING | OPERATING | E220 | LTK0-1D0 | F40607000 |  | LTK0
LTK-H12ADA10GS204 | DS.LTK 80004GC, EARTH SW (HSG), TIE BUS |  | OPERATING | OPERATING | E220 | LTK0-1D0 | F40607000 |  | LTK0
LTK-H12ADA11 | 230KV. BAY 1: NR2-LTK NO.1 |  | OPERATING | OPERATING | E220 | LTK0-1D0 | F40607000 |  | LTK0
LTK-H12ADA11GS100 | BKR. LTK80012, LTK-NR2 LINE NO.1 |  | OPERATING | OPERATING | E220 | LTK0-1D0 | F40607000 |  | LTK0
LTK-H12ADA11GS200 | DS. LTK 80016, LTK-NR2 LINE NO.1 |  | OPERATING | OPERATING | E220 | LTK0-1D0 | F40607000 |  | LTK0
LTK-H12ADA11GS201 | DS. LTK 80017, LTK-NR2 LINE NO.1 |  | OPERATING | OPERATING | E220 | LTK0-1D0 | F40607000 |  | LTK0
LTK-H12ADA11GS202 | DS.LTK 80014, LTK-NR2 LINE NO.1 |  | OPERATING | OPERATING | E220 | LTK0-1D0 | F40607000 |  | LTK0
LTK-H12ADA11GS203 | DS.LTK 80014GA, EARTH SW, LTK-NR2 LINE 1 |  | OPERATING | OPERATING | E220 | LTK0-1D0 | F40607000 |  | LTK0
LTK-H12ADA11GS204 | DS.LTK 80014GB, EARTH SW, LTK-NR2 LINE 1 |  | OPERATING | OPERATING | E220 | LTK0-1D0 | F40607000 |  | LTK0
LTK-H12ADA11GS205 | DS.LTK 80014GC, E SW(HSG),LTK-NR2 LINE 1 |  | OPERATING | OPERATING | E220 | LTK0-1D0 | F40607000 |  | LTK0
LTK-H12ADA11GS500 | Wave tap phase A LTK-NR2 LINE NO.1 |  | OPERATING | OPERATING | E220 | LTK0-1D0 | F40607000 |  | LTK0
LTK-H12ADA11GS501 | Wave tap phase B LTK-NR2 LINE NO.1 |  | OPERATING | OPERATING | E220 | LTK0-1D0 | F40607000 |  | LTK0
LTK-H12ADA11GS502 | Wave tap phase C LTK-NR2 LINE NO.1 |  | OPERATING | OPERATING | E220 | LTK0-1D0 | F40607000 |  | LTK0
LTK-H12ADA12 | 230KV. BAY 2: GENERATOR UNIT # 1 |  | OPERATING | OPERATING | E220 | LTK0-1D0 | F40607000 |  | LTK0
LTK-H12ADA12GS100 | BKR.LTK 80022 TRANSFORMER NO.1 (KG1A) |  | OPERATING | OPERATING | E220 | LTK0-1D0 | F40607000 |  | LTK0
LTK-H12ADA12GS200 | DS.LTK 80026, LTK-NR2 LINE NO.1 |  | OPERATING | OPERATING | E220 | LTK0-1D0 | F40607000 |  | LTK0
LTK-H12ADA12GS201 | DS.LTK 80027, LTK-NR2 LINE NO.1 |  | OPERATING | OPERATING | E220 | LTK0-1D0 | F40607000 |  | LTK0
LTK-H12ADA12GS202 | DS.LTK 80024, LTK-NR2 LINE NO.1 |  | OPERATING | OPERATING | E220 | LTK0-1D0 | F40607000 |  | LTK0
LTK-H12ADA12GS203 | DS.LTK 80024GA, EARTH SW, LTK-NR2 LINE 1 |  | OPERATING | OPERATING | E220 | LTK0-1D0 | F40607000 |  | LTK0
LTK-H12ADA12GS204 | DS.LTK 80024GB, EARTH SW, LTK-NR2 LINE 1 |  | OPERATING | OPERATING | E220 | LTK0-1D0 | F40607000 |  | LTK0
LTK-H12ADA12GS205 | DS.LTK 80024GC, E SW(HSG),LTK-NR2 LINE 1 |  | OPERATING | OPERATING | E220 | LTK0-1D0 | F40607000 |  | LTK0
LTK-H12ADA13 | 230KV. BAY 3: NR2-LTK NO.2 |  | OPERATING | OPERATING | E220 | LTK0-1D0 | F40607000 |  | LTK0
LTK-H12ADA13GS100 | BKR. LTK 80032, LTK-NR2 LINE NO.2 |  | OPERATING | OPERATING | E220 | LTK0-1D0 | F40607000 |  | LTK0
LTK-H12ADA13GS200 | DS. LTK 80036, LTK-NR2 LINE NO.2 |  | OPERATING | OPERATING | E220 | LTK0-1D0 | F40607000 |  | LTK0
LTK-H12ADA13GS201 | DS. LTK 80037, LTK-NR2 LINE NO.2 |  | OPERATING | OPERATING | E220 | LTK0-1D0 | F40607000 |  | LTK0
LTK-H12ADA13GS202 | DS. LTK 80034, LTK-NR2 LINE NO.2 |  | OPERATING | OPERATING | E220 | LTK0-1D0 | F40607000 |  | LTK0
LTK-H12ADA13GS203 | DS.LTK 80034GA, EARTH SW, LTK-NR2 LINE 2 |  | OPERATING | OPERATING | E220 | LTK0-1D0 | F40607000 |  | LTK0
LTK-H12ADA13GS204 | DS.LTK 80034GB, EARTH SW, LTK-NR2 LINE 2 |  | OPERATING | OPERATING | E220 | LTK0-1D0 | F40607000 |  | LTK0
LTK-H12ADA13GS205 | DS.LTK 80034GC, E SW(HSG),LTK-NR2 LINE 2 |  | OPERATING | OPERATING | E220 | LTK0-1D0 | F40607000 |  | LTK0
LTK-H12ADA13GS500 | Wave tap phase A LTK-NR2 LINE NO.2 |  | OPERATING | OPERATING | E220 | LTK0-1D0 | F40607000 |  | LTK0
LTK-H12ADA13GS501 | Wave tap phase B LTK-NR2 LINE NO.2 |  | OPERATING | OPERATING | E220 | LTK0-1D0 | F40607000 |  | LTK0
LTK-H12ADA13GS502 | Wave tap phase C LTK-NR2 LINE NO.2 |  | OPERATING | OPERATING | E220 | LTK0-1D0 | F40607000 |  | LTK0
LTK-H12ADA14 | 230KV. BAY 4: GENERATOR UNIT # 2 |  | OPERATING | OPERATING | E220 | LTK0-1D0 | F40607000 |  | LTK0
LTK-H12ADA14GS100 | BKR. LTK 80042 TRANSFORMER NO.2 (KG2A) |  | OPERATING | OPERATING | E220 | LTK0-1D0 | F40607000 |  | LTK0
LTK-H12ADA14GS200 | DS.LTK 80046, LTK-NR2 LINE NO.2 |  | OPERATING | OPERATING | E220 | LTK0-1D0 | F40607000 |  | LTK0
LTK-H12ADA14GS201 | DS.LTK 80047, LTK-NR2 LINE NO.2 |  | OPERATING | OPERATING | E220 | LTK0-1D0 | F40607000 |  | LTK0
LTK-H12ADA14GS202 | DS.LTK 80044, LTK-NR2 LINE NO.2 |  | OPERATING | OPERATING | E220 | LTK0-1D0 | F40607000 |  | LTK0
LTK-H12ADA14GS203 | DS.LTK 80044GA, EARTH SW, LTK-NR2 LINE 2 |  | OPERATING | OPERATING | E220 | LTK0-1D0 | F40607000 |  | LTK0
LTK-H12ADA14GS204 | DS.LTK 80044GB, EARTH SW, LTK-NR2 LINE 2 |  | OPERATING | OPERATING | E220 | LTK0-1D0 | F40607000 |  | LTK0
LTK-H12ADA14GS205 | DS.LTK 80044GC, E SW(HSG),LTK-NR2 LINE 2 |  | OPERATING | OPERATING | E220 | LTK0-1D0 | F40607000 |  | LTK0
LTK-H12ADA15 | 230KV. BAY 5: SR2-LTK NO.1 |  | OPERATING | OPERATING | E220 | LTK0-1D0 | F40607000 |  | LTK0
LTK-H12ADA15GS100 | BKR.LTK 80052, LTK-SR2 LINE NO.1 |  | OPERATING | OPERATING | E220 | LTK0-1D0 | F40607000 |  | LTK0
LTK-H12ADA15GS200 | DS.LTK 80056, LTK-SR2 LINE NO.1 |  | OPERATING | OPERATING | E220 | LTK0-1D0 | F40607000 |  | LTK0
LTK-H12ADA15GS201 | DS.LTK 80057, LTK-SR2 LINE NO.1 |  | OPERATING | OPERATING | E220 | LTK0-1D0 | F40607000 |  | LTK0
LTK-H12ADA15GS202 | DS.LTK 80054, LTK-SR2 LINE NO.1 |  | OPERATING | OPERATING | E220 | LTK0-1D0 | F40607000 |  | LTK0
LTK-H12ADA15GS203 | DS.LTK 80054GA, EARTH SW, LTK-SR2 LINE 1 |  | OPERATING | OPERATING | E220 | LTK0-1D0 | F40607000 |  | LTK0
LTK-H12ADA15GS204 | DS.LTK 80054GB, EARTH SW, LTK-SR2 LINE 1 |  | OPERATING | OPERATING | E220 | LTK0-1D0 | F40607000 |  | LTK0
LTK-H12ADA15GS205 | DS.LTK 80054GC, E SW(HSG),LTK-SR2 LINE 1 |  | OPERATING | OPERATING | E220 | LTK0-1D0 | F40607000 |  | LTK0
LTK-H12ADA15GS500 | Wave tap phase A LTK-SR2 LINE NO.1 |  | OPERATING | OPERATING | E220 | LTK0-1D0 | F40607000 |  | LTK0
LTK-H12ADA15GS501 | Wave tap phase B LTK-SR2 LINE NO.1 |  | OPERATING | OPERATING | E220 | LTK0-1D0 | F40607000 |  | LTK0
LTK-H12ADA15GS502 | Wave tap phase C LTK-SR2 LINE NO.1 |  | OPERATING | OPERATING | E220 | LTK0-1D0 | F40607000 |  | LTK0
LTK-H12ADA17 | 230KV. BAY 7: SR2-LTK NO.2 |  | OPERATING | OPERATING | E220 | LTK0-1D0 | F40607000 |  | LTK0
LTK-H12ADA17GS100 | BKR.LTK 80072, LTK-SR2 LINE NO.2 |  | OPERATING | OPERATING | E220 | LTK0-1D0 | F40607000 |  | LTK0
LTK-H12ADA17GS200 | DS.LTK 80076, LTK-SR2 LINE NO.2 |  | OPERATING | OPERATING | E220 | LTK0-1D0 | F40607000 |  | LTK0
LTK-H12ADA17GS201 | DS.LTK 80077, LTK-SR2 LINE NO.2 |  | OPERATING | OPERATING | E220 | LTK0-1D0 | F40607000 |  | LTK0
LTK-H12ADA17GS202 | DS.LTK 80074, LTK-SR2 LINE NO.2 |  | OPERATING | OPERATING | E220 | LTK0-1D0 | F40607000 |  | LTK0
LTK-H12ADA17GS203 | DS.LTK 80074GA, EARTH SW, LTK-SR2 LINE 2 |  | OPERATING | OPERATING | E220 | LTK0-1D0 | F40607000 |  | LTK0
LTK-H12ADA17GS204 | DS.LTK 80074GB, EARTH SW, LTK-SR2 LINE 2 |  | OPERATING | OPERATING | E220 | LTK0-1D0 | F40607000 |  | LTK0
LTK-H12ADA17GS205 | DS.LTK 80074GC, E SW(HSG),LTK-SR2 LINE 2 |  | OPERATING | OPERATING | E220 | LTK0-1D0 | F40607000 |  | LTK0
LTK-H12ADA17GS500 | Wave tap phase A LTK-SR2 LINE NO.2 |  | OPERATING | OPERATING | E220 | LTK0-1D0 | F40607000 |  | LTK0
LTK-H12ADA17GS501 | Wave tap phase B LTK-SR2 LINE NO.2 |  | OPERATING | OPERATING | E220 | LTK0-1D0 | F40607000 |  | LTK0
LTK-H12ADA17GS502 | Wave tap phase C LTK-SR2 LINE NO.2 |  | OPERATING | OPERATING | E220 | LTK0-1D0 | F40607000 |  | LTK0
LTK-H12ADA30 | 230KV. BAY 8: GENERATOR UNIT # 3 |  | OPERATING | OPERATING | E220 | LTK0-1D0 | F40607000 |  | LTK0
LTK-H12ADA30GS100 | BKR.LTK 80082, TRANSFORMER NO.3 (KG3A) |  | OPERATING | OPERATING | E220 | LTK0-1D0 | F40607000 |  | LTK0
LTK-H12ADA30GS200 | DS.LTK 80086, TRANSFORMER NO.3 (KG3A) |  | OPERATING | OPERATING | E220 | LTK0-1D0 | F40607000 |  | LTK0
LTK-H12ADA30GS201 | DS.LTK 80087, TRANSFORMER NO.3 (KG3A) |  | OPERATING | OPERATING | E220 | LTK0-1D0 | F40607000 |  | LTK0
LTK-H12ADA30GS202 | DS.LTK 80084, TRANSFORMER NO.3 (KG3A) |  | OPERATING | OPERATING | E220 | LTK0-1D0 | F40607000 |  | LTK0
LTK-H12ADA30GS203 | DS.LTK 80084GA, EARTH SW, KG3A |  | OPERATING | OPERATING | E220 | LTK0-1D0 | F40607000 |  | LTK0
LTK-H12ADA30GS204 | DS.LTK 80084GB, EARTH SW, KG3A |  | OPERATING | OPERATING | E220 | LTK0-1D0 | F40607000 |  | LTK0
LTK-H12ADA30GS205 | DS.LTK 80084GC, EARTH SW(HSG), KG3A |  | OPERATING | OPERATING | E220 | LTK0-1D0 | F40607000 |  | LTK0
LTK-H12ADA30GS206 | BAY08 SEALING END |  | OPERATING | OPERATING | E220 | LTK0-1D0 | F40607000 |  | LTK0
LTK-H12ADA31 | 230KV. BAY 9: TL3-LTK NO.1 |  | OPERATING | OPERATING | E220 | LTK0-1D0 | F40607000 |  | LTK0
LTK-H12ADA31GS100 | BKR.LTK 80092, TRANSFORMER NO.4 (KG4A) |  | OPERATING | OPERATING | E220 | LTK0-1D0 | F40607000 |  | LTK0
LTK-H12ADA31GS200 | DS.LTK 80096, TRANSFORMER NO.4 (KG4A) |  | OPERATING | OPERATING | E220 | LTK0-1D0 | F40607000 |  | LTK0
LTK-H12ADA31GS201 | DS.LTK 80097, TRANSFORMER NO.4 (KG4A) |  | OPERATING | OPERATING | E220 | LTK0-1D0 | F40607000 |  | LTK0
LTK-H12ADA31GS202 | DS.LTK 80094, TRANSFORMER NO.4 (KG4A) |  | OPERATING | OPERATING | E220 | LTK0-1D0 | F40607000 |  | LTK0
LTK-H12ADA31GS203 | DS.LTK 80094GA, TRANSFORMER NO.4 (KG4A) |  | OPERATING | OPERATING | E220 | LTK0-1D0 | F40607000 |  | LTK0
LTK-H12ADA31GS204 | DS.LTK 80094GB, TRANSFORMER NO.4 (KG4A) |  | OPERATING | OPERATING | E220 | LTK0-1D0 | F40607000 |  | LTK0
LTK-H12ADA31GS205 | DS.LTK 80094GC, EARTH SW(HSG), KG4A |  | OPERATING | OPERATING | E220 | LTK0-1D0 | F40607000 |  | LTK0
LTK-H12ADA32 | 230KV. BAY 10: GENERATOR UNIT # 4 |  | OPERATING | OPERATING | E220 | LTK0-1D0 | F40607000 |  | LTK0
LTK-H12ADA32GS100 | BKR.LTK 80102, TRANSFORMER NO.4 (KG4A) |  | OPERATING | OPERATING | E220 | LTK0-1D0 | F40607000 |  | LTK0
LTK-H12ADA32GS200 | DS.LTK 80106, TRANSFORMER NO.4 (KG4A) |  | OPERATING | OPERATING | E220 | LTK0-1D0 | F40607000 |  | LTK0
LTK-H12ADA32GS201 | DS.LTK 80107, TRANSFORMER NO.4 (KG4A) |  | OPERATING | OPERATING | E220 | LTK0-1D0 | F40607000 |  | LTK0
LTK-H12ADA32GS202 | DS.LTK 80104, TRANSFORMER NO.4 (KG4A) |  | OPERATING | OPERATING | E220 | LTK0-1D0 | F40607000 |  | LTK0
LTK-H12ADA32GS203 | DS.LTK 80104GA, EARTH SW, KG4A |  | OPERATING | OPERATING | E220 | LTK0-1D0 | F40607000 |  | LTK0
LTK-H12ADA32GS204 | DS.LTK 80104GB, EARTH SW, KG4A |  | OPERATING | OPERATING | E220 | LTK0-1D0 | F40607000 |  | LTK0
LTK-H12ADA32GS205 | DS.LTK 80104GC, EARTH SW(HSG), KG4A |  | OPERATING | OPERATING | E220 | LTK0-1D0 | F40607000 |  | LTK0
LTK-H12ADA33 | 230KV. BAY 11: TL3-LTK NO.2 |  | OPERATING | OPERATING | E220 | LTK0-1D0 | F40607000 |  | LTK0
LTK-H12ADA33GS100 | BKR.LTK 80112, LTK-TL3 LINE NO.2 |  | OPERATING | OPERATING | E220 | LTK0-1D0 | F40607000 |  | LTK0
LTK-H12ADA33GS200 | DS.LTK 80116, LTK-TL3 LINE NO.2 |  | OPERATING | OPERATING | E220 | LTK0-1D0 | F40607000 |  | LTK0
LTK-H12ADA33GS201 | DS.LTK 80117, LTK-TL3 LINE NO.2 |  | OPERATING | OPERATING | E220 | LTK0-1D0 | F40607000 |  | LTK0
LTK-H12ADA33GS202 | DS.LTK 80114, LTK-TL3 LINE NO.2 |  | OPERATING | OPERATING | E220 | LTK0-1D0 | F40607000 |  | LTK0
LTK-H12ADA33GS203 | DS.LTK 80114GA, EARTH SW, LTK-TL3 LINE 2 |  | OPERATING | OPERATING | E220 | LTK0-1D0 | F40607000 |  | LTK0
LTK-H12ADA33GS204 | DS.LTK 80114GB, EARTH SW, LTK-TL3 LINE 2 |  | OPERATING | OPERATING | E220 | LTK0-1D0 | F40607000 |  | LTK0
LTK-H12ADA33GS205 | DS.LTK 80114GC,E SW(HSG), LTK-TL3 LINE 2 |  | OPERATING | OPERATING | E220 | LTK0-1D0 | F40607000 |  | LTK0
LTK-H12ADB | LTK-H12ADB |  | OPERATING | OPERATING | E220 | LTK0-1D0 | F40607000 |  | LTK0
LTK-H12ADB10 | LTK-H12ADB10 |  | OPERATING | OPERATING | E220 | LTK0-1D0 | F40607000 |  | LTK0
LTK-H12ADB10GS100 | 230 KV. BUS PROTECTION & ACCESSORIES |  | OPERATING | OPERATING | E220 | LTK0-1D0 | F40607000 |  | LTK0
LTK-H12ADB10GS101 | 230 KV. LINE PROTECTION & ACCESSORIES |  | OPERATING | OPERATING | E220 | LTK0-1D0 | F40607000 |  | LTK0
LTK-H12ADB10GS102 | 230 KV. TIE BUS & ACCESSORIES |  | OPERATING | OPERATING | E220 | LTK0-1D0 | F40607000 |  | LTK0
LTK-H12AR | PROTECTION GIS |  | OPERATING | OPERATING | E220 | LTK0-1D0 | F40607000 |  | LTK0
LTK-H12ARA | PROTECTION EQUIPMENT |  | OPERATING | OPERATING | E220 | LTK0-1D0 | F40607000 |  | LTK0
LTK-H12ARA20 | LTK-H12ARA20 |  | OPERATING | OPERATING | E220 | LTK0-1D0 | F40607000 |  | LTK0
LTK-H12ARA20GS100 | PROTECTION CUBICLE |  | OPERATING | OPERATING | E220 | LTK0-1D0 | F40607000 |  | LTK0
LTK-H12ARA20GS100-P01 | SF6 GAS PRESSURE DETECTOR |  | OPERATING | OPERATING | E220 | LTK0-1D0 | F40607000 |  | LTK0
LTK-H12AS | DECENTRALIZED PANELS AND CABINETS |  | OPERATING | OPERATING | E220 | LTK0-1D0 | F40607000 |  | LTK0
LTK-H12ASU | PANELS AND CABINETS FOR AUXILIARY EQUIPM |  | OPERATING | OPERATING | E220 | LTK0-1D0 | F40607000 |  | LTK0
LTK-H12ASU10 | LTK-H12ASU10 |  | OPERATING | OPERATING | E220 | LTK0-1D0 | F40607000 |  | LTK0
LTK-H12ASU10GH100 | LTK-H12ASU10GH100 |  | OPERATING | OPERATING | E220 | LTK0-1D0 | F40607000 |  | LTK0
LTK-H12ASU10GH100-H01 | INDICATING LAMP |  | OPERATING | OPERATING | E220 | LTK0-1D0 | F40607000 |  | LTK0
LTK-H12ASU10GH100-H10 | ANNUNCIATOR |  | OPERATING | OPERATING | E220 | LTK0-1D0 | F40607000 |  | LTK0
LTK-H12ASU10GH100-K01 | RELAY NO.1 TO NO. N |  | OPERATING | OPERATING | E220 | LTK0-1D0 | F40607000 |  | LTK0
LTK-H12ASU10GH100-K10 | RELAY |  | OPERATING | OPERATING | E220 | LTK0-1D0 | F40607000 |  | LTK0
LTK-H12ASU10GH100-U01 | PRINTED CIRCUIT CARD |  | OPERATING | OPERATING | E220 | LTK0-1D0 | F40607000 |  | LTK0
LTK-H12ASU10GH100-X02 | TERMINALS, PLUGS, SOCKETS |  | OPERATING | OPERATING | E220 | LTK0-1D0 | F40607000 |  | LTK0
LTK-H12ASU10GH100-Z01 | ACCESSORIES |  | OPERATING | OPERATING | E220 | LTK0-1D0 | F40607000 |  | LTK0
LTK-H12ASU10GH100-Z02 | FILTER FOR CUBICLE, CABLE TERMINATIONS |  | OPERATING | OPERATING | E220 | LTK0-1D0 | F40607000 |  | LTK0
LTK-H12ASU10GH101 | LCB/GIS, TIE BUS CUBICLE |  | OPERATING | OPERATING | E220 | LTK0-1D0 | F40607000 |  | LTK0
LTK-H12ASU10GH102 | I/O MODULE (SU200) |  | OPERATING | OPERATING | E220 | LTK0-1D0 | F40607000 |  | LTK0
LTK-H12ASU11 | LTK-H12ASU11 |  | OPERATING | OPERATING | E220 | LTK0-1D0 | F40607000 |  | LTK0
LTK-H12ASU11GH100 | I/O MODULE (SU200) |  | OPERATING | OPERATING | E220 | LTK0-1D0 | F40607000 |  | LTK0
LTK-H12ASU11GH100-H01 | INDICATING LAMP |  | OPERATING | OPERATING | E220 | LTK0-1D0 | F40607000 |  | LTK0
LTK-H12ASU11GH100-H10 | ANNUNCIATOR |  | OPERATING | OPERATING | E220 | LTK0-1D0 | F40607000 |  | LTK0
LTK-H12ASU11GH100-K01 | RELAY SET |  | OPERATING | OPERATING | E220 | LTK0-1D0 | F40607000 |  | LTK0
LTK-H12ASU11GH100-K10 | RELAY |  | OPERATING | OPERATING | E220 | LTK0-1D0 | F40607000 |  | LTK0
LTK-H12ASU11GH100-U01 | PRINTED CIRCUIT CARD |  | OPERATING | OPERATING | E220 | LTK0-1D0 | F40607000 |  | LTK0
LTK-H12ASU11GH100-X02 | TERMINALS, PLUGS, SOCKETS |  | OPERATING | OPERATING | E220 | LTK0-1D0 | F40607000 |  | LTK0
LTK-H12ASU11GH100-Z01 | ACCESSORIES |  | OPERATING | OPERATING | E220 | LTK0-1D0 | F40607000 |  | LTK0
LTK-H12ASU11GH100-Z02 | FILTER FOR CUBICLE, CABLE TERMINATIONS |  | OPERATING | OPERATING | E220 | LTK0-1D0 | F40607000 |  | LTK0
LTK-H12ASU11GH101 | LCB/GIS, NR2-LTK NO.1 CUBICLE |  | OPERATING | OPERATING | E220 | LTK0-1D0 | F40607000 |  | LTK0
LTK-H12ASU12 | LTK-H12ASU12 |  | OPERATING | OPERATING | E220 | LTK0-1D0 | F40607000 |  | LTK0
LTK-H12ASU12GH100 | I/O MODULE (SU200) |  | OPERATING | OPERATING | E220 | LTK0-1D0 | F40607000 |  | LTK0
LTK-H12ASU12GH100-H01 | INDICATING LAMP |  | OPERATING | OPERATING | E220 | LTK0-1D0 | F40607000 |  | LTK0
LTK-H12ASU12GH100-H10 | ANNUNCIATOR |  | OPERATING | OPERATING | E220 | LTK0-1D0 | F40607000 |  | LTK0
LTK-H12ASU12GH100-K01 | RELAY SET |  | OPERATING | OPERATING | E220 | LTK0-1D0 | F40607000 |  | LTK0
LTK-H12ASU12GH100-K10 | RELAY |  | OPERATING | OPERATING | E220 | LTK0-1D0 | F40607000 |  | LTK0
LTK-H12ASU12GH100-U01 | PRINTED CIRCUIT CARD |  | OPERATING | OPERATING | E220 | LTK0-1D0 | F40607000 |  | LTK0
LTK-H12ASU12GH100-X02 | TERMINALS, PLUGS, SOCKETS |  | OPERATING | OPERATING | E220 | LTK0-1D0 | F40607000 |  | LTK0
LTK-H12ASU12GH100-Z01 | ACCESSORIES |  | OPERATING | OPERATING | E220 | LTK0-1D0 | F40607000 |  | LTK0
LTK-H12ASU12GH100-Z02 | FILTER FOR CUBICLE, CABLE TERMINATIONS |  | OPERATING | OPERATING | E220 | LTK0-1D0 | F40607000 |  | LTK0
LTK-H12ASU12GH101 | LCB/GIS, TRANSFORMER U #1 (KG1A) CUBICLE |  | OPERATING | OPERATING | E220 | LTK0-1D0 | F40607000 |  | LTK0
LTK-H12ASU13 | LTK-H12ASU13 |  | OPERATING | OPERATING | E220 | LTK0-1D0 | F40607000 |  | LTK0
LTK-H12ASU13GH100 | I/O MODULE (SU200) |  | OPERATING | OPERATING | E220 | LTK0-1D0 | F40607000 |  | LTK0
LTK-H12ASU13GH100-H01 | INDICATING LAMP |  | OPERATING | OPERATING | E220 | LTK0-1D0 | F40607000 |  | LTK0
LTK-H12ASU13GH100-H10 | ANNUNCIATOR |  | OPERATING | OPERATING | E220 | LTK0-1D0 | F40607000 |  | LTK0
LTK-H12ASU13GH100-K01 | RELAY SET |  | OPERATING | OPERATING | E220 | LTK0-1D0 | F40607000 |  | LTK0
LTK-H12ASU13GH100-K10 | RELAY |  | OPERATING | OPERATING | E220 | LTK0-1D0 | F40607000 |  | LTK0
LTK-H12ASU13GH100-U01 | PRINTED CIRCUIT CARD |  | OPERATING | OPERATING | E220 | LTK0-1D0 | F40607000 |  | LTK0
LTK-H12ASU13GH100-X02 | TERMINALS, PLUGS, SOCKETS |  | OPERATING | OPERATING | E220 | LTK0-1D0 | F40607000 |  | LTK0
LTK-H12ASU13GH100-Z01 | ACCESSORIES |  | OPERATING | OPERATING | E220 | LTK0-1D0 | F40607000 |  | LTK0
LTK-H12ASU13GH100-Z02 | FILTER FOR CUBICLE, CABLE TERMINATIONS |  | OPERATING | OPERATING | E220 | LTK0-1D0 | F40607000 |  | LTK0
LTK-H12ASU13GH101 | LCB/GIS, NR2-LTK NO.2 CUBICLE |  | OPERATING | OPERATING | E220 | LTK0-1D0 | F40607000 |  | LTK0
LTK-H12ASU14 | LTK-H12ASU14 |  | OPERATING | OPERATING | E220 | LTK0-1D0 | F40607000 |  | LTK0
LTK-H12ASU14GH100 | I/O MODULE (SU200) |  | OPERATING | OPERATING | E220 | LTK0-1D0 | F40607000 |  | LTK0
LTK-H12ASU14GH100-H01 | INDICATING LAMP |  | OPERATING | OPERATING | E220 | LTK0-1D0 | F40607000 |  | LTK0
LTK-H12ASU14GH100-H10 | ANNUNCIATOR |  | OPERATING | OPERATING | E220 | LTK0-1D0 | F40607000 |  | LTK0
LTK-H12ASU14GH100-K01 | RELAY SET |  | OPERATING | OPERATING | E220 | LTK0-1D0 | F40607000 |  | LTK0
LTK-H12ASU14GH100-K10 | RELAY |  | OPERATING | OPERATING | E220 | LTK0-1D0 | F40607000 |  | LTK0
LTK-H12ASU14GH100-U01 | PRINTED CIRCUIT CARD |  | OPERATING | OPERATING | E220 | LTK0-1D0 | F40607000 |  | LTK0
LTK-H12ASU14GH100-X02 | TERMINALS, PLUGS, SOCKETS |  | OPERATING | OPERATING | E220 | LTK0-1D0 | F40607000 |  | LTK0
LTK-H12ASU14GH100-Z01 | ACCESSORIES |  | OPERATING | OPERATING | E220 | LTK0-1D0 | F40607000 |  | LTK0
LTK-H12ASU14GH100-Z02 | FILTER FOR CUBICLE, CABLE TERMINATIONS |  | OPERATING | OPERATING | E220 | LTK0-1D0 | F40607000 |  | LTK0
LTK-H12ASU14GH101 | LCB/GIS, TRANSFORMER U #2 (KG2A) CUBICLE |  | OPERATING | OPERATING | E220 | LTK0-1D0 | F40607000 |  | LTK0
LTK-H12ASU15 | LTK-H12ASU15 |  | OPERATING | OPERATING | E220 | LTK0-1D0 | F40607000 |  | LTK0
LTK-H12ASU15GH100 | I/O MODULE (SU200) |  | OPERATING | OPERATING | E220 | LTK0-1D0 | F40607000 |  | LTK0
LTK-H12ASU15GH100-H01 | INDICATING LAMP |  | OPERATING | OPERATING | E220 | LTK0-1D0 | F40607000 |  | LTK0
LTK-H12ASU15GH100-H10 | ANNUNCIATOR |  | OPERATING | OPERATING | E220 | LTK0-1D0 | F40607000 |  | LTK0
LTK-H12ASU15GH100-K01 | RELAY SET |  | OPERATING | OPERATING | E220 | LTK0-1D0 | F40607000 |  | LTK0
LTK-H12ASU15GH100-K10 | RELAY |  | OPERATING | OPERATING | E220 | LTK0-1D0 | F40607000 |  | LTK0
LTK-H12ASU15GH100-U01 | PRINTED CIRCUIT CARD |  | OPERATING | OPERATING | E220 | LTK0-1D0 | F40607000 |  | LTK0
LTK-H12ASU15GH100-X02 | TERMINALS, PLUGS, SOCKETS |  | OPERATING | OPERATING | E220 | LTK0-1D0 | F40607000 |  | LTK0
LTK-H12ASU15GH100-Z01 | ACCESSORIES |  | OPERATING | OPERATING | E220 | LTK0-1D0 | F40607000 |  | LTK0
LTK-H12ASU15GH100-Z02 | FILTER FOR CUBICLE, CABLE TERMINATIONS |  | OPERATING | OPERATING | E220 | LTK0-1D0 | F40607000 |  | LTK0
LTK-H12ASU15GH101 | LCB/GIS, SR2-LTK NO.1 CUBICLE |  | OPERATING | OPERATING | E220 | LTK0-1D0 | F40607000 |  | LTK0
LTK-H12ASU17 | LTK-H12ASU17 |  | OPERATING | OPERATING | E220 | LTK0-1D0 | F40607000 |  | LTK0
LTK-H12ASU17GH100 | I/O MODULE (SU200) |  | OPERATING | OPERATING | E220 | LTK0-1D0 | F40607000 |  | LTK0
LTK-H12ASU17GH100-H01 | INDICATING LAMP |  | OPERATING | OPERATING | E220 | LTK0-1D0 | F40607000 |  | LTK0
LTK-H12ASU17GH100-H10 | ANNUNCIATOR |  | OPERATING | OPERATING | E220 | LTK0-1D0 | F40607000 |  | LTK0
LTK-H12ASU17GH100-K01 | RELAY SET |  | OPERATING | OPERATING | E220 | LTK0-1D0 | F40607000 |  | LTK0
LTK-H12ASU17GH100-K10 | RELAY |  | OPERATING | OPERATING | E220 | LTK0-1D0 | F40607000 |  | LTK0
LTK-H12ASU17GH100-U01 | PRINTED CIRCUIT CARD |  | OPERATING | OPERATING | E220 | LTK0-1D0 | F40607000 |  | LTK0
LTK-H12ASU17GH100-X02 | TERMINALS, PLUGS, SOCKETS |  | OPERATING | OPERATING | E220 | LTK0-1D0 | F40607000 |  | LTK0
LTK-H12ASU17GH100-Z01 | ACCESSORIES |  | OPERATING | OPERATING | E220 | LTK0-1D0 | F40607000 |  | LTK0
LTK-H12ASU17GH100-Z02 | FILTER FOR CUBICLE, CABLE TERMINATIONS |  | OPERATING | OPERATING | E220 | LTK0-1D0 | F40607000 |  | LTK0
LTK-H12ASU17GH101 | LCB/ GIS, SR2-LTK NO.2 CUBICLE |  | OPERATING | OPERATING | E220 | LTK0-1D0 | F40607000 |  | LTK0
LTK-H12ASU20 | LTK-H12ASU20 |  | OPERATING | OPERATING | E220 | LTK0-1D0 | F40607000 |  | LTK0
LTK-H12ASU20GS100 | 230 KV. X-MAT CONTROL PANEL |  | OPERATING | OPERATING | E220 | LTK0-1D0 | F40607000 |  | LTK0
LTK-H12ASU20GS100-Z01 | 230 KV.CABLE & ACCESSOREIS (GIS.) |  | OPERATING | OPERATING | E220 | LTK0-1D0 | F40607000 |  | LTK0
LTK-H12ASU21 | LTK-H12ASU21 |  | OPERATING | OPERATING | E220 | LTK0-1D0 | F40607000 |  | LTK0
LTK-H12ASU21GS100 | 230 KV CONTROL CUBICLE |  | OPERATING | OPERATING | E220 | LTK0-1D0 | F40607000 |  | LTK0
LTK-H12ASU21GS100-D01 | PROGRAMABLE LOGIC CONTROLLER (PLC) NO. 1 |  | OPERATING | OPERATING | E220 | LTK0-1D0 | F40607000 |  | LTK0
LTK-H12ASU21GS100-D02 | PROGRAMABLE LOGIC CONTROLLER (PLC) NO. 2 |  | OPERATING | OPERATING | E220 | LTK0-1D0 | F40607000 |  | LTK0
LTK-H12ASU21GS100-D03 | PROGRAMABLE LOGIC CONTROLLER (PLC) NO. 3 |  | OPERATING | OPERATING | E220 | LTK0-1D0 | F40607000 |  | LTK0
LTK-H12ASU21GS100-G01 | POWER SUPPLY |  | OPERATING | OPERATING | E220 | LTK0-1D0 | F40607000 |  | LTK0
LTK-H12ASU21GS100-U01 | INTERFACE MODULE |  | OPERATING | OPERATING | E220 | LTK0-1D0 | F40607000 |  | LTK0
LTK-H12ASU21GS100-U02 | GPS MODULE |  | OPERATING | OPERATING | E220 | LTK0-1D0 | F40607000 |  | LTK0
LTK-H12ASU21GS101 | 230 KV I/O CUBICLE NO.1 |  | OPERATING | OPERATING | E220 | LTK0-1D0 | F40607000 |  | LTK0
LTK-H12ASU21GS101-U01 | SU200 NO. 1 |  | OPERATING | OPERATING | E220 | LTK0-1D0 | F40607000 |  | LTK0
LTK-H12ASU21GS101-U02 | SU200 NO. 2 |  | OPERATING | OPERATING | E220 | LTK0-1D0 | F40607000 |  | LTK0
LTK-H12ASU21GS101-U03 | SU200 NO. 3 |  | OPERATING | OPERATING | E220 | LTK0-1D0 | F40607000 |  | LTK0
LTK-H12ASU21GS101-X01 | ACCESSORIES |  | OPERATING | OPERATING | E220 | LTK0-1D0 | F40607000 |  | LTK0
LTK-H12ASU21GS102 | 230 KV I/O CUBICLE NO.2 |  | OPERATING | OPERATING | E220 | LTK0-1D0 | F40607000 |  | LTK0
LTK-H12ASU21GS102-U01 | SU200 NO. 1 |  | OPERATING | OPERATING | E220 | LTK0-1D0 | F40607000 |  | LTK0
LTK-H12ASU21GS102-U02 | SU200 NO. 2 |  | OPERATING | OPERATING | E220 | LTK0-1D0 | F40607000 |  | LTK0
LTK-H12ASU21GS102-U03 | SU200 NO. 3 |  | OPERATING | OPERATING | E220 | LTK0-1D0 | F40607000 |  | LTK0
LTK-H12ASU21GS102-X01 | ACCESSORIES |  | OPERATING | OPERATING | E220 | LTK0-1D0 | F40607000 |  | LTK0
LTK-H12ASU21GS103 | 230 KV I/O CUBICLE NO.3 |  | OPERATING | OPERATING | E220 | LTK0-1D0 | F40607000 |  | LTK0
LTK-H12ASU21GS103-U01 | SU200 NO. 1 |  | OPERATING | OPERATING | E220 | LTK0-1D0 | F40607000 |  | LTK0
LTK-H12ASU21GS103-U02 | SU200 NO. 2 |  | OPERATING | OPERATING | E220 | LTK0-1D0 | F40607000 |  | LTK0
LTK-H12ASU21GS103-U03 | SU200 NO. 3 |  | OPERATING | OPERATING | E220 | LTK0-1D0 | F40607000 |  | LTK0
LTK-H12ASU21GS103-X01 | ACCESSORIES |  | OPERATING | OPERATING | E220 | LTK0-1D0 | F40607000 |  | LTK0
LTK-H12ASU21GS104 | 230 KV I/O CUBICLE NO.4 |  | OPERATING | OPERATING | E220 | LTK0-1D0 | F40607000 |  | LTK0
LTK-H12ASU21GS104-U01 | SU200 NO. 1 |  | OPERATING | OPERATING | E220 | LTK0-1D0 | F40607000 |  | LTK0
LTK-H12ASU21GS104-U02 | SU200 NO. 2 |  | OPERATING | OPERATING | E220 | LTK0-1D0 | F40607000 |  | LTK0
LTK-H12ASU21GS104-U03 | SU200 NO. 3 |  | OPERATING | OPERATING | E220 | LTK0-1D0 | F40607000 |  | LTK0
LTK-H12ASU21GS104-X01 | ACCESSORIES |  | OPERATING | OPERATING | E220 | LTK0-1D0 | F40607000 |  | LTK0
LTK-H12ASU21GS105 | MARSHALLING CUBICLE |  | OPERATING | OPERATING | E220 | LTK0-1D0 | F40607000 |  | LTK0
LTK-H12ASU30 | LTK-H12ASU30 |  | OPERATING | OPERATING | E220 | LTK0-1D0 | F40607000 |  | LTK0
LTK-H12ASU30GH100 | I/O MODULE (SU200) |  | OPERATING | OPERATING | E220 | LTK0-1D0 | F40607000 |  | LTK0
LTK-H12ASU30GH100-H01 | INDICATING LAMP |  | OPERATING | OPERATING | E220 | LTK0-1D0 | F40607000 |  | LTK0
LTK-H12ASU30GH100-H10 | ANNUNCIATOR |  | OPERATING | OPERATING | E220 | LTK0-1D0 | F40607000 |  | LTK0
LTK-H12ASU30GH100-K01 | RELAY SET |  | OPERATING | OPERATING | E220 | LTK0-1D0 | F40607000 |  | LTK0
LTK-H12ASU30GH100-K10 | RELAY |  | OPERATING | OPERATING | E220 | LTK0-1D0 | F40607000 |  | LTK0
LTK-H12ASU30GH100-U01 | PRINTED CIRCUIT CARD |  | OPERATING | OPERATING | E220 | LTK0-1D0 | F40607000 |  | LTK0
LTK-H12ASU30GH100-X01 | ACCESSORIES |  | OPERATING | OPERATING | E220 | LTK0-1D0 | F40607000 |  | LTK0
LTK-H12ASU30GH100-X02 | TERMINALS, PLUGS, SOCKETS |  | OPERATING | OPERATING | E220 | LTK0-1D0 | F40607000 |  | LTK0
LTK-H12ASU30GH100-Z01 | FILTER FOR CUBICLE, CABLE TERMINATIONS |  | OPERATING | OPERATING | E220 | LTK0-1D0 | F40607000 |  | LTK0
LTK-H12ASU31 | LTK-H12ASU31 |  | OPERATING | OPERATING | E220 | LTK0-1D0 | F40607000 |  | LTK0
LTK-H12ASU31GH100 | I/O MODULE (SU200) |  | OPERATING | OPERATING | E220 | LTK0-1D0 | F40607000 |  | LTK0
LTK-H12ASU31GH100-H01 | INDICATING LAMP |  | OPERATING | OPERATING | E220 | LTK0-1D0 | F40607000 |  | LTK0
LTK-H12ASU31GH100-H10 | ANNUNCIATOR |  | OPERATING | OPERATING | E220 | LTK0-1D0 | F40607000 |  | LTK0
LTK-H12ASU31GH100-K01 | RELAY SET |  | OPERATING | OPERATING | E220 | LTK0-1D0 | F40607000 |  | LTK0
LTK-H12ASU31GH100-K10 | RELAY |  | OPERATING | OPERATING | E220 | LTK0-1D0 | F40607000 |  | LTK0
LTK-H12ASU31GH100-U01 | PRINTED CIRCUIT CARD |  | OPERATING | OPERATING | E220 | LTK0-1D0 | F40607000 |  | LTK0
LTK-H12ASU31GH100-X01 | ACCESSORIES |  | OPERATING | OPERATING | E220 | LTK0-1D0 | F40607000 |  | LTK0
LTK-H12ASU31GH100-X02 | TERMINALS, PLUGS, SOCKETS |  | OPERATING | OPERATING | E220 | LTK0-1D0 | F40607000 |  | LTK0
LTK-H12ASU31GH100-Z01 | FILTER FOR CUBICLE, CABLE TERMINATIONS |  | OPERATING | OPERATING | E220 | LTK0-1D0 | F40607000 |  | LTK0
LTK-H12ASU31GH101 | LCB/GIS, TL3-LTK NO.1 CUBICLE |  | OPERATING | OPERATING | E220 | LTK0-1D0 | F40607000 |  | LTK0
LTK-H12ASU32 | LTK-H12ASU32 |  | OPERATING | OPERATING | E220 | LTK0-1D0 | F40607000 |  | LTK0
LTK-H12ASU32GH100 | I/O MODULE (SU200) |  | OPERATING | OPERATING | E220 | LTK0-1D0 | F40607000 |  | LTK0
LTK-H12ASU32GH100-H01 | INDICATING LAMP |  | OPERATING | OPERATING | E220 | LTK0-1D0 | F40607000 |  | LTK0
LTK-H12ASU32GH100-H10 | ANNUNCIATOR |  | OPERATING | OPERATING | E220 | LTK0-1D0 | F40607000 |  | LTK0
LTK-H12ASU32GH100-K01 | RELAY SET |  | OPERATING | OPERATING | E220 | LTK0-1D0 | F40607000 |  | LTK0
LTK-H12ASU32GH100-K10 | RELAY |  | OPERATING | OPERATING | E220 | LTK0-1D0 | F40607000 |  | LTK0
LTK-H12ASU32GH100-U01 | PRINTED CIRCUIT CARD |  | OPERATING | OPERATING | E220 | LTK0-1D0 | F40607000 |  | LTK0
LTK-H12ASU32GH100-X01 | ACCESSORIES |  | OPERATING | OPERATING | E220 | LTK0-1D0 | F40607000 |  | LTK0
LTK-H12ASU32GH100-X02 | TERMINALS, PLUGS, SOCKETS |  | OPERATING | OPERATING | E220 | LTK0-1D0 | F40607000 |  | LTK0
LTK-H12ASU32GH100-Z01 | FILTER FOR CUBICLE, CABLE TERMINATIONS |  | OPERATING | OPERATING | E220 | LTK0-1D0 | F40607000 |  | LTK0
LTK-H12ASU32GH101 | LCB/GIS, TRANSFORMER U #4 (KG4A) CUBICLE |  | OPERATING | OPERATING | E220 | LTK0-1D0 | F40607000 |  | LTK0
LTK-H12ASU33 | LTK-H12ASU33 |  | OPERATING | OPERATING | E220 | LTK0-1D0 | F40607000 |  | LTK0
LTK-H12ASU33GH100 | I/O MODULE (SU200) |  | OPERATING | OPERATING | E220 | LTK0-1D0 | F40607000 |  | LTK0
LTK-H12ASU33GH100-H01 | INDICATING LAMP |  | OPERATING | OPERATING | E220 | LTK0-1D0 | F40607000 |  | LTK0
LTK-H12ASU33GH100-H10 | ANNUNCIATOR |  | OPERATING | OPERATING | E220 | LTK0-1D0 | F40607000 |  | LTK0
LTK-H12ASU33GH100-K01 | RELAY SET |  | OPERATING | OPERATING | E220 | LTK0-1D0 | F40607000 |  | LTK0
LTK-H12ASU33GH100-K10 | RELAY |  | OPERATING | OPERATING | E220 | LTK0-1D0 | F40607000 |  | LTK0
LTK-H12ASU33GH100-U01 | PRINTED CIRCUIT CARD |  | OPERATING | OPERATING | E220 | LTK0-1D0 | F40607000 |  | LTK0
LTK-H12ASU33GH100-X01 | ACCESSORIES |  | OPERATING | OPERATING | E220 | LTK0-1D0 | F40607000 |  | LTK0
LTK-H12ASU33GH100-X02 | TERMINALS, PLUGS, SOCKETS |  | OPERATING | OPERATING | E220 | LTK0-1D0 | F40607000 |  | LTK0
LTK-H12ASU33GH100-Z01 | FILTER FOR CUBICLE, CABLE TERMINATIONS |  | OPERATING | OPERATING | E220 | LTK0-1D0 | F40607000 |  | LTK0
LTK-H12ASU33GH101 | LCB/GIS, LTK-TL3 LINE NO.2 CUBICLE |  | OPERATING | OPERATING | E220 | LTK0-1D0 | F40607000 |  | LTK0
LTK-H12B | POWER TRANAMISSION AND AUXILIARY SUPPLY |  | OPERATING | OPERATING | E220 | LTK0-1D0 | F40607000 |  | LTK0
LTK-H12BB | MEDIUM -VOLTAGE DISTRIBUTION BOARDS |  | OPERATING | OPERATING | E220 | LTK0-1D0 | F40607000 |  | LTK0
LTK-H12BBA | UNIT 6.6 KV DISTRIBUTION BOARD A |  | OPERATING | OPERATING | E220 | LTK0-1D0 | F40607000 |  | LTK0
LTK-H12BBA10 | 6.6 KV SYSTEMS AT POWER HOUSE |  | OPERATING | OPERATING | E220 | LTK0-1D0 | F40607000 |  | LTK0
LTK-H12BBA10GS100 | 6.6 KV MEDIUM VOLTAGE BREAKER (652A) |  | OPERATING | OPERATING | E220 | LTK0-1D0 | F40607000 |  | LTK0
LTK-H12BBA10GS101 | 6.6 KV MEDIUM VOLTAGE BREAKER (652B) |  | OPERATING | OPERATING | E220 | LTK0-1D0 | F40607000 |  | LTK0
LTK-H12BBA10GS102 | 6.6 KV MEDIUM VOLTAGE BREAKER (652C) |  | OPERATING | OPERATING | E220 | LTK0-1D0 | F40607000 |  | LTK0
LTK-H12BBA10GS103 | 6.6 KV MEDIUM VOLTAGE BREAKER (652D) |  | OPERATING | OPERATING | E220 | LTK0-1D0 | F40607000 |  | LTK0
LTK-H12BBA10GS104 | 6.6 KV MEDIUM VOLTAGE BREAKER (652E) |  | OPERATING | OPERATING | E220 | LTK0-1D0 | F40607000 |  | LTK0
LTK-H12BBA10GS105 | 6.6 KV MEDIUM VOLTAGE BREAKER (652F) |  | OPERATING | OPERATING | E220 | LTK0-1D0 | F40607000 |  | LTK0
LTK-H12BBA10GS106 | 6.6 KV.BUS , CABLE & ACCESSORIES |  | OPERATING | OPERATING | E220 | LTK0-1D0 | F40607000 |  | LTK0
LTK-H12BBT | UNIT AUXILIARY TRANSFORMER |  | OPERATING | OPERATING | E220 | LTK0-1D0 | F40607000 |  | LTK0
LTK-H12BBT10 | 16.5/6.6 KV STATION TRANSFORMER 1 (KW1B) |  | OPERATING | OPERATING | E220 | LTK0-1D0 | F40607000 |  | LTK0
LTK-H12BBT10GS201 | 16.5 KV DS. 1691A (89SS): 01GEV001JS |  | OPERATING | OPERATING | E220 | LTK0-1D0 | F40607000 |  | LTK0
LTK-H12BBT10GT201 | 16.5/6.6 KV STATION TRANSFORMER 1 (KW1B) |  | OPERATING | OPERATING | E220 | LTK0-1D0 | F40607000 |  | LTK0
LTK-H12BBT10GT201-T01 | CT 500/5A KW1B: 01GEV009TI |  | OPERATING | OPERATING | E220 | LTK0-1D0 | F40607000 |  | LTK0
LTK-H12BBT10GT201-T02 | CT 500/5A KW1B: 01GEV010TI |  | OPERATING | OPERATING | E220 | LTK0-1D0 | F40607000 |  | LTK0
LTK-H12BBT10GT201-T03 | CT 500/5A KW1B: 01GEV011TI |  | OPERATING | OPERATING | E220 | LTK0-1D0 | F40607000 |  | LTK0
LTK-H12BBT10GT201-T04 | CT 500/5A KW1B: 01GEV012TI |  | OPERATING | OPERATING | E220 | LTK0-1D0 | F40607000 |  | LTK0
LTK-H12BBT10GT201-T05 | CT 500/5A KW1B: 01GEV013TI |  | OPERATING | OPERATING | E220 | LTK0-1D0 | F40607000 |  | LTK0
LTK-H12BBT10GT201-T06 | CT 500/5A KW1B: 01GEV014TI |  | OPERATING | OPERATING | E220 | LTK0-1D0 | F40607000 |  | LTK0
LTK-H12BBT20 | 16.5/6.6 KV STATION TRANSFORMER 2 (KW2B) |  | OPERATING | OPERATING | E220 | LTK0-1D0 | F40607000 |  | LTK0
LTK-H12BBT20GS202 | 16.5 KV DS. 1691B (89SS): 02GEV001JS |  | OPERATING | OPERATING | E220 | LTK0-1D0 | F40607000 |  | LTK0
LTK-H12BBT20GT202 | 16.5/6.6 KV STATION TRANSFORMER 2 (KW2B) |  | OPERATING | OPERATING | E220 | LTK0-1D0 | F40607000 |  | LTK0
LTK-H12BBT20GT202-T01 | CT 500/5A KW2B: 02GEV009TI |  | OPERATING | OPERATING | E220 | LTK0-1D0 | F40607000 |  | LTK0
LTK-H12BBT20GT202-T02 | CT 500/5A KW2B: 02GEV010TI |  | OPERATING | OPERATING | E220 | LTK0-1D0 | F40607000 |  | LTK0
LTK-H12BBT20GT202-T03 | CT 500/5A KW2B: 02GEV011TI |  | OPERATING | OPERATING | E220 | LTK0-1D0 | F40607000 |  | LTK0
LTK-H12BBT20GT202-T04 | CT 500/5A KW2B: 02GEV012TI |  | OPERATING | OPERATING | E220 | LTK0-1D0 | F40607000 |  | LTK0
LTK-H12BBT20GT202-T05 | CT 500/5A KW2B: 02GEV013TI |  | OPERATING | OPERATING | E220 | LTK0-1D0 | F40607000 |  | LTK0
LTK-H12BBT20GT202-T06 | CT 500/5A KW2B: 02GEV014TI |  | OPERATING | OPERATING | E220 | LTK0-1D0 | F40607000 |  | LTK0
LTK-H12BC | MEDIUM -VOLTAGE DISTRIBUTION BOARDS |  | OPERATING | OPERATING | E220 | LTK0-1D0 | F40607000 |  | LTK0
LTK-H12BCT | STATION SERVICE TRANSFORMER |  | OPERATING | OPERATING | E220 | LTK0-1D0 | F40607000 |  | LTK0
LTK-H12BCT10 | 22 KV SYSTEMS: AT UPPER POND |  | OPERATING | OPERATING | E220 | LTK0-1D0 | F40607000 |  | LTK0
LTK-H12BCT10GT100 | 22/0.4 KV 100KVA TRANSFORMER (KW10A) |  | OPERATING | OPERATING | E220 | LTK0-1D0 | F40607000 |  | LTK0
LTK-H12BCT10GT101 | 22 KV DROP OUT FUSE |  | OPERATING | OPERATING | E220 | LTK0-1D0 | F40607000 |  | LTK0
LTK-H12BCT10GT102 | 22 KV POWER CABLES |  | OPERATING | OPERATING | E220 | LTK0-1D0 | F40607000 |  | LTK0
LTK-H12BCT10GT103 | 22 KV ACCESSORIES |  | OPERATING | OPERATING | E220 | LTK0-1D0 | F40607000 |  | LTK0
LTK-H12BF | LOW VOLTAGE MAIN DISTRIBUTION |  | OPERATING | OPERATING | E220 | LTK0-1D0 | F40607000 |  | LTK0
LTK-H12BFA | UNIT 400V MAIN DISTRIBUTION BOARD A |  | OPERATING | OPERATING | E220 | LTK0-1D0 | F40607000 |  | LTK0
LTK-H12BFA10 | LV. DISTRIBUTION BOARD |  | OPERATING | OPERATING | E220 | LTK0-1D0 | F40607000 |  | LTK0
LTK-H12BFA10GS102 | LV. DISTRIBUTION BOARD(ACB5&NFB5): PH |  | OPERATING | OPERATING | E220 | LTK0-1D0 | F40607000 |  | LTK0
LTK-H12BFA10GS103 | LV. DISTRIBUTION BOARD(ACB6&NFB6): PH |  | OPERATING | OPERATING | E220 | LTK0-1D0 | F40607000 |  | LTK0
LTK-H12BFA10GS104 | LV. DISTRIBUTION BOARD(ACB8&NFB8): CTRL |  | OPERATING | OPERATING | E220 | LTK0-1D0 | F40607000 |  | LTK0
LTK-H12BFA10GS105 | LV. DISTRIBUTION BOARD(ACB9&NFB9): CTRL |  | OPERATING | OPERATING | E220 | LTK0-1D0 | F40607000 |  | LTK0
LTK-H12BFA10GS106 | LV. DISTRIBUTION BOARD(ACB10&NFB10): UP |  | OPERATING | OPERATING | E220 | LTK0-1D0 | F40607000 |  | LTK0
LTK-H12BFA10GS107 | LV. DISTRIBUTION BOARD(ACB11&NFB11): ADM |  | OPERATING | OPERATING | E220 | LTK0-1D0 | F40607000 |  | LTK0
LTK-H12BFT | LOW VOLTAGE AUXILIARY POWER TRANSFORMER |  | OPERATING | OPERATING | E220 | LTK0-1D0 | F40607000 |  | LTK0
LTK-H12BFT10 | 6.6/0.4 KV TRANSFORMER H12 |  | OPERATING | OPERATING | E220 | LTK0-1D0 | F40607000 |  | LTK0
LTK-H12BFT10GT103 | 6.6/0.4 KV TRANSFORMER (KW5A): PH |  | OPERATING | OPERATING | E220 | LTK0-1D0 | F40607000 |  | LTK0
LTK-H12BFT10GT103-P01 | WINDING TEMPERATURE GAUGE FOR KW5A |  | OPERATING | OPERATING | E220 | LTK0-1D0 | F40607000 |  | LTK0
LTK-H12BFT10GT104 | 6.6/0.4 KV TRANSFORMER (KW6A): PH |  | OPERATING | OPERATING | E220 | LTK0-1D0 | F40607000 |  | LTK0
LTK-H12BFT10GT104-P01 | WINDING TEMPERATURE GAUGE FOR KW6A |  | OPERATING | OPERATING | E220 | LTK0-1D0 | F40607000 |  | LTK0
LTK-H12BFT10GT105 | 6.6/0.4 KV TRANSFORMER (KW7A): PH(SPARE) |  | OPERATING | OPERATING | E220 | LTK0-1D0 | F40607000 |  | LTK0
LTK-H12BFT10GT105-P01 | WINDING TEMPERATURE GAUGE FOR KW7A |  | OPERATING | OPERATING | E220 | LTK0-1D0 | F40607000 |  | LTK0
LTK-H12BJ | LOW VOLTAGE MAIN DISTRIBUTION BOARDS |  | OPERATING | OPERATING | E220 | LTK0-1D0 | F40607000 |  | LTK0
LTK-H12BJA | TURBINE 400V MOTOR CONTROL CENTER A |  | OPERATING | OPERATING | E220 | LTK0-1D0 | F40607000 |  | LTK0
LTK-H12BJA11 | 01LKA002TB MOTOR CONTROL CENTER (MCC1) |  | OPERATING | OPERATING | E220 | LTK0-1D0 | F40607000 |  | LTK0
LTK-H12BJA12 | 02LKA002TB MOTOR CONTROL CENTER (MCC2) |  | OPERATING | OPERATING | E220 | LTK0-1D0 | F40607000 |  | LTK0
LTK-H12BT | BATTERY SYSTEMS |  | OPERATING | OPERATING | E220 | LTK0-1D0 | F40607000 |  | LTK0
LTK-H12BTA | 125VDC STATION BATTERIES |  | OPERATING | OPERATING | E220 | LTK0-1D0 | F40607000 |  | LTK0
LTK-H12BTA10 | 125 VDC STORAGE BATTER |  | OPERATING | OPERATING | E220 | LTK0-1D0 | F40607000 |  | LTK0
LTK-H12BTA10GR111 | 125 VDC STORAGE BATTERY 1: POWER HOUSE |  | OPERATING | OPERATING | E220 | LTK0-1D0 | F40607000 |  | LTK0
LTK-H12BTA10GR112 | 125 VDC STORAGE BATTERY 2: POWER HOUSE |  | OPERATING | OPERATING | E220 | LTK0-1D0 | F40607000 |  | LTK0
LTK-H12BTA10GR113 | 125 VDC STORAGE BATTERY 1: CONTROL BLDG |  | OPERATING | OPERATING | E220 | LTK0-1D0 | F40607000 |  | LTK0
LTK-H12BTA10GR114 | 125 VDC STORAGE BATTERY 2: CONTROL BLDG |  | OPERATING | OPERATING | E220 | LTK0-1D0 | F40607000 |  | LTK0
LTK-H12BTA10GR115 | 125 VDC STORAGE BATTERY 1: CONTROL BLDG |  | OPERATING | OPERATING | E220 | LTK0-1D0 | F40607000 |  | LTK0
LTK-H12BTA10GR116 | 125 VDC STORAGE BATTERY 2: CONTROL BLDG |  | OPERATING | OPERATING | E220 | LTK0-1D0 | F40607000 |  | LTK0
LTK-H12BTA10GR117 | 125 VDC STORAGE BATTERY: UPPER POND |  | OPERATING | OPERATING | E220 | LTK0-1D0 | F40607000 |  | LTK0
LTK-H12BTA10GR118 | 125 VDC STORAGE BATTERY: ADM BLDG. |  | OPERATING | OPERATING | E220 | LTK0-1D0 | F40607000 |  | LTK0
LTK-H12BTB | 230V INVERTER BATTERIES |  | OPERATING | OPERATING | E220 | LTK0-1D0 | F40607000 |  | LTK0
LTK-H12BTB10 | 230 VAC INVERTER POWER HOUSE |  | OPERATING | OPERATING | E220 | LTK0-1D0 | F40607000 |  | LTK0
LTK-H12BTB10GR100 | 230 VAC INVERTER NO.1: POWER HOUSE |  | OPERATING | OPERATING | E220 | LTK0-1D0 | F40607000 |  | LTK0
LTK-H12BTB10GR101 | 230 VAC INVERTER NO.2: POWER HOUSE |  | OPERATING | OPERATING | E220 | LTK0-1D0 | F40607000 |  | LTK0
LTK-H12BTB10GR102 | 230 VAC INVERTER NO.1: CONTROL BUILDING |  | OPERATING | OPERATING | E220 | LTK0-1D0 | F40607000 |  | LTK0
LTK-H12BTB10GR103 | 230 VAC INVERTER NO.2: CONTROL BUILDING |  | OPERATING | OPERATING | E220 | LTK0-1D0 | F40607000 |  | LTK0
LTK-H12BTB10GR104 | 230 VAC INVERTER: UPPER POND (CUB.HOUSE) |  | OPERATING | OPERATING | E220 | LTK0-1D0 | F40607000 |  | LTK0
LTK-H12BTL | BATTERY CHARGER SYSTEMS |  | OPERATING | OPERATING | E220 | LTK0-1D0 | F40607000 |  | LTK0
LTK-H12BTL10 | BATTERY CHARGER POWER HOUSE |  | OPERATING | OPERATING | E220 | LTK0-1D0 | F40607000 |  | LTK0
LTK-H12BTL10GR100 | 125 VDC BATTERY CHARGER 1: POWER HOUSE |  | OPERATING | OPERATING | E220 | LTK0-1D0 | F40607000 |  | LTK0
LTK-H12BTL10GR101 | 126 VDC BATTERY CHARGER 2: POWER HOUSE |  | OPERATING | OPERATING | E220 | LTK0-1D0 | F40607000 |  | LTK0
LTK-H12BTL10GR102 | 125 VDC BATTERY CHARGER 1: CONTROL BLDG |  | OPERATING | OPERATING | E220 | LTK0-1D0 | F40607000 |  | LTK0
LTK-H12BTL10GR103 | 125 VDC BATTERY CHARGER 2: CONTROL BLDG |  | OPERATING | OPERATING | E220 | LTK0-1D0 | F40607000 |  | LTK0
LTK-H12BTL10GR104 | 125 VDC BATTERY CHARGER: UPPER POND |  | OPERATING | OPERATING | E220 | LTK0-1D0 | F40607000 |  | LTK0
LTK-H12BTL10GR105 | 125 VDC BATTERY CHARGER: ADM BLDG. |  | OPERATING | OPERATING | E220 | LTK0-1D0 | F40607000 |  | LTK0
LTK-H12BTL10GR106 | 125 VDC SILICON DROPPER 1: POWER HOUSE |  | OPERATING | OPERATING | E220 | LTK0-1D0 | F40607000 |  | LTK0
LTK-H12BTL10GR107 | 125 VDC SILICON DROPPER 2: POWER HOUSE |  | OPERATING | OPERATING | E220 | LTK0-1D0 | F40607000 |  | LTK0
LTK-H12BTL10GR108 | 125 VDC SILICON DROPPER 1: CONTROL BLDG |  | OPERATING | OPERATING | E220 | LTK0-1D0 | F40607000 |  | LTK0
LTK-H12BTL10GR109 | 125 VDC SILICON DROPPER 2: CONTROL BLDG |  | OPERATING | OPERATING | E220 | LTK0-1D0 | F40607000 |  | LTK0
LTK-H12BTL10GR110 | 125 VDC SILICON DROPPER: UPPER POND |  | OPERATING | OPERATING | E220 | LTK0-1D0 | F40607000 |  | LTK0
LTK-H12BU | DC SUPPLY SYSTEM |  | OPERATING | OPERATING | E220 | LTK0-1D0 | F40607000 |  | LTK0
LTK-H12BUA | 125 VDC DISTRIUTION BOARDS |  | OPERATING | OPERATING | E220 | LTK0-1D0 | F40607000 |  | LTK0
LTK-H12BUA10 | LTK-H12BUA10 |  | OPERATING | OPERATING | E220 | LTK0-1D0 | F40607000 |  | LTK0
LTK-H12BUA10GR119 | 125 VDC DISTRIBU SW BOARD 1: POWER HOUSE |  | OPERATING | OPERATING | E220 | LTK0-1D0 | F40607000 |  | LTK0
LTK-H12BUA10GR120 | 125 VDC DISTRIBU SW BOARD 2: POWER HOUSE |  | OPERATING | OPERATING | E220 | LTK0-1D0 | F40607000 |  | LTK0
LTK-H12BUA10GR121 | 125 VDC DISTRIBU. SW BOARD 1: CTRL BLDG |  | OPERATING | OPERATING | E220 | LTK0-1D0 | F40607000 |  | LTK0
LTK-H12BUA10GR122 | 125 VDC DISTRIBU. SW BOARD 2: CTRL BLDG |  | OPERATING | OPERATING | E220 | LTK0-1D0 | F40607000 |  | LTK0
LTK-H12BUA10GR123 | 125 VDC DISTRIBUTION SW BOARD: U. POND |  | OPERATING | OPERATING | E220 | LTK0-1D0 | F40607000 |  | LTK0
LTK-H12BUA10GR124 | 125 VDC DISTRIBUTION SW BOARD: ADM BLDG. |  | OPERATING | OPERATING | E220 | LTK0-1D0 | F40607000 |  | LTK0
LTK-H12C | INSTRUMENTATION AND CONTROL EQUIPMENT |  | OPERATING | OPERATING | E220 | LTK0-1D0 | F40607000 |  | LTK0
LTK-H12CD | DRIVE CONTROL INTERFACE |  | OPERATING | OPERATING | E220 | LTK0-1M0 | F40607000 |  | LTK0
LTK-H12CDA | CABINETS FOR DRIVE CONTROL INTERFACE |  | OPERATING | OPERATING | E220 | LTK0-1D0 | F40607000 |  | LTK0
LTK-H12CDA12 | WATER SUPPLY COMMON CONTROL SYSTEM |  | OPERATING | OPERATING | E220 | LTK0-1D0 | F40607000 |  | LTK0
LTK-H12CDA12GH100 | 20SRG001AR WATER SUPPLY CUBICLE |  | OPERATING | OPERATING | E220 | LTK0-1D0 | F40607000 |  | LTK0
LTK-H12CDA12GH101 | 20SRG001AZ PLC,ALPA 80-35 |  | OPERATING | OPERATING | E220 | LTK0-1D0 | F40607000 |  | LTK0
LTK-H12CDA12GH102 | 20SRG001AZ IO,IO MODULE |  | OPERATING | OPERATING | E220 | LTK0-1D0 | F40607000 |  | LTK0
LTK-H12CDA12GH103 | 20SRG001AZ IOP,PRINT CIRCUIT CARD |  | OPERATING | OPERATING | E220 | LTK0-1D0 | F40607000 |  | LTK0
LTK-H12CDA12GH104 | 20SRG00XJD BKR0,CIRCUIT BREAKER |  | OPERATING | OPERATING | E220 | LTK0-1D0 | F40607000 |  | LTK0
LTK-H12CDA12GH105 | 01SRG001MT TRD,TEMPERATRE TRANSDUCER |  | OPERATING | OPERATING | E220 | LTK0-1D0 | F40607000 |  | LTK0
LTK-H12CDA12GH106 | 01SRG001MT Y3,ANNUNCIATOR |  | OPERATING | OPERATING | E220 | LTK0-1D0 | F40607000 |  | LTK0
LTK-H12L | INTAKE WATER SYSTEM |  | OPERATING | OPERATING | E220 | LTK0-1M0 | F40607000 |  | LTK0
LTK-H12LP | INTAKE SYSTEM |  | OPERATING | OPERATING | E220 | LTK0-1M0 | F40607000 |  | LTK0
LTK-H12LPA | INTAKE SYSTEM |  | OPERATING | OPERATING | E220 | LTK0-1M0 | F40607000 |  | LTK0
LTK-H12LPA10 | INTAKE NO.1 |  | OPERATING | OPERATING | E220 | LTK0-1M0 | F40607000 |  | LTK0
LTK-H12LPA11 | INTAKE TOWER NO.1 |  | OPERATING | OPERATING | E220 | LTK0-1M0 | F40607000 |  | LTK0
LTK-H12LPB | PENSTOCK NO.1 |  | OPERATING | OPERATING | E220 | LTK0-1M0 | F40607000 |  | LTK0
LTK-H12LPB10 | PENSTOCK NO.1 |  | OPERATING | OPERATING | E220 | LTK0-1M0 | F40607000 |  | LTK0
LTK-H12LPB10BR001 | PENSTOCK NO.1 |  | OPERATING | OPERATING | E220 | LTK0-1M0 | F40607000 |  | LTK0
LTK-H12LPC | UPPER POND WATER LEVEL |  | OPERATING | OPERATING | E220 | LTK0-1D0 | F40607000 |  | LTK0
LTK-H12LPC10 | UPPER POND WATER LEVEL SYSTEM |  | OPERATING | OPERATING | E220 | LTK0-1D0 | F40607000 |  | LTK0
LTK-H12LPC10AA001 | PENSTOCK DRAIN VALVE UNIT 1 NO.1 |  | OPERATING | OPERATING | E220 | LTK0-1M0 | F40607000 |  | LTK0
LTK-H12LPC10AA002 | PENSTOCK DRAIN VALVE UNIT 1 NO.2 |  | OPERATING | OPERATING | E220 | LTK0-1M0 | F40607000 |  | LTK0
LTK-H12LPC10AA003 | PENSTOCK DRAIN VALVE UNIT 2 NO.1 |  | OPERATING | OPERATING | E220 | LTK0-1M0 | F40607000 |  | LTK0
LTK-H12LPC10AA004 | PENSTOCK DRAIN VALVE UNIT 2 NO.2 |  | OPERATING | OPERATING | E220 | LTK0-1M0 | F40607000 |  | LTK0
LTK-H12LPC10AP001 | PENSTOCK FILLING PUMP |  | OPERATING | OPERATING | E220 | LTK0-1D0 | F40607000 |  | LTK0
LTK-H12LPC10AP001-M01 | MOTOR |  | OPERATING | OPERATING | E220 | LTK0-1D0 | F40607000 |  | LTK0
LTK-H12LPC10AP001AA01 | VALVE WATER INLET |  | OPERATING | OPERATING | E220 | LTK0-1M0 | F40607000 |  | LTK0
LTK-H12LPC10AP001AA02 | VALVE WATER OUT |  | OPERATING | OPERATING | E220 | LTK0-1M0 | F40607000 |  | LTK0
LTK-H12LPC10AP001AA03 | AIR DRIVE VALVE |  | OPERATING | OPERATING | E220 | LTK0-1M0 | F40607000 |  | LTK0
LTK-H12LPC10AP001KP01 | PUMP |  | OPERATING | OPERATING | E220 | LTK0-1M0 | F40607000 |  | LTK0
LTK-H12LPC10AP001QP01 | PRESSURE GAUGE |  | OPERATING | OPERATING | E220 | LTK0-1D0 | F40607000 |  | LTK0
LTK-H12LPC10AP001QP02 | PRESSURE GAUGE |  | OPERATING | OPERATING | E220 | LTK0-1D0 | F40607000 |  | LTK0
LTK-H12LPC10CL001 | UPPER POND WATER LEVEL SYSTEM (1 SET) |  | OPERATING | OPERATING | E220 | LTK0-1D0 | F40607000 |  | LTK0
LTK-H12LPC10CL001-B01 | FLOW METER |  | OPERATING | OPERATING | E220 | LTK0-1D0 | F40607000 |  | LTK0
LTK-H12LPC10CL001-E01 | RADIO MODEM |  | OPERATING | OPERATING | E220 | LTK0-1D0 | F40607000 |  | LTK0
LTK-H12LPC10CL001-N01 | CONTROL PANEL (MICRO CONTROLLER) |  | OPERATING | OPERATING | E220 | LTK0-1D0 | F40607000 |  | LTK0
LTK-H12LPC10CL001-N02 | DATA ACQUESTION |  | OPERATING | OPERATING | E220 | LTK0-1D0 | F40607000 |  | LTK0
LTK-H12LPC10CL001-S01 | SWITCHING POWER SUPPLY |  | OPERATING | OPERATING | E220 | LTK0-1D0 | F40607000 |  | LTK0
LTK-H12LPC10CL001QP01 | PRESSURE SENSOR NO 1 , 2 |  | OPERATING | OPERATING | E220 | LTK0-1D0 | F40607000 |  | LTK0
LTK-H12LQ | TAIL-RACE SYSTEM |  | OPERATING | OPERATING | E220 | LTK0-1M0 | F40607000 |  | LTK0
LTK-H12LQC | TAILRACE SYSTEM |  | OPERATING | OPERATING | E220 | LTK0-1M0 | F40607000 |  | LTK0
LTK-H12LQC20 | TAILRACE SYSTEM |  | OPERATING | OPERATING | E220 | LTK0-1M0 | F40607000 |  | LTK0
LTK-H12LQC20AA001 | TAILRACE GATE BYPASS VALVE NO.1 |  | OPERATING | OPERATING | E220 | LTK0-1M0 | F40607000 |  | LTK0
LTK-H12LQC20AB001 | MECHANIC SENSOR NO 1 , 2 |  | OPERATING | OPERATING | E220 | LTK0-1D0 | F40607000 |  | LTK0
LTK-H12LQC20AB001-G01 | SWITCHING POWER SUPPLY |  | OPERATING | OPERATING | E220 | LTK0-1D0 | F40607000 |  | LTK0
LTK-H12LQC20AB001-V01 | TAILRACE TUNNEL NO.1 (UNIT1,2) |  | OPERATING | OPERATING | E220 | LTK0-1M0 | F40607000 |  | LTK0
LTK-H12LQC20AB001KD01 | SURGE TANK NO.1 (UNIT1,2) |  | OPERATING | OPERATING | E220 | LTK0-1M0 | F40607000 |  | LTK0
LTK-H12LQC20AB001MG01 | TAILRACE GATE GEAR REDUCER NO.1 |  | OPERATING | OPERATING | E220 | LTK0-1M0 | F40607000 |  | LTK0
LTK-H12LQC20AB002 | TAILRACE GATE NO.1 CONTROL CUBICLE |  | OPERATING | OPERATING | E220 | LTK0-1D0 | F40607000 |  | LTK0
LTK-H12LQC20AB005 | TAILRACE GATE NO.1 (UNIT1,2) |  | OPERATING | OPERATING | E220 | LTK0-1M0 | F40607000 |  | LTK0
LTK-H12LQC20AE001 | TAILRACE GATE WINCH 25 TONS |  | OPERATING | OPERATING | E220 | LTK0-1M0 | F40607000 |  | LTK0
LTK-H12LQC20AJ001 | LTK-H12LQC20AJ001 |  | OPERATING | OPERATING | E220 | LTK0-1D0 | F40607000 |  | LTK0
LTK-H12LQC20AJ001-B01 | TRANSDUCER CONVERTER |  | OPERATING | OPERATING | E220 | LTK0-1D0 | F40607000 |  | LTK0
LTK-H12LQC20AJ001-K01 | RELAY |  | OPERATING | OPERATING | E220 | LTK0-1D0 | F40607000 |  | LTK0
LTK-H12LQC20AJ001-P01 | METERING |  | OPERATING | OPERATING | E220 | LTK0-1D0 | F40607000 |  | LTK0
LTK-H12LQC20AJ001-Q01 | CIRCUIT BREAKER |  | OPERATING | OPERATING | E220 | LTK0-1D0 | F40607000 |  | LTK0
LTK-H12LQC20AT001 | TRASH RACK NO.1 |  | OPERATING | OPERATING | E220 | LTK0-1M0 | F40607000 |  | LTK0
LTK-H12LQC20AT002 | TRASH RACK NO.2 |  | OPERATING | OPERATING | E220 | LTK0-1M0 | F40607000 |  | LTK0
LTK-H12LQC20CL001 | LOWER RESERVOIR WATER LEVEL MEASURING |  | OPERATING | OPERATING | E220 | LTK0-1D0 | F40607000 |  | LTK0
LTK-H12LQC20CP001 | PRESSURE MEASURING TAILRACE GATE NO.1 |  | OPERATING | OPERATING | E220 | LTK0-1D0 | F40607000 |  | LTK0
LTK-H12LS | COMMON INSTALLATIONS |  | OPERATING | OPERATING | E220 | LTK0-1M0 | F40607000 |  | LTK0
LTK-H12LSL | PLANT DRAINAGE SYSTEM |  | OPERATING | OPERATING | E220 | LTK0-1M0 | F40607000 |  | LTK0
LTK-H12LSL10 | PLANT DRAINAGE SYSTEM |  | OPERATING | OPERATING | E220 | LTK0-1M0 | F40607000 |  | LTK0
LTK-H12LSL10AA001 | SUCTION MANUAL VALVE |  | OPERATING | OPERATING | E220 | LTK0-1M0 | F40607000 |  | LTK0
LTK-H12LSL10AA002 | DISCHARGE CHECK VALVE |  | OPERATING | OPERATING | E220 | LTK0-1M0 | F40607000 |  | LTK0
LTK-H12LSL10AA003 | SUCTION MANUAL VALVE |  | OPERATING | OPERATING | E220 | LTK0-1M0 | F40607000 |  | LTK0
LTK-H12LSL10AA004 | DISCHARGE CHECK VALVE |  | OPERATING | OPERATING | E220 | LTK0-1M0 | F40607000 |  | LTK0
LTK-H12LSL10AA005 | SUCTION MANUAL VALVE |  | OPERATING | OPERATING | E220 | LTK0-1M0 | F40607000 |  | LTK0
LTK-H12LSL10AA006 | DISCHARGE CHECK VALVE |  | OPERATING | OPERATING | E220 | LTK0-1M0 | F40607000 |  | LTK0
LTK-H12LSL10AP001 | DRAINAGE PUMP NO.1 |  | OPERATING | OPERATING | E220 | LTK0-1M0 | F40607000 |  | LTK0
LTK-H12LSL10AP001-M01 | AC.MOTOR |  | OPERATING | OPERATING | E220 | LTK0-1D0 | F40607000 |  | LTK0
LTK-H12LSL10AP001KP01 | PUMP |  | OPERATING | OPERATING | E220 | LTK0-1M0 | F40607000 |  | LTK0
LTK-H12LSL10AP001QP00 | PRESSURE SWITCH |  | OPERATING | OPERATING | E220 | LTK0-1D0 | F40607000 |  | LTK0
LTK-H12LSL10AP001QP01 | PRESSURE GAUGE |  | OPERATING | OPERATING | E220 | LTK0-1D0 | F40607000 |  | LTK0
LTK-H12LSL10AP002 | DRAINAGE PUMP NO.2 |  | OPERATING | OPERATING | E220 | LTK0-1M0 | F40607000 |  | LTK0
LTK-H12LSL10AP002-M01 | MOTOR |  | OPERATING | OPERATING | E220 | LTK0-1D0 | F40607000 |  | LTK0
LTK-H12LSL10AP002KP01 | PUMP |  | OPERATING | OPERATING | E220 | LTK0-1M0 | F40607000 |  | LTK0
LTK-H12LSL10AP002QP01 | PRESSURE SWITCH |  | OPERATING | OPERATING | E220 | LTK0-1D0 | F40607000 |  | LTK0
LTK-H12LSL10AP002QP02 | PRESSURE GAUGE |  | OPERATING | OPERATING | E220 | LTK0-1D0 | F40607000 |  | LTK0
LTK-H12LSL10AP003 | DRAINAGE PUMP NO.3 |  | OPERATING | OPERATING | E220 | LTK0-1M0 | F40607000 |  | LTK0
LTK-H12LSL10AP003-M01 | MOTOR |  | OPERATING | OPERATING | E220 | LTK0-1D0 | F40607000 |  | LTK0
LTK-H12LSL10AP003KP01 | PUMP |  | OPERATING | OPERATING | E220 | LTK0-1M0 | F40607000 |  | LTK0
LTK-H12LSL10AP003QP01 | PRESSURE SWITCH |  | OPERATING | OPERATING | E220 | LTK0-1D0 | F40607000 |  | LTK0
LTK-H12LSL10AP003QP02 | PRESSURE GAUGE |  | OPERATING | OPERATING | E220 | LTK0-1D0 | F40607000 |  | LTK0
LTK-H12LSL10AP005 | ABSORBER TANK NO.1 |  | OPERATING | OPERATING | E220 | LTK0-1M0 | F40607000 |  | LTK0
LTK-H12LSL10AP006 | ABSORBER TANK NO.2 |  | OPERATING | OPERATING | E220 | LTK0-1M0 | F40607000 |  | LTK0
LTK-H12LSL10AP007 | ABSORBER TANK NO.3 |  | OPERATING | OPERATING | E220 | LTK0-1M0 | F40607000 |  | LTK0
LTK-H12LSL10AT001 | MCC,CONTROL,LINE STARTER |  | OPERATING | OPERATING | E220 | LTK0-1D0 | F40607000 |  | LTK0
LTK-H12LSL10AT002 | MCC,CONTROL,LINE STARTER |  | OPERATING | OPERATING | E220 | LTK0-1D0 | F40607000 |  | LTK0
LTK-H12LSL10AT003 | MCC,CONTROL,LINE STARTER |  | OPERATING | OPERATING | E220 | LTK0-1D0 | F40607000 |  | LTK0
LTK-H12LSL10BB001 | WATER DRAINAGE PIT |  | OPERATING | OPERATING | E220 | LTK0-1M0 | F40607000 |  | LTK0
LTK-H12LSL10CL001 | WATER LEVEL DETECTING DEVICE STOP PUMP |  | OPERATING | OPERATING | E220 | LTK0-1D0 | F40607000 |  | LTK0
LTK-H12LSL10CL002 | WATER LEVEL DETECTING DEVICE NOR. START |  | OPERATING | OPERATING | E220 | LTK0-1D0 | F40607000 |  | LTK0
LTK-H12LSL10CL003 | WATER LEVEL DETECTING DEVICE HIGH |  | OPERATING | OPERATING | E220 | LTK0-1D0 | F40607000 |  | LTK0
LTK-H12LSL10CL004 | WATER LEVEL DETECTING DEVICE TOO HIGH |  | OPERATING | OPERATING | E220 | LTK0-1D0 | F40607000 |  | LTK0
LTK-H12LSL10CL005 | WATER LEVEL DETECTING DEVICE E/G START1 |  | OPERATING | OPERATING | E220 | LTK0-1D0 | F40607000 |  | LTK0
LTK-H12LSL10CL006 | WATER LEVEL DETECTING DEVICE E/G START2 |  | OPERATING | OPERATING | E220 | LTK0-1D0 | F40607000 |  | LTK0
LTK-H12LSL10CL007 | WATER LEVEL DETECTING DEVICE E/G START3 |  | OPERATING | OPERATING | E220 | LTK0-1D0 | F40607000 |  | LTK0
LTK-H12LSL10CL008 | WATER LEVEL DETECTING DEVICE E/G STOP |  | OPERATING | OPERATING | E220 | LTK0-1D0 | F40607000 |  | LTK0
LTK-H12LSL10CP001 | 20SXD001AR DRAINAGE PUMP CONTROL CUBICLE |  | OPERATING | OPERATING | E220 | LTK0-1D0 | F40607000 |  | LTK0
LTK-H12LSL10GS001 | 20LKA003TB DRAINAGE PUMP CONTROL CENTER |  | OPERATING | OPERATING | E220 | LTK0-1D0 | F40607000 |  | LTK0
LTK-H12M | MAIN MACHINE SETS |  | OPERATING | OPERATING | E220 | LTK0-1M0 | F40607000 |  | LTK0
LTK-H12MJ | DIESEL ENGINE PLANT |  | OPERATING | OPERATING | E220 | LTK0-1M0 | F40607000 |  | LTK0
LTK-H12MJA | ENGINE EMERGENCY GENERATOR |  | OPERATING | OPERATING | E220 | LTK0-1M0 | F40607000 |  | LTK0
LTK-H12MJA10 | EMERGENCY GENERATOR SYSTEM |  | OPERATING | OPERATING | E220 | LTK0-1M0 | F40607000 |  | LTK0
LTK-H12MJA10AA001 | AUTOMATIC DRAIN VALVE |  | OPERATING | OPERATING | E220 | LTK0-1M0 | F40607000 |  | LTK0
LTK-H12MJA10AA002 | AUTOMATIC DRAIN VALVE |  | OPERATING | OPERATING | E220 | LTK0-1M0 | F40607000 |  | LTK0
LTK-H12MJA10AF001 | E/G LUB. FOR STARTER |  | OPERATING | OPERATING | E220 | LTK0-1M0 | F40607000 |  | LTK0
LTK-H12MJA10AN001 | 91LKP001CO E/G AIR COMPRESSOR SYSTEM |  | OPERATING | OPERATING | E220 | LTK0-1M0 | F40607000 |  | LTK0
LTK-H12MJA10AN001QP01 | PRESSURE GAUGE |  | OPERATING | OPERATING | E220 | LTK0-1D0 | F40607000 |  | LTK0
LTK-H12MJA10AP001 | E/G MOTOR DRIVE FUEL PUMP |  | OPERATING | OPERATING | E220 | LTK0-1M0 | F40607000 |  | LTK0
LTK-H12MJA10AP002 | E/G FUEL OIL TRANFER PUMP |  | OPERATING | OPERATING | E220 | LTK0-1M0 | F40607000 |  | LTK0
LTK-H12MJA10AW001 | E/G FUEL DUPLEX STRAINER |  | OPERATING | OPERATING | E220 | LTK0-1M0 | F40607000 |  | LTK0
LTK-H12MJA10AW001KT01 | E/G FUEL FILTER |  | OPERATING | OPERATING | E220 | LTK0-1M0 | F40607000 |  | LTK0
LTK-H12MJA10BB001 | E/G FUEL OIL STORE TANK |  | OPERATING | OPERATING | E220 | LTK0-1M0 | F40607000 |  | LTK0
LTK-H12MJA10BB001KP01 | E/G FUEL OIL MANUAL PUMP |  | OPERATING | OPERATING | E220 | LTK0-1M0 | F40607000 |  | LTK0
LTK-H12MJA10BB002 | E/G FUEL OIL DAY TANK |  | OPERATING | OPERATING | E220 | LTK0-1M0 | F40607000 |  | LTK0
LTK-H12MJA10BB002-B00 | OIL LEVEL LOW SENSOR |  | OPERATING | OPERATING | E220 | LTK0-1D0 | F40607000 |  | LTK0
LTK-H12MJA10BB002-B01 | LEAKAGE SENSOR |  | OPERATING | OPERATING | E220 | LTK0-1D0 | F40607000 |  | LTK0
LTK-H12MJA10BB003 | E/G AIR TANK NO.1 |  | OPERATING | OPERATING | E220 | LTK0-1M0 | F40607000 |  | LTK0
LTK-H12MJA10BB004 | E/G AIR TANK NO.2 |  | OPERATING | OPERATING | E220 | LTK0-1M0 | F40607000 |  | LTK0
LTK-H12MJA10BS001 | E/G EXHAUST SILENCER |  | OPERATING | OPERATING | E220 | LTK0-1M0 | F40607000 |  | LTK0
LTK-H12MJA10GQ001 | LTK-H12MJA10GQ001 |  | OPERATING | OPERATING | E220 | LTK0-1D0 | F40607000 |  | LTK0
LTK-H12MJA10GQ001-G02 | E/G AC DISTRIBUTION PANEL |  | OPERATING | OPERATING | E220 | LTK0-1D0 | F40607000 |  | LTK0
LTK-H12MJA10GU100 | E/G BATTERY CHARGER |  | OPERATING | OPERATING | E220 | LTK0-1D0 | F40607000 |  | LTK0
LTK-H12MJA10GU100-G01 | E/G BATTERY 24VDC,10 AMPS |  | OPERATING | OPERATING | E220 | LTK0-1D0 | F40607000 |  | LTK0
LTK-H12MJA10HA100 | 91LKP001GE DSEL,DIESEL ENGINE SET |  | OPERATING | OPERATING | E220 | LTK0-1D0 | F40607000 |  | LTK0
LTK-H12MJA10HA100-F01 | E/G ELETRICAL & PROTECTION |  | OPERATING | OPERATING | E220 | LTK0-1D0 | F40607000 |  | LTK0
LTK-H12MJA10HA100-F02 | E/G PROTECTION RELAY CUB. |  | OPERATING | OPERATING | E220 | LTK0-1D0 | F40607000 |  | LTK0
LTK-H12MJA10HA100-G01 | E/G INCOMING WITH VCB.CUB. |  | OPERATING | OPERATING | E220 | LTK0-1D0 | F40607000 |  | LTK0
LTK-H12MJA10HA100-G02 | E/G DIRECT OUTGOING CUB. |  | OPERATING | OPERATING | E220 | LTK0-1D0 | F40607000 |  | LTK0
LTK-H12MJA10HA100MM01 | E/G AIR REGU.FOR STARTER |  | OPERATING | OPERATING | E220 | LTK0-1D0 | F40607000 |  | LTK0
LTK-H12MJA10HA105 | E/G GENERATOR CONTROL CUB. |  | OPERATING | OPERATING | E220 | LTK0-1D0 | F40607000 |  | LTK0
LTK-H12MJA10HB100 | 91LKP001AL GEN,AC GENERATOR SET |  | OPERATING | OPERATING | E220 | LTK0-1D0 | F40607000 |  | LTK0
LTK-H12P | COOLING WATER SYSTEMS |  | OPERATING | OPERATING | E220 | LTK0-1M0 | F40607000 |  | LTK0
LTK-H12PA | CIRCULATING (MAIN COOLING) WATER SYSTEM |  | OPERATING | OPERATING | E220 | LTK0-1M0 | F40607000 |  | LTK0
LTK-H12PAG | COOLING WATER SYSTEM |  | OPERATING | OPERATING | E220 | LTK0-1M0 | F40607000 |  | LTK0
LTK-H12PAG10 | MAIN COOLING WATER SYSTEM FOR UNIT1,2 |  | OPERATING | OPERATING | E220 | LTK0-1M0 | F40607000 |  | LTK0
LTK-H12PAG10AA001 | DISCHARGE MANUAL MAIN VALVE |  | OPERATING | OPERATING | E220 | LTK0-1M0 | F40607000 |  | LTK0
LTK-H12PAG10AA002 | DISCHARGE MAIN CHECK VALVE |  | OPERATING | OPERATING | E220 | LTK0-1M0 | F40607000 |  | LTK0
LTK-H12PAG10AA003 | 01SRG001VE DISCHARGE MOTOR MAIN VALVE |  | OPERATING | OPERATING | E220 | LTK0-1M0 | F40607000 |  | LTK0
LTK-H12PAG10AA004 | DISCHARGE MANUAL MAIN VALVE |  | OPERATING | OPERATING | E220 | LTK0-1M0 | F40607000 |  | LTK0
LTK-H12PAG10AA005 | DISCHARGE MAIN CHECK VALVE |  | OPERATING | OPERATING | E220 | LTK0-1M0 | F40607000 |  | LTK0
LTK-H12PAG10AA006 | 02SRG001VE DISCHARGE MOTOR MAIN VALVE |  | OPERATING | OPERATING | E220 | LTK0-1M0 | F40607000 |  | LTK0
LTK-H12PAG10AA007 | DISCH. MANUAL MAIN VALVE |  | OPERATING | OPERATING | E220 | LTK0-1M0 | F40607000 |  | LTK0
LTK-H12PAG10AA008 | DISCH. MANUAL MAIN VALVE |  | OPERATING | OPERATING | E220 | LTK0-1M0 | F40607000 |  | LTK0
LTK-H12PAG10AA009 | DISCH. MOTOR MAIN VALVE |  | OPERATING | OPERATING | E220 | LTK0-1M0 | F40607000 |  | LTK0
LTK-H12PAG10AA010 | DISCH. MOTOR MAIN VALVE |  | OPERATING | OPERATING | E220 | LTK0-1M0 | F40607000 |  | LTK0
LTK-H12PAG10AA011 | DISCH. MOTOR MAIN VALVE |  | OPERATING | OPERATING | E220 | LTK0-1M0 | F40607000 |  | LTK0
LTK-H12PAG10AA012 | MANUAL MAIN VALVE 20SRG102VE |  | OPERATING | OPERATING | E220 | LTK0-1M0 | F40607000 |  | LTK0
LTK-H12PAG10AA013 | SUCTION MAIN WATER SUPPLY |  | OPERATING | OPERATING | E220 | LTK0-1M0 | F40607000 |  | LTK0
LTK-H12PAG10AA014 | DISCHARGE MAIN WATER SUPPLY |  | OPERATING | OPERATING | E220 | LTK0-1M0 | F40607000 |  | LTK0
LTK-H12PAG10AA015 | SUCTION MANUAL MAIN VALVE |  | OPERATING | OPERATING | E220 | LTK0-1M0 | F40607000 |  | LTK0
LTK-H12PAG10AP001 | MAIN COOLING WATER STANDBY PUMP |  | OPERATING | OPERATING | E220 | LTK0-1M0 | F40607000 |  | LTK0
LTK-H12PAG10AP001-M01 | MOTOR |  | OPERATING | OPERATING | E220 | LTK0-1D0 | F40607000 |  | LTK0
LTK-H12PAG10AP001KA01 | DISCHARGE CHECK VALVE |  | OPERATING | OPERATING | E220 | LTK0-1M0 | F40607000 |  | LTK0
LTK-H12PAG10AP001KA02 | DISCHARGE MANUAL MAIN VALVE |  | OPERATING | OPERATING | E220 | LTK0-1M0 | F40607000 |  | LTK0
LTK-H12PAG10AP001KA03 | DISCHARGE MANUAL MAIN VALVE |  | OPERATING | OPERATING | E220 | LTK0-1M0 | F40607000 |  | LTK0
LTK-H12PAG10AP001KP01 | PUMP 20SRG101PO |  | OPERATING | OPERATING | E220 | LTK0-1M0 | F40607000 |  | LTK0
LTK-H12PAG10AP001QP01 | DIFFERENTIAL PRESSURE |  | OPERATING | OPERATING | E220 | LTK0-1D0 | F40607000 |  | LTK0
LTK-H12PAG10AP001QP02 | PRESSURE INDICATOR |  | OPERATING | OPERATING | E220 | LTK0-1D0 | F40607000 |  | LTK0
LTK-H12PAG10AP001QP03 | PRESSURE INDICATOR |  | OPERATING | OPERATING | E220 | LTK0-1D0 | F40607000 |  | LTK0
LTK-H12PAG10AT001 | MAIN AUTOMATIC STRAINER |  | OPERATING | OPERATING | E220 | LTK0-1M0 | F40607000 |  | LTK0
LTK-H12PAG10AT001-M01 | MOTOR |  | OPERATING | OPERATING | E220 | LTK0-1D0 | F40607000 |  | LTK0
LTK-H12PAG10AT001KA01 | AUTOMATIC DRAIN VALVE |  | OPERATING | OPERATING | E220 | LTK0-1M0 | F40607000 |  | LTK0
LTK-H12PAG10AT001KP01 | PUMP 20SRG101FI |  | OPERATING | OPERATING | E220 | LTK0-1M0 | F40607000 |  | LTK0
LTK-H12PAG10AT001QP01 | DIFFERENTIAL PRESSURE |  | OPERATING | OPERATING | E220 | LTK0-1D0 | F40607000 |  | LTK0
LTK-H12PAG10AT001QP02 | PRESSURE INDICATOR |  | OPERATING | OPERATING | E220 | LTK0-1D0 | F40607000 |  | LTK0
LTK-H12PAG10AT001QP03 | PRESSURE INDICATOR |  | OPERATING | OPERATING | E220 | LTK0-1D0 | F40607000 |  | LTK0
LTK-H12PAG30 | DISCH. MOTOR MAIN VALVE |  | OPERATING | OPERATING | E220 | LTK0-1M0 | F40607000 |  | LTK0
LTK-H12PAG30AC001 | 01SRG004VE DISCH. MOTOR MAIN VALVE |  | OPERATING | OPERATING | E220 | LTK0-1M0 | F40607000 |  | LTK0
LTK-H12PAG30AC002 | 02SRG004VE DISCH. MOTOR MAIN VALVE |  | OPERATING | OPERATING | E220 | LTK0-1M0 | F40607000 |  | LTK0
LTK-H12PAG30AC101 | 20SRG101VE DISCH. MOTOR MAIN VALVE |  | OPERATING | OPERATING | E220 | LTK0-1M0 | F40607000 |  | LTK0
LTK-H12Q | AUXILIARY STSTEMS |  | OPERATING | OPERATING | E220 | LTK0-1M0 | F40607000 |  | LTK0
LTK-H12QE | GENERAL COMPRESSED AIR SUPPLY |  | OPERATING | OPERATING | E220 | LTK0-1M0 | F40607000 |  | LTK0
LTK-H12QEA | MAIN AIR SUPPLY SYSTEM UNIT 1,2 |  | OPERATING | OPERATING | E220 | LTK0-1M0 | F40607000 |  | LTK0
LTK-H12QEA10 | MAIN AIR COMPRESSOR |  | OPERATING | OPERATING | E220 | LTK0-1M0 | F40607000 |  | LTK0
LTK-H12QEA10AN001 | MAIN AIR COMPRESSOR NO.1 |  | OPERATING | OPERATING | E220 | LTK0-1M0 | F40607000 |  | LTK0
LTK-H12QEA10AN001-M01 | MOTOR |  | OPERATING | OPERATING | E220 | LTK0-1D0 | F40607000 |  | LTK0
LTK-H12QEA10AN001-S01 | FLOW SWITCH |  | OPERATING | OPERATING | E220 | LTK0-1D0 | F40607000 |  | LTK0
LTK-H12QEA10AN001KA01 | MANUAL VALVE 725VA |  | OPERATING | OPERATING | E220 | LTK0-1M0 | F40607000 |  | LTK0
LTK-H12QEA10AN001KA02 | CHECK VALVE 711CO |  | OPERATING | OPERATING | E220 | LTK0-1M0 | F40607000 |  | LTK0
LTK-H12QEA10AN001KP01 | PUMP |  | OPERATING | OPERATING | E220 | LTK0-1M0 | F40607000 |  | LTK0
LTK-H12QEA10AN002 | MAIN AIR COMPRESSOR NO.2 |  | OPERATING | OPERATING | E220 | LTK0-1M0 | F40607000 |  | LTK0
LTK-H12QEA10AN002-M01 | MOTOR |  | OPERATING | OPERATING | E220 | LTK0-1D0 | F40607000 |  | LTK0
LTK-H12QEA10AN002-S01 | FLOW SWITCH |  | OPERATING | OPERATING | E220 | LTK0-1D0 | F40607000 |  | LTK0
LTK-H12QEA10AN002KA01 | MANUAL VALVE 726VA |  | OPERATING | OPERATING | E220 | LTK0-1M0 | F40607000 |  | LTK0
LTK-H12QEA10AN002KA02 | CHECK VALVE 712CO |  | OPERATING | OPERATING | E220 | LTK0-1M0 | F40607000 |  | LTK0
LTK-H12QEA10AN002KP01 | PUMP |  | OPERATING | OPERATING | E220 | LTK0-1M0 | F40607000 |  | LTK0
LTK-H12QEB | LTK-H12QEB |  | OPERATING | OPERATING | E220 | LTK0-1M0 | F40607000 |  | LTK0
LTK-H12QEB10 | LTK-H12QEB10 |  | OPERATING | OPERATING | E220 | LTK0-1M0 | F40607000 |  | LTK0
LTK-H12QEB10AA005 | SAFETY VALVE 711VQ |  | OPERATING | OPERATING | E220 | LTK0-1M0 | F40607000 |  | LTK0
LTK-H12QEB11 | AUXILIARY AIR TANK 711AQ NO. 1 |  | OPERATING | OPERATING | E220 | LTK0-1M0 | F40607000 |  | LTK0
LTK-H12QEB11AA001 | MANUAL VALVE 701VA |  | OPERATING | OPERATING | E220 | LTK0-1M0 | F40607000 |  | LTK0
LTK-H12QEB11AA002 | MANUAL VALVE 702VA TO GOV. PRESS. TANK |  | OPERATING | OPERATING | E220 | LTK0-1M0 | F40607000 |  | LTK0
LTK-H12QEB11AA003 | MANUAL VALVE 704VA |  | OPERATING | OPERATING | E220 | LTK0-1M0 | F40607000 |  | LTK0
LTK-H12QEB11AA004 | MANUAL VALVE 701VA |  | OPERATING | OPERATING | E220 | LTK0-1M0 | F40607000 |  | LTK0
LTK-H12QEB11AA006 | MANUAL DRAIN VALVE 703VA |  | OPERATING | OPERATING | E220 | LTK0-1M0 | F40607000 |  | LTK0
LTK-H12QEB11AA007 | MANUAL VALVE 712VA |  | OPERATING | OPERATING | E220 | LTK0-1M0 | F40607000 |  | LTK0
LTK-H12QEB11AA008 | MANUAL VALVE 713VA |  | OPERATING | OPERATING | E220 | LTK0-1M0 | F40607000 |  | LTK0
LTK-H12QEB11AA009 | CHECK VALVE 704VT |  | OPERATING | OPERATING | E220 | LTK0-1M0 | F40607000 |  | LTK0
LTK-H12QEB11AA010 | CHECK VALVE 706VT |  | OPERATING | OPERATING | E220 | LTK0-1M0 | F40607000 |  | LTK0
LTK-H12QEB11AA011 | ORIFICE VALVE 705DP |  | OPERATING | OPERATING | E220 | LTK0-1M0 | F40607000 |  | LTK0
LTK-H12QEB11AA012 | 4/2 CONTROL VALVE 711VA |  | OPERATING | OPERATING | E220 | LTK0-1D0 | F40607000 |  | LTK0
LTK-H12QEB11BB001 | AUXILIARY AIR TANK 711AQ NO. 1 |  | OPERATING | OPERATING | E220 | LTK0-1M0 | F40607000 |  | LTK0
LTK-H12QEB11BB001KA01 | FILTER 705FJ |  | OPERATING | OPERATING | E220 | LTK0-1M0 | F40607000 |  | LTK0
LTK-H12QEB11BB001QP01 | PRESSURE SWITCH 711MP |  | OPERATING | OPERATING | E220 | LTK0-1D0 | F40607000 |  | LTK0
LTK-H12QEB11BB001QP02 | PRESSURE SWITCH 713MP |  | OPERATING | OPERATING | E220 | LTK0-1D0 | F40607000 |  | LTK0
LTK-H12QEB11BB001QP03 | PRESSURE GAUGE 711LP |  | OPERATING | OPERATING | E220 | LTK0-1D0 | F40607000 |  | LTK0
LTK-H12QEB12 | AUXILIARY AIR TANK 712AQ NO. 2 |  | OPERATING | OPERATING | E220 | LTK0-1M0 | F40607000 |  | LTK0
LTK-H12QEB12AA001 | MANUAL VALVE 732VA |  | OPERATING | OPERATING | E220 | LTK0-1M0 | F40607000 |  | LTK0
LTK-H12QEB12AA002 | MANUAL VALVE 734VA |  | OPERATING | OPERATING | E220 | LTK0-1M0 | F40607000 |  | LTK0
LTK-H12QEB12AA003 | SAFETY VALVE 712VQ |  | OPERATING | OPERATING | E220 | LTK0-1M0 | F40607000 |  | LTK0
LTK-H12QEB12AA004 | MANUAL DRAIN VALVE 733VA |  | OPERATING | OPERATING | E220 | LTK0-1M0 | F40607000 |  | LTK0
LTK-H12QEB12AA005 | MANUAL VALVE 722VA |  | OPERATING | OPERATING | E220 | LTK0-1M0 | F40607000 |  | LTK0
LTK-H12QEB12AA006 | MANUAL VALVE 23VA |  | OPERATING | OPERATING | E220 | LTK0-1M0 | F40607000 |  | LTK0
LTK-H12QEB12AA007 | CHECK VALVE 707VT |  | OPERATING | OPERATING | E220 | LTK0-1M0 | F40607000 |  | LTK0
LTK-H12QEB12AA008 | CHECK VALVE 708VT |  | OPERATING | OPERATING | E220 | LTK0-1M0 | F40607000 |  | LTK0
LTK-H12QEB12AA009 | ORIFICE VALVE 707DP |  | OPERATING | OPERATING | E220 | LTK0-1M0 | F40607000 |  | LTK0
LTK-H12QEB12AA010 | FILTER 706FJ |  | OPERATING | OPERATING | E220 | LTK0-1M0 | F40607000 |  | LTK0
LTK-H12QEB12AA011 | 4/2 CONTROL VALVE 714VA |  | OPERATING | OPERATING | E220 | LTK0-1D0 | F40607000 |  | LTK0
LTK-H12QEB12BB001 | AUXILIARY AIR TANK 712AQ NO. 2 |  | OPERATING | OPERATING | E220 | LTK0-1M0 | F40607000 |  | LTK0
LTK-H12QEB12BB001KA01 | MANUAL VALVE 731VA |  | OPERATING | OPERATING | E220 | LTK0-1M0 | F40607000 |  | LTK0
LTK-H12QEB12BB001QP01 | PRESSURE SWITCH 712MP |  | OPERATING | OPERATING | E220 | LTK0-1D0 | F40607000 |  | LTK0
LTK-H12QEB12BB001QP02 | PRESSURE SWITCH 714MP |  | OPERATING | OPERATING | E220 | LTK0-1D0 | F40607000 |  | LTK0
LTK-H12QEB12BB001QP03 | PRESSURE GAUGE 712LP |  | OPERATING | OPERATING | E220 | LTK0-1D0 | F40607000 |  | LTK0
LTK-H12QEB20 | LTK-H12QEB20 |  | OPERATING | OPERATING | E220 | LTK0-1M0 | F40607000 |  | LTK0
LTK-H12QEB20AA001 | MANUAL VALVE 709VA |  | OPERATING | OPERATING | E220 | LTK0-1M0 | F40607000 |  | LTK0
LTK-H12QEB20AA002 | MANUAL VALVE 709VA |  | OPERATING | OPERATING | E220 | LTK0-1M0 | F40607000 |  | LTK0
LTK-H12QEB20AA003 | CHECK VALVE 701VT |  | OPERATING | OPERATING | E220 | LTK0-1M0 | F40607000 |  | LTK0
LTK-H12QEB20AA004 | BY PASS VALVE 717VA |  | OPERATING | OPERATING | E220 | LTK0-1M0 | F40607000 |  | LTK0
LTK-H12QEB20AA005 | MANUAL VALVE 740VA |  | OPERATING | OPERATING | E220 | LTK0-1M0 | F40607000 |  | LTK0
LTK-H12QEB20AA006 | MANUAL VALVE 741VA |  | OPERATING | OPERATING | E220 | LTK0-1M0 | F40607000 |  | LTK0
LTK-H12QEB20AA007 | MANUAL VALVE 710VA |  | OPERATING | OPERATING | E220 | LTK0-1M0 | F40607000 |  | LTK0
LTK-H12QEB20AA008 | MANUAL VALVE 711VA TO I/V OIL PRESS.TANK |  | OPERATING | OPERATING | E220 | LTK0-1M0 | F40607000 |  | LTK0
LTK-H12QEB20AA009 | MANUAL VALVE 721VA TO I/V OIL PRESS.TANK |  | OPERATING | OPERATING | E220 | LTK0-1M0 | F40607000 |  | LTK0
LTK-H12QEB20AA010 | MANUAL VALVE 715VA UNIT01 |  | OPERATING | OPERATING | E220 | LTK0-1M0 | F40607000 |  | LTK0
LTK-H12QEB20AA011 | MANUAL VALVE 715VA UNIT02 |  | OPERATING | OPERATING | E220 | LTK0-1M0 | F40607000 |  | LTK0
LTK-H12S | ANCILLARY STSTEMS |  | OPERATING | OPERATING | E220 | LTK0-1D0 | F40607000 |  | LTK0
LTK-H12SA | VENTILATION, AIR-CONDITIONING |  | OPERATING | OPERATING | E220 | LTK0-1D0 | F40607000 |  | LTK0
LTK-H12SAA | AIR CONDITION & VENTILATION SYSTEM |  | OPERATING | OPERATING | E220 | LTK0-1D0 | F40607000 |  | LTK0
LTK-H12SAA10 | AIR CONDITION & VENTILATION SYSTEM |  | OPERATING | OPERATING | E220 | LTK0-1D0 | F40607000 |  | LTK0
LTK-H12SAA10AA001 | AIR,REFRIGERATING MACHINE R-1 |  | OPERATING | OPERATING | E220 | LTK0-1D0 | F40607000 |  | LTK0
LTK-H12SAA10AA002 | AIR,REFRIGERATING MACHINE R-2 |  | OPERATING | OPERATING | E220 | LTK0-1D0 | F40607000 |  | LTK0
LTK-H12SAA10AA003 | AIR,REFRIGERATING MACHINE R-3 |  | OPERATING | OPERATING | E220 | LTK0-1D0 | F40607000 |  | LTK0
LTK-H12SAA10AA004 | AIR,REFRIGERATING MACHINE R-4 |  | OPERATING | OPERATING | E220 | LTK0-1D0 | F40607000 |  | LTK0
LTK-H12SAA10AF001 | FAN,CENTRIFUGAL EXHAUST F-1 |  | OPERATING | OPERATING | E220 | LTK0-1D0 | F40607000 |  | LTK0
LTK-H12SAA10AF002 | FAN,CENTRIFUGAL EXHAUST F-2 |  | OPERATING | OPERATING | E220 | LTK0-1D0 | F40607000 |  | LTK0
LTK-H12SAA10AF003 | FAN,CENTRIFUGAL EXHAUST F-3 |  | OPERATING | OPERATING | E220 | LTK0-1D0 | F40607000 |  | LTK0
LTK-H12SAA10AF004 | FAN,CENTRIFUGAL SUPPLY F-4 |  | OPERATING | OPERATING | E220 | LTK0-1D0 | F40607000 |  | LTK0
LTK-H12SAA10AF005 | FAN,CENTRIFUGAL EXHAUST F-5 |  | OPERATING | OPERATING | E220 | LTK0-1D0 | F40607000 |  | LTK0
LTK-H12SAA10AF006 | FAN,CENTRIFUGAL EXHAUST F-6 |  | OPERATING | OPERATING | E220 | LTK0-1D0 | F40607000 |  | LTK0
LTK-H12SAA10AF007 | FAN,CENTRIFUGAL EXHAUST F-7 |  | OPERATING | OPERATING | E220 | LTK0-1D0 | F40607000 |  | LTK0
LTK-H12SAA10AF008 | FAN,CENTRIFUCAL SUPPLY F-8 |  | OPERATING | OPERATING | E220 | LTK0-1D0 | F40607000 |  | LTK0
LTK-H12SAA10AF009 | FAN,CENTRIFUGAL EXHAUST F-9 |  | OPERATING | OPERATING | E220 | LTK0-1D0 | F40607000 |  | LTK0
LTK-H12SAA10AF010 | FAN,CENTRIFUGAL EXHAUST F-10 |  | OPERATING | OPERATING | E220 | LTK0-1D0 | F40607000 |  | LTK0
LTK-H12SAA10AF011 | FAN,CENTRIFUGAL EXHAUST F-11 |  | OPERATING | OPERATING | E220 | LTK0-1D0 | F40607000 |  | LTK0
LTK-H12SAA10AF012 | FAN,CENTRIFUGAL EXHAUST F-12 |  | OPERATING | OPERATING | E220 | LTK0-1D0 | F40607000 |  | LTK0
LTK-H12SAA10AF013 | FAN,CENTRIFUGAL EXHAUST F-13 |  | OPERATING | OPERATING | E220 | LTK0-1D0 | F40607000 |  | LTK0
LTK-H12SAA10AF015 | FAN,CENTRIFUGAL SUPPLY F-15 |  | OPERATING | OPERATING | E220 | LTK0-1D0 | F40607000 |  | LTK0
LTK-H12SAA10AF016 | FAN,CENTRIFUGAL SUPPLY F-16 |  | OPERATING | OPERATING | E220 | LTK0-1D0 | F40607000 |  | LTK0
LTK-H12SAA10AF017 | FAN,CENTRIFUGAL SUPPLY F-17 |  | OPERATING | OPERATING | E220 | LTK0-1D0 | F40607000 |  | LTK0
LTK-H12SAA10AF018 | FAN,CENTRIFUGAL SUPPLY F-18 |  | OPERATING | OPERATING | E220 | LTK0-1D0 | F40607000 |  | LTK0
LTK-H12SAA10AF019 | FAN,CENTRIFUGAL SUPPLY F-19 |  | OPERATING | OPERATING | E220 | LTK0-1D0 | F40607000 |  | LTK0
LTK-H12SAA10AH001 | AIR HANDLING UNIT AHU-1 |  | OPERATING | OPERATING | E220 | LTK0-1D0 | F40607000 |  | LTK0
LTK-H12SAA10AH002 | AIR HANDLING UNIT AHU-2 |  | OPERATING | OPERATING | E220 | LTK0-1D0 | F40607000 |  | LTK0
LTK-H12SAA10AH003 | AIR HANDLING UNIT AHU-3 |  | OPERATING | OPERATING | E220 | LTK0-1D0 | F40607000 |  | LTK0
LTK-H12SAA10AP001 | CHILLED WATER PUMP NO.1 CHP-1 UNIT 1&2 |  | OPERATING | OPERATING | E220 | LTK0-1M0 | F40607000 |  | LTK0
LTK-H12SAA10AP002 | CHILLED WATER PUMP NO.2 CHP-2 UNIT 1&2 |  | OPERATING | OPERATING | E220 | LTK0-1M0 | F40607000 |  | LTK0
LTK-H12SAA10AP003 | CONDENSER PUMP NO.1 CDP-1 UNIT 1&2 |  | OPERATING | OPERATING | E220 | LTK0-1M0 | F40607000 |  | LTK0
LTK-H12SAA10AP004 | CONDENSER PUMP NO.2 CDP-2 UNIT 1&2 |  | OPERATING | OPERATING | E220 | LTK0-1M0 | F40607000 |  | LTK0
LTK-H12SAA10AP005 | AIR,COOLING WATER PUMP CP-1 |  | OPERATING | OPERATING | E220 | LTK0-1M0 | F40607000 |  | LTK0
LTK-H12SAA10AP006 | AIR,COOLING WATER PUMP CP-2 |  | OPERATING | OPERATING | E220 | LTK0-1M0 | F40607000 |  | LTK0
LTK-H12SAA10AP007 | AIR,COOLING WATER PUMP CP-3 |  | OPERATING | OPERATING | E220 | LTK0-1M0 | F40607000 |  | LTK0
LTK-H12SAA10AP008 | AIR,COOLING WATER PUMP CP-4 |  | OPERATING | OPERATING | E220 | LTK0-1M0 | F40607000 |  | LTK0
LTK-H12SAA10AT001 | CHILLER COOLING STRAINER NO.1 UNIT 1&2 |  | OPERATING | OPERATING | E220 | LTK0-1M2 | F406070 |  | LTK0
LTK-H12SAA10AT002 | CHILLER COOLING STRAINER NO.2 UNIT 1&2 |  | OPERATING | OPERATING | E220 | LTK0-1M2 | F406070 |  | LTK0
LTK-H12SAA10BB001 | AIR,EXPANSION TANK EXT-1 |  | OPERATING | OPERATING | E220 | LTK0-1M0 | F40607000 |  | LTK0
LTK-H12SAA11 | AIR COND. CONTROL CUBICLE |  | OPERATING | OPERATING | E220 | LTK0-1D0 | F40607000 |  | LTK0
LTK-H12SAA11AC001 | 90AHTHE001 AHT,AIR TO AIR HEAT HE.1 |  | OPERATING | OPERATING | E220 | LTK0-1M0 | F40607000 |  | LTK0
LTK-H12SAA11AC002 | 90AHTHE002 AHT,AIR TO AIR HEAT HE.2 |  | OPERATING | OPERATING | E220 | LTK0-1M0 | F40607000 |  | LTK0
LTK-H12SAA11AC003 | 90AHTHE003 AHT,AIR TO AIR HEAT HE.3 |  | OPERATING | OPERATING | E220 | LTK0-1M0 | F40607000 |  | LTK0
LTK-H12SAA11AC004 | 90AHTHE004 AHT,AIR TO AIR HEAT HE.4 |  | OPERATING | OPERATING | E220 | LTK0-1M0 | F40607000 |  | LTK0
LTK-H12SAA11AF019 | FAN,EXHAUST FAN EX 1.1 |  | OPERATING | OPERATING | E220 | LTK0-1D0 | F40607000 |  | LTK0
LTK-H12SAA11AF020 | 90FANEX102 FAN,EXHAUST FAN EX 1.2 |  | OPERATING | OPERATING | E220 | LTK0-1D0 | F40607000 |  | LTK0
LTK-H12SAA11AF021 | 90FANEX103 FAN,EXHAUST FAN EX 1.3 |  | OPERATING | OPERATING | E220 | LTK0-1D0 | F40607000 |  | LTK0
LTK-H12SAA11AF022 | 90FANEX104 FAN,EXHAUST FAN EX 1.4 |  | OPERATING | OPERATING | E220 | LTK0-1D0 | F40607000 |  | LTK0
LTK-H12SAA11AF023 | 90FANEX105 FAN,EXHAUST FAN EX 1.5 |  | OPERATING | OPERATING | E220 | LTK0-1D0 | F40607000 |  | LTK0
LTK-H12SAA11AF024 | 90FANEX106 FAN,EXHAUST FAN EX 1.6 |  | OPERATING | OPERATING | E220 | LTK0-1D0 | F40607000 |  | LTK0
LTK-H12SAA11AF025 | 90FANEX107 FAN,EXHAUST FAN EX 1.7 |  | OPERATING | OPERATING | E220 | LTK0-1D0 | F40607000 |  | LTK0
LTK-H12SAA11AF026 | 90FANEX108 FAN,EXHAUST FAN EX 1.8 |  | OPERATING | OPERATING | E220 | LTK0-1D0 | F40607000 |  | LTK0
LTK-H12SAA11AF027 | 90FANEX201 FAN,EXHAUST FAN EX 2.1 |  | OPERATING | OPERATING | E220 | LTK0-1D0 | F40607000 |  | LTK0
LTK-H12SAA11AF028 | 90FANEX202 FAN,EXHAUST FAN EX 2.2 |  | OPERATING | OPERATING | E220 | LTK0-1D0 | F40607000 |  | LTK0
LTK-H12SAA11BN001 | 90AIRIDU01 AIR,IDU-1 |  | OPERATING | OPERATING | E220 | LTK0-1D0 | F40607000 |  | LTK0
LTK-H12SAA11BN002 | 90AIRIDU02 AIR,IDU-2 |  | OPERATING | OPERATING | E220 | LTK0-1D0 | F40607000 |  | LTK0
LTK-H12SAA11BN003 | 90AIRIDU03 AIR,IDU-3 |  | OPERATING | OPERATING | E220 | LTK0-1D0 | F40607000 |  | LTK0
LTK-H12SAA11BN004 | 90AIRODU01 AIR,ODU-1 |  | OPERATING | OPERATING | E220 | LTK0-1D0 | F40607000 |  | LTK0
LTK-H12SAA11BN005 | 90AIRODU02 AIR,ODU-2 |  | OPERATING | OPERATING | E220 | LTK0-1D0 | F40607000 |  | LTK0
LTK-H12SAA11BN006 | 90AIRODU03 AIR,ODU-3 |  | OPERATING | OPERATING | E220 | LTK0-1D0 | F40607000 |  | LTK0
LTK-H12SAA11BN007 | 90AIRIDU04 AIR,IDU-4 |  | OPERATING | OPERATING | E220 | LTK0-1D0 | F40607000 |  | LTK0
LTK-H12SAA11BN008 | 90AIRIDU5A AIR,IDU-5A |  | OPERATING | OPERATING | E220 | LTK0-1D0 | F40607000 |  | LTK0
LTK-H12SAA11BN009 | 90AIRIDU5B AIR,IDU-5B |  | OPERATING | OPERATING | E220 | LTK0-1D0 | F40607000 |  | LTK0
LTK-H12SAA11BN010 | 90AIRODU04 AIR,ODU-4 |  | OPERATING | OPERATING | E220 | LTK0-1D0 | F40607000 |  | LTK0
LTK-H12SAA11BN011 | 90AIRODU5A AIR,ODU-5A |  | OPERATING | OPERATING | E220 | LTK0-1D0 | F40607000 |  | LTK0
LTK-H12SAA11BN012 | 90AIRODU5B AIR,ODU-5B |  | OPERATING | OPERATING | E220 | LTK0-1D0 | F40607000 |  | LTK0
LTK-H12SAA11BN013 | 90AIRIDU06 AIR,IDU-6 |  | OPERATING | OPERATING | E220 | LTK0-1D0 | F40607000 |  | LTK0
LTK-H12SAA11BN014 | 90AIRODU06 AIR,ODU-6 |  | OPERATING | OPERATING | E220 | LTK0-1D0 | F40607000 |  | LTK0
LTK-H12SAA11BN015 | 90AIRIDU7A AIR,IDU-7A |  | OPERATING | OPERATING | E220 | LTK0-1D0 | F40607000 |  | LTK0
LTK-H12SAA11BN016 | 90AIRIDU7B AIR,IDU-7B |  | OPERATING | OPERATING | E220 | LTK0-1D0 | F40607000 |  | LTK0
LTK-H12SAA11BN017 | 90AIRIDU7C AIR,IDU-7C |  | OPERATING | OPERATING | E220 | LTK0-1D0 | F40607000 |  | LTK0
LTK-H12SAA11BN018 | 90AIRIDU7D AIR,IDU-7D |  | OPERATING | OPERATING | E220 | LTK0-1D0 | F40607000 |  | LTK0
LTK-H12SAA11BN019 | 90AIRODU7A AIR,ODU-7A |  | OPERATING | OPERATING | E220 | LTK0-1D0 | F40607000 |  | LTK0
LTK-H12SAA11BN020 | 90AIRODU7B AIR,ODU-7B |  | OPERATING | OPERATING | E220 | LTK0-1D0 | F40607000 |  | LTK0
LTK-H12SAA11BN021 | 90AIRODU7C AIR,ODU-7C |  | OPERATING | OPERATING | E220 | LTK0-1D0 | F40607000 |  | LTK0
LTK-H12SAA11BN022 | 90AIRODU7D AIR,ODU-7D |  | OPERATING | OPERATING | E220 | LTK0-1D0 | F40607000 |  | LTK0
LTK-H12SAA11BN023 | 90AIRIDU7E AIR,IDU-7E |  | OPERATING | OPERATING | E220 | LTK0-1D0 | F40607000 |  | LTK0
LTK-H12SAA11BN024 | 90AIRIDU7F AIR,IDU-7F |  | OPERATING | OPERATING | E220 | LTK0-1D0 | F40607000 |  | LTK0
LTK-H12SAA11BN025 | 90AIRODU7E AIR,ODU-7E |  | OPERATING | OPERATING | E220 | LTK0-1D0 | F40607000 |  | LTK0
LTK-H12SAA11BN026 | 90AIRODU7E AIR,ODU-7F |  | OPERATING | OPERATING | E220 | LTK0-1D0 | F40607000 |  | LTK0
LTK-H12SAA20 | CHILLER UNIT 1&2 |  | OPERATING | OPERATING | E220 | LTK0-1M0 | F406070 |  | LTK0
LTK-H12SAA20AC001 | CHILLER UNIT 1&2 No.1 |  | OPERATING | OPERATING | E220 | LTK0-1M2 | F406070 |  | LTK0
LTK-H12SAA20AC002 | CHILLER UNIT 1&2 No.2 |  | OPERATING | OPERATING | E220 | LTK0-1M2 | F406070 |  | LTK0
LTK-H12SAB | AHU&FCU |  | OPERATING | OPERATING | E220 | LTK0-1M0 | F406070 |  | LTK0
LTK-H12SAB10 | AHU UNIT1&2 |  | OPERATING | OPERATING | E220 | LTK0-1M0 | F406070 |  | LTK0
LTK-H12SAB20 | FCU UNIT 1&2 |  | OPERATING | OPERATING | E220 | LTK0-1M0 | F406070 |  | LTK0
LTK-H12SAB20AH001 | FCU NO.1 UNIT 1&2 |  | OPERATING | OPERATING | E220 | LTK0-1M2 | F406070 |  | LTK0
LTK-H12SAB20AH002 | FCU NO.2 UNIT 1&2 |  | OPERATING | OPERATING | E220 | LTK0-1M2 | F406070 |  | LTK0
LTK-H12SAB20AH003 | FCU NO.3 UNIT 1&2 |  | OPERATING | OPERATING | E220 | LTK0-1M2 | F406070 |  | LTK0
LTK-H12SAB20AH004 | FCU NO.4 UNIT 1&2 |  | OPERATING | OPERATING | E220 | LTK0-1M2 | F406070 |  | LTK0
LTK-H12SAB20AH005 | FCU NO.5 UNIT 1&2 |  | OPERATING | OPERATING | E220 | LTK0-1M2 | F406070 |  | LTK0
LTK-H12SAB20AH006 | FCU NO.6 UNIT 1&2 |  | OPERATING | OPERATING | E220 | LTK0-1M2 | F406070 |  | LTK0
LTK-H12SAB20AH007 | FCU NO.7 UNIT 1&2 |  | OPERATING | OPERATING | E220 | LTK0-1M2 | F406070 |  | LTK0
LTK-H12SGA | LTK-H12SGA |  | OPERATING | OPERATING | E220 | LTK0-1D0 | F40607000 |  | LTK0
LTK-H12SGA11 | LTK-H12SGA11 |  | OPERATING | OPERATING | E220 | LTK0-1D0 | F40607000 |  | LTK0
LTK-H12SGA11BB001 | MAIN TRANS. FIRE PROTECT CONTROL PANEL |  | OPERATING | OPERATING | E220 | LTK0-1D0 | F40607000 |  | LTK0
LTK-H12SGA12 | LTK-H12SGA12 |  | OPERATING | OPERATING | E220 | LTK0-1D0 | F40607000 |  | LTK0
LTK-H12SGA12GH001 | KG1A TRANSFORMER FIRE PROTECTION SYSTEM (SERGI) |  | OPERATING | OPERATING | E220 | LTK0-1D0 | F40607000 |  | LTK0
LTK-H12SGA12GH002 | KG2A TRANSFORMER FIRE PROTECTION SYSTEM (SERGI) |  | OPERATING | OPERATING | E220 | LTK0-1D0 | F40607000 |  | LTK0
LTK-H12SGA12GH003 | KW1B TRANSFORMER FIRE PROTECTION SYSTEM (SERGI) |  | OPERATING | OPERATING | E220 | LTK0-1D0 | F40607000 |  | LTK0
LTK-H12SGA12GH004 | KW2B TRANSFORMER FIRE PROTECTION SYSTEM (SERGI) |  | OPERATING | OPERATING | E220 | LTK0-1D0 | F40607000 |  | LTK0
LTK-H13 | LAM TAKONG HYDRO POWER PLANT UNIT 1-3 |  | OPERATING | OPERATING | E220 | LTK0-1D0 | F40607000 |  | LTK0
LTK-H13Q | AUXILIARY STSTEMS |  | OPERATING | OPERATING | E220 | LTK0-1D0 | F40607000 |  | LTK0
LTK-H13QE | GENERAL COMPRESSED AIR SUPPLY SYSTEM |  | OPERATING | OPERATING | E220 | LTK0-1D0 | F40607000 |  | LTK0
LTK-H13QEA | AIR COMPRESSOR CONTROL CENTER |  | OPERATING | OPERATING | E220 | LTK0-1D0 | F40607000 |  | LTK0
LTK-H13QEA12 | 11SPR701AR AIR COMPRESSOR CONTROL |  | OPERATING | OPERATING | E220 | LTK0-1D0 | F40607000 |  | LTK0
LTK-H13QEA12BB001 | 11SPR701AR AIR COMPRESSOR CONTROL CENTER |  | OPERATING | OPERATING | E220 | LTK0-1D0 | F40607000 |  | LTK0
LTK-H13SA | LTK-H13SA |  | OPERATING | OPERATING | E220 | LTK0-1D0 | F40607000 |  | LTK0
LTK-H13SAA | LTK-H13SAA |  | OPERATING | OPERATING | E220 | LTK0-1D0 | F40607000 |  | LTK0
LTK-H13SAA11 | LTK-H13SAA11 |  | OPERATING | OPERATING | E220 | LTK0-1D0 | F40607000 |  | LTK0
LTK-H13SAA11AF014 | FAN,CENTRIFUGAL EXHAUST F-14 |  | OPERATING | OPERATING | E220 | LTK0-1D0 | F40607000 |  | LTK0
LTK-H14 | LAM TAKONG HYDRO POWER PLANT UNIT 1-4 |  | OPERATING | OPERATING | E220 | LTK0-1D0 | F40607000 |  | LTK0
LTK-H14A | GRID AND DISTRIBUTION |  | OPERATING | OPERATING | E220 | LTK0-1D0 | F40607000 |  | LTK0
LTK-H14AP | CONTROL CONSOLES |  | OPERATING | OPERATING | E220 | LTK0-1D0 | F40607000 |  | LTK0
LTK-H14APA | AVAILABLE FOR SUBDIVISION |  | OPERATING | OPERATING | E220 | LTK0-1D0 | F40607000 |  | LTK0
LTK-H14APA11 | LTK-H14APA11 |  | OPERATING | OPERATING | E220 | LTK0-1D0 | F40607000 |  | LTK0
LTK-H14APA11GK100 | LCB METERING FOR STATION SERVICE. |  | OPERATING | OPERATING | E220 | LTK0-1D0 | F40607000 |  | LTK0
LTK-H14APA11GK101 | LCB WINDOW ALARM ANNUNCIATOR |  | OPERATING | OPERATING | E220 | LTK0-1D0 | F40607000 |  | LTK0
LTK-H14APA11GK102 | LCB FLICKER & DISPLAY STATUS |  | OPERATING | OPERATING | E220 | LTK0-1D0 | F40607000 |  | LTK0
LTK-H14APA11GK103 | LCB UNIT RECORDER FOR STATION SERVICE. |  | OPERATING | OPERATING | E220 | LTK0-1D0 | F40607000 |  | LTK0
LTK-H14APA11GK104 | No Use |  | OPERATING | OPERATING | E220 | LTK0-1D0 | F40607000 |  | LTK0
LTK-H14ARA | LTK-H14ARA |  | OPERATING | OPERATING | E220 | LTK0-1D0 | F40607000 |  | LTK0
LTK-H14ARA40 | LTK-H14ARA40 |  | OPERATING | OPERATING | E220 | LTK0-1D0 | F40607000 |  | LTK0
LTK-H14ARA40GK105 | LINE FAULT LOCATOR |  | OPERATING | OPERATING | E220 | LTK0-1D0 | F40607000 |  | LTK0
LTK-H14AS | DECENTRALIZED PANELS AND CABINETS |  | OPERATING | OPERATING | E220 | LTK0-1D0 | F40607000 |  | LTK0
LTK-H14ASP | RECORDING |  | OPERATING | OPERATING | E220 | LTK0-1D0 | F40607000 |  | LTK0
LTK-H14ASP10 | LTK-H14ASP10 |  | OPERATING | OPERATING | E220 | LTK0-1D0 | F40607000 |  | LTK0
LTK-H14ASP10GK011 | SEQUENCIAL OPERATING EVENT (SOE) |  | OPERATING | OPERATING | E220 | LTK0-1D0 | F40607000 |  | LTK0
LTK-H14ASS | SYNCHRONIZATION |  | OPERATING | OPERATING | E220 | LTK0-1D0 | F40607000 |  | LTK0
LTK-H14ASS14 | LTK-H14ASS14 |  | OPERATING | OPERATING | E220 | LTK0-1D0 | F40607000 |  | LTK0
LTK-H14ASS14GK106 | MASTER CLOCK SYNCHRONIZATION |  | OPERATING | OPERATING | E220 | LTK0-1D0 | F40607000 |  | LTK0
LTK-H14ASS15 | LTK-H14ASS15 |  | OPERATING | OPERATING | E220 | LTK0-1D0 | F40607000 |  | LTK0
LTK-H14ASS15GK107 | SCADA COMMUNICATION UNIT |  | OPERATING | OPERATING | E220 | LTK0-1D0 | F40607000 |  | LTK0
LTK-H14ASS16 | LTK-H14ASS16 |  | OPERATING | OPERATING | E220 | LTK0-1D0 | F40607000 |  | LTK0
LTK-H14ASS16GK108 | TELECOMMUNICATION EQUIPMENT |  | OPERATING | OPERATING | E220 | LTK0-1D0 | F40607000 |  | LTK0
LTK-H14ASS17 | LTK-H14ASS17 |  | OPERATING | OPERATING | E220 | LTK0-1D0 | F40607000 |  | LTK0
LTK-H14ASS17GK109 | COMPUTER / PRINTER & ACCESSORIES |  | OPERATING | OPERATING | E220 | LTK0-1D0 | F40607000 |  | LTK0
LTK-H14ASU | LTK-H14ASU |  | OPERATING | OPERATING | E220 | LTK0-1D0 | F40607000 |  | LTK0
LTK-H14ASU30 | LTK-H14ASU30 |  | OPERATING | OPERATING | E220 | LTK0-1D0 | F40607000 |  | LTK0
LTK-H14ASU30GH101 | LCB/GIS, TRANSFORMER U #3 (KG3A) CUBICLE |  | OPERATING | OPERATING | E220 | LTK0-1D0 | F40607000 |  | LTK0
LTK-H14ASW | INDICATION, MANUAL OPERATION, MONITORING |  | OPERATING | OPERATING | E220 | LTK0-1D0 | F40607000 |  | LTK0
LTK-H14ASW14 | LTK-H14ASW14 |  | OPERATING | OPERATING | E220 | LTK0-1D0 | F40607000 |  | LTK0
LTK-H14ASW14GH100 | MIMIC DIAGRAM BOARD |  | OPERATING | OPERATING | E220 | LTK0-1D0 | F40607000 |  | LTK0
LTK-H14ASW14GK102 | MIMIC WATER LEVEL MEASURING LOW / UPPER |  | OPERATING | OPERATING | E220 | LTK0-1D0 | F40607000 |  | LTK0
LTK-H14ASW14GK103 | MIMIC WINDOW ALARM STATION SERVICE |  | OPERATING | OPERATING | E220 | LTK0-1D0 | F40607000 |  | LTK0
LTK-H14ASW14GK104 | MIMIC SWITCH YARD SYSTEM ANNUNCIATOR |  | OPERATING | OPERATING | E220 | LTK0-1D0 | F40607000 |  | LTK0
LTK-H14B | POWER TRANSNISSION |  | OPERATING | OPERATING | E220 | LTK0-1D0 | F40607000 |  | LTK0
LTK-H14BB | MEDIUM -VOLTAGE DISTRIBUTION BOARDS |  | OPERATING | OPERATING | E220 | LTK0-1D0 | F40607000 |  | LTK0
LTK-H14BBA | UNIT 6.6 KV DISTRIBUTION BOARD A |  | OPERATING | OPERATING | E220 | LTK0-1D0 | F40607000 |  | LTK0
LTK-H14BBA20 | 6.6 KV SYSTEMS AT CONTROL BUILDING |  | OPERATING | OPERATING | E220 | LTK0-1D0 | F40607000 |  | LTK0
LTK-H14BBA20GS100 | 6.6 KV MEDIUM VOLTAGE BREAKER (689C) |  | OPERATING | OPERATING | E220 | LTK0-1D0 | F40607000 |  | LTK0
LTK-H14BBA20GS101 | 6.6 KV MEDIUM VOLTAGE BREAKER (689D) |  | OPERATING | OPERATING | E220 | LTK0-1D0 | F40607000 |  | LTK0
LTK-H14BBA20GS102 | 6.6 KV MEDIUM VOLTAGE BREAKER (689E1) |  | OPERATING | OPERATING | E220 | LTK0-1D0 | F40607000 |  | LTK0
LTK-H14BBA20GS103 | 6.6 KV MEDIUM VOLTAGE BREAKER (689E2) |  | OPERATING | OPERATING | E220 | LTK0-1D0 | F40607000 |  | LTK0
LTK-H14BBA20GS104 | 6.6 KV.BUS , CABLE & ACCESSORIES |  | OPERATING | OPERATING | E220 | LTK0-1D0 | F40607000 |  | LTK0
LTK-H14BC | MEDIUM -VOLTAGE DISTRIBUTION BOARDS |  | OPERATING | OPERATING | E220 | LTK0-1D0 | F40607000 |  | LTK0
LTK-H14BCA | STATION 6.9 KV DISTRIBUTION BOARD CA |  | OPERATING | OPERATING | E220 | LTK0-1D0 | F40607000 |  | LTK0
LTK-H14BCA10 | SFC DISTRIBUTION BOARD |  | OPERATING | OPERATING | E220 | LTK0-1D0 | F40607000 |  | LTK0
LTK-H14BCA10GU201 | SFC DS. CUBICLE: 20LGS008AR |  | OPERATING | OPERATING | E220 | LTK0-1D0 | F40607000 |  | LTK0
LTK-H14BCA10GU202 | SFC DISTRIBUTION CUBICLE: 20LGS001AR |  | OPERATING | OPERATING | E220 | LTK0-1D0 | F40607000 |  | LTK0
LTK-H14BCT | STATION SERVICE TRANSFORMER |  | OPERATING | OPERATING | E220 | LTK0-1D0 | F40607000 |  | LTK0
LTK-H14BCT10 | STATIC FREQUENCY CONVERTER ( SFC ) |  | OPERATING | OPERATING | E220 | LTK0-1D0 | F40607000 |  | LTK0
LTK-H14BCT10CE110 | PT: 16.5kV/115 V, CL1.2 - 001TU-002TU |  | OPERATING | OPERATING | E220 | LTK0-1D0 | F40607000 |  | LTK0
LTK-H14BCT10CE210 | CT: 16.5kV, 1200A/5A, 5P20 - 031TI-033TI |  | OPERATING | OPERATING | E220 | LTK0-1D0 | F40607000 |  | LTK0
LTK-H14BCT10CE220 | CT: 16.5kV, 1200A/5A, 5FS5 - 034TI-036TI |  | OPERATING | OPERATING | E220 | LTK0-1D0 | F40607000 |  | LTK0
LTK-H14BCT10CE230 | CT: 16.5kV, 1200A/5A, 5P20 - 037TI-039TI |  | OPERATING | OPERATING | E220 | LTK0-1D0 | F40607000 |  | LTK0
LTK-H14BCT10CE240 | CT: 16.5kV, 1200A/5A, 5P20 - 040TI-042TI |  | OPERATING | OPERATING | E220 | LTK0-1D0 | F40607000 |  | LTK0
LTK-H14BCT10CE250 | CT: 16.5kV, 4000A/5A, C400 - TA156-TA158 |  | OPERATING | OPERATING | E220 | LTK0-1D0 | F40607000 |  | LTK0
LTK-H14BCT10GS001 | VCB - 52SFC1 |  | OPERATING | OPERATING | E220 | LTK0-1D0 | F40607000 |  | LTK0
LTK-H14BCT10GS003 | VCB - 52SFC2 |  | OPERATING | OPERATING | E220 | LTK0-1D0 | F40607000 |  | LTK0
LTK-H14BCT10GU100 | LTK-H14BCT10GU100 |  | OPERATING | OPERATING | E220 | LTK0-1D0 | F40607000 |  | LTK0
LTK-H14BCT10GU100-B01 | SFC AC REACTOR: 20LGS001RT |  | OPERATING | OPERATING | E220 | LTK0-1D0 | F40607000 |  | LTK0
LTK-H14BCT10GU100-B02 | SFC AC REACTOR: 20LGS003RT |  | OPERATING | OPERATING | E220 | LTK0-1D0 | F40607000 |  | LTK0
LTK-H14BCT10GU100-B03 | SFC DC REACTOR ENCLOSURE: 20LGS002RT |  | OPERATING | OPERATING | E220 | LTK0-1D0 | F40607000 |  | LTK0
LTK-H14BCT10GU100-Q01 | SFC OUTGOING BKR.CUBICLE: 20LGS004TB |  | OPERATING | OPERATING | E220 | LTK0-1D0 | F40607000 |  | LTK0
LTK-H14BCT10GU100-Q02 | SFC INCOMING BKR.CUBICLE: 20LGS003TB |  | OPERATING | OPERATING | E220 | LTK0-1D0 | F40607000 |  | LTK0
LTK-H14BCT10GU100-T01 | SFC INCOMING TRANSFORMER: 20LGS001TR |  | OPERATING | OPERATING | E220 | LTK0-1D0 | F40607000 |  | LTK0
LTK-H14BCT10GU100-T02 | SFC OUTGOING TRANSFORMER: 20LGS002TR |  | OPERATING | OPERATING | E220 | LTK0-1D0 | F40607000 |  | LTK0
LTK-H14BCX | FLUID SUPPLY SYSTEM FOR CONTROL |  | OPERATING | OPERATING | E220 | LTK0-1M0 | F40607000 |  | LTK0
LTK-H14BCX10 | SFC COOLING UNIT |  | OPERATING | OPERATING | E220 | LTK0-1M0 | F40607000 |  | LTK0
LTK-H14BCX10AA005 | ISOLATED VALVE IV060 |  | OPERATING | OPERATING | E220 | LTK0-1M2 | F406094 |  | LTK0
LTK-H14BCX10AA053 | DRAIN VALVE VD060 |  | OPERATING | OPERATING | E220 | LTK0-1M2 | F406094 |  | LTK0
LTK-H14BCX10AA102 | DISCHARGE VALVE FOR SFC DEIONIZED WATER PUMP NO.1 IV040 |  | OPERATING | OPERATING | E220 | LTK0-1M2 | F406094 |  | LTK0
LTK-H14BCX10AA202 | DISCHARGE VALVE FOR SFC DEIONIZED WATER PUMP NO.2 IV050 |  | OPERATING | OPERATING | E220 | LTK0-1M2 | F406094 |  | LTK0
LTK-H14BCX10AA501 | ISOLATED VALVE BV040 |  | OPERATING | OPERATING | E220 | LTK0-1M2 | F406094 |  | LTK0
LTK-H14BCX10AC001 | PLATE HEAT EXCHANGER HE010 |  | OPERATING | OPERATING | E220 | LTK0-1M2 | F406094 |  | LTK0
LTK-H14BCX10AP101 | SFC DEIONIZED WATER PUMP NO.1 PU010 |  | OPERATING | OPERATING | E220 | LTK0-1M2 | F406094 |  | LTK0
LTK-H14BCX10AP201 | SFC DEIONIZED WATER PUMP NO.2 PU020 |  | OPERATING | OPERATING | E220 | LTK0-1M2 | F406094 |  | LTK0
LTK-H14BCX10CT010 | CONDUCTIVITY SENSOR - CT010 |  | OPERATING | OPERATING | E220 | LTK0-1D0 | F40607000 |  | LTK0
LTK-H14BCX10FM010 | FLOW METER SENSOR - FM010 |  | OPERATING | OPERATING | E220 | LTK0-1D0 | F40607000 |  | LTK0
LTK-H14BCX10GU200 | SFC COOLING UNIT CUBICLE: 20LGS004AR |  | OPERATING | OPERATING | E220 | LTK0-1M0 | F40607000 |  | LTK0
LTK-H14BCX10LS100 | WATER LEAKAGE DETECT SENSOR - LS100 |  | OPERATING | OPERATING | E220 | LTK0-1D0 | F40607000 |  | LTK0
LTK-H14BCX10MV010-M01 | 3 WAY VALVE ACTUATOR - MV010 |  | OPERATING | OPERATING | E220 | LTK0-1D0 | F40607000 |  | LTK0
LTK-H14BCX10PG010 | PRESSURE GAUGE - PT010 |  | OPERATING | OPERATING | E220 | LTK0-1D0 | F40607000 |  | LTK0
LTK-H14BCX10PT010 | PRESSURE SENSOR - PT010 |  | OPERATING | OPERATING | E220 | LTK0-1D0 | F40607000 |  | LTK0
LTK-H14BCX10TT010 | TEMPERATURE SENSOR (HOT) - TT010 |  | OPERATING | OPERATING | E220 | LTK0-1D0 | F40607000 |  | LTK0
LTK-H14BCX10TT030 | TEMPERATURE SENSOR (COLD) - TT030 |  | OPERATING | OPERATING | E220 | LTK0-1D0 | F40607000 |  | LTK0
LTK-H14BCY | CONTROL AND PROTECTION EQUIPMENT |  | OPERATING | OPERATING | E220 | LTK0-1D0 | F40607000 |  | LTK0
LTK-H14BCY10 | SFC REGULATE CONTROL |  | OPERATING | OPERATING | E220 | LTK0-1D0 | F40607000 |  | LTK0
LTK-H14BCY10GU100 | SFC CONTROL |  | OPERATING | OPERATING | E220 | LTK0-1D0 | F40607000 |  | LTK0
LTK-H14BCY10GU100-K01 | RELAY |  | OPERATING | OPERATING | E220 | LTK0-1D0 | F40607000 |  | LTK0
LTK-H14BCY10GU100-K02 | 20LGS007AR R1,PROTECTION RELAY |  | OPERATING | OPERATING | E220 | LTK0-1D0 | F40607000 |  | LTK0
LTK-H14BCY10GU100-N01 | SFC TOUCH SCREEN HMI |  | OPERATING | OPERATING | E220 | LTK0-1D0 | F40607000 |  | LTK0
LTK-H14BCY10GU100-Q02 | MINIATURE CIRCUIT BREAKER |  | OPERATING | OPERATING | E220 | LTK0-1D0 | F40607000 |  | LTK0
LTK-H14BCY10GU100-T01 | POWER SUPPLY |  | OPERATING | OPERATING | E220 | LTK0-1D0 | F40607000 |  | LTK0
LTK-H14BCY10GU100-U01 | SFC PIBE NB BOARD |  | OPERATING | OPERATING | E220 | LTK0-1D0 | F40607000 |  | LTK0
LTK-H14BCY10GU100-U02 | SFC PIBE MB BOARD |  | OPERATING | OPERATING | E220 | LTK0-1D0 | F40607000 |  | LTK0
LTK-H14BCY10GU100-U03 | SFC BECKHOFF I/O MODULE |  | OPERATING | OPERATING | E220 | LTK0-1D0 | F40607000 |  | LTK0
LTK-H14BCY10GU100-U04 | SFC JUMO MODULE |  | OPERATING | OPERATING | E220 | LTK0-1D0 | F40607000 |  | LTK0
LTK-H14BCY10GU100-U05 | SFC THYRISTOR BOARD |  | OPERATING | OPERATING | E220 | LTK0-1D0 | F40607000 |  | LTK0
LTK-H14BCY10GU100-U06 | SFC THYRISTOR BOARD & ACCESSORIES |  | OPERATING | OPERATING | E220 | LTK0-1D0 | F40607000 |  | LTK0
LTK-H14BCY10GU100-U07 | SFC THYRISTOR BOARD & ACCESSORIES |  | OPERATING | OPERATING | E220 | LTK0-1D0 | F40607000 |  | LTK0
LTK-H14BCY10GU100-U08 | SFC DISCONNECTOR CUBICLE |  | OPERATING | OPERATING | E220 | LTK0-1D0 | F40607000 |  | LTK0
LTK-H14BCY10GU100-U09 | SFC PROTECTION CUBICLE: 20LGS007AR |  | OPERATING | OPERATING | E220 | LTK0-1D0 | F40607000 |  | LTK0
LTK-H14BCY10GU100-U10 | 20LGS007AR ANN,ANNUNCIATOR |  | OPERATING | OPERATING | E220 | LTK0-1D0 | F40607000 |  | LTK0
LTK-H14BCY10GU100-U11 | 20LGS007AR Y3,ACCESSORIES |  | OPERATING | OPERATING | E220 | LTK0-1D0 | F40607000 |  | LTK0
LTK-H14BCY10GU203 | SFC NETWORK BRIDGE CUBICLE: 20LGS003AR |  | OPERATING | OPERATING | E220 | LTK0-1D0 | F40607000 |  | LTK0
LTK-H14BCY10GU204 | SFC MACHINE BRIDGE CUBICLE: 20LGS005AR |  | OPERATING | OPERATING | E220 | LTK0-1D0 | F40607000 |  | LTK0
LTK-H14BCY10GU205 | SFC DISCONNECTOR CUBICLE: 20LGS006AR |  | OPERATING | OPERATING | E220 | LTK0-1D0 | F40607000 |  | LTK0
LTK-H14BF | LOW VOLTAGE MAIN DISTRIBUTION BOARDS |  | OPERATING | OPERATING | E220 | LTK0-1D0 | F40607000 |  | LTK0
LTK-H14BFT | LOW VOLTAGE AUXILIARY POWER TRANSFORMER |  | OPERATING | OPERATING | E220 | LTK0-1D0 | F40607000 |  | LTK0
LTK-H14BFT10 | 6.6/0.4 KV TRANSFORMER H12 |  | OPERATING | OPERATING | E220 | LTK0-1D0 | F40607000 |  | LTK0
LTK-H14BFT10GT106 | 6.6/0.4 KV TRANSFORMER(KW8A): CONTL BLD. |  | OPERATING | OPERATING | E220 | LTK0-1D0 | F40607000 |  | LTK0
LTK-H14BFT10GT106-P01 | WINDING TEMPERATURE GAUGE FOR KW8A |  | OPERATING | OPERATING | E220 | LTK0-1D0 | F40607000 |  | LTK0
LTK-H14BFT10GT107 | 6.6/0.4 KV TRANSFORMER(KW9A): CONTL BLD. |  | OPERATING | OPERATING | E220 | LTK0-1D0 | F40607000 |  | LTK0
LTK-H14BFT10GT107-P01 | WINDING TEMPERATURE GAUGE FOR KW9A |  | OPERATING | OPERATING | E220 | LTK0-1D0 | F40607000 |  | LTK0
LTK-H14C | INSTRUMENTATION AND CONTROL EQUIPMENT |  | OPERATING | OPERATING | E220 | LTK0-1D0 | F40607000 |  | LTK0
LTK-H14CB | FUNCTIONAL GROUP CONTROL |  | OPERATING | OPERATING | E220 | LTK0-1D0 | F40607000 |  | LTK0
LTK-H14CBP | CABINETS FOR SYNCHRONIZATION |  | OPERATING | OPERATING | E220 | LTK0-1D0 | F40607000 |  | LTK0
LTK-H14CBP10 | AUTOMATIC SYNCRONIZING |  | OPERATING | OPERATING | E220 | LTK0-1D0 | F40607000 |  | LTK0
LTK-H14CBP10GH101 | AUTOMATIC SYNCHRONIZE U # 1 - 4 |  | OPERATING | OPERATING | E220 | LTK0-1D0 | F40607000 |  | LTK0
LTK-H14CBP10GH102 | AUTOMATIC SYNCHRONIZE CHECK RELAY |  | OPERATING | OPERATING | E220 | LTK0-1D0 | F40607000 |  | LTK0
LTK-H14CBP11 | LTK-H14CBP11 |  | OPERATING | OPERATING | E220 | LTK0-1D0 | F40607000 |  | LTK0
LTK-H14CBP11GH100 | LINE SYNCHONIZING CUBICLE |  | OPERATING | OPERATING | E220 | LTK0-1D0 | F40607000 |  | LTK0
LTK-H14CD | DRIVE CONTROL INTERFACE |  | OPERATING | OPERATING | E220 | LTK0-1D0 | F40607000 |  | LTK0
LTK-H14CDA | CABINETS FOR DRIVE CONTROL INTERFACE |  | OPERATING | OPERATING | E220 | LTK0-1D0 | F40607000 |  | LTK0
LTK-H14CDA13 | S/S & SFC CNTL - DROP 3/53 |  | OPERATING | OPERATING | E220 | LTK0-1D0 | F40607000 |  | LTK0
LTK-H14CDA13GK101 | 20USSLCU01 PLC,OVATION SYSTEM |  | OPERATING | OPERATING | E220 | LTK0-1D0 | F40607000 |  | LTK0
LTK-H14CDA13GK102 | 20USSLCU01 PWS,POWER SUPPLY |  | OPERATING | OPERATING | E220 | LTK0-1D0 | F40607000 |  | LTK0
LTK-H14CDA13GK103 | 20USSLCU01 IOM,I/O MODULE |  | OPERATING | OPERATING | E220 | LTK0-1D0 | F40607000 |  | LTK0
LTK-H14CDA13GK104 | 20USSLCU01 R1,RELAY OUTPUT |  | OPERATING | OPERATING | E220 | LTK0-1D0 | F40607000 |  | LTK0
LTK-H14CDA13GK105 | 20USSLCU01 VENTIL-FAN&FILTER |  | OPERATING | OPERATING | E220 | LTK0-1M0 | F40607000 |  | LTK0
LTK-H14CDA14 | 20USYLCU01 LCU,230 KV DROP 4/54 |  | OPERATING | OPERATING | E220 | LTK0-1D0 | F40607000 |  | LTK0
LTK-H14CDA14GK101 | 20USYLCU01 PLC,OVATION SYSTEM |  | OPERATING | OPERATING | E220 | LTK0-1D0 | F40607000 |  | LTK0
LTK-H14CDA14GK102 | 20USYLCU01 PWS,POWER SUPPLY |  | OPERATING | OPERATING | E220 | LTK0-1D0 | F40607000 |  | LTK0
LTK-H14CDA14GK103 | 20USYLCU01 IOM,I/O MODULE |  | OPERATING | OPERATING | E220 | LTK0-1D0 | F40607000 |  | LTK0
LTK-H14CDA14GK104 | 20USYLCU01 R1,RELAY OUTPUT |  | OPERATING | OPERATING | E220 | LTK0-1D0 | F40607000 |  | LTK0
LTK-H14CDA14GK105 | 20USYLCU01 VENTIL-FAN&FILTER |  | OPERATING | OPERATING | E220 | LTK0-1M0 | F40607000 |  | LTK0
LTK-H14CDA15 | 20UMMILCU1 LCU,MIMIC & RTU DROP 5/55 |  | OPERATING | OPERATING | E220 | LTK0-1D0 | F40607000 |  | LTK0
LTK-H14CDA15GK101 | 20UMMILCU1 PC CONTROLLER (PLC) |  | OPERATING | OPERATING | E220 | LTK0-1D0 | F40607000 |  | LTK0
LTK-H14CDA15GK102 | 20UMMILCU1 PWS,POWER SUPPLY |  | OPERATING | OPERATING | E220 | LTK0-1D0 | F40607000 |  | LTK0
LTK-H14CDA15GK103 | 20UMMILCU1 IOM,I/O MODULE |  | OPERATING | OPERATING | E220 | LTK0-1D0 | F40607000 |  | LTK0
LTK-H14CDA15GK104 | 20UMMILCU1 R1,RELAY OUTPUT |  | OPERATING | OPERATING | E220 | LTK0-1D0 | F40607000 |  | LTK0
LTK-H14CDA15GK105 | 20UMMILCU1 VENTIL-FAN&FILTER |  | OPERATING | OPERATING | E220 | LTK0-1M0 | F40607000 |  | LTK0
LTK-H14CDA16 | 20UAMILCU1 LCU,PROCESS I/O DROP 6/56 |  | OPERATING | OPERATING | E220 | LTK0-1D0 | F40607000 |  | LTK0
LTK-H14CDA16GK101 | 20UAMILCU1 PLC,OVATION SYSTEM |  | OPERATING | OPERATING | E220 | LTK0-1D0 | F40607000 |  | LTK0
LTK-H14CDA16GK102 | 20UAMILCU1 PWS,POWER SUPPLY |  | OPERATING | OPERATING | E220 | LTK0-1D0 | F40607000 |  | LTK0
LTK-H14CDA16GK103 | 20UAMILCU1 IOM,I/O MODULE |  | OPERATING | OPERATING | E220 | LTK0-1D0 | F40607000 |  | LTK0
LTK-H14CDA16GK104 | 20UAMILCU1 R1,RELAY OUTPUT |  | OPERATING | OPERATING | E220 | LTK0-1D0 | F40607000 |  | LTK0
LTK-H14CDA16GK105 | 20UAMILCU1 VENTIL-FAN&FILTER |  | OPERATING | OPERATING | E220 | LTK0-1M0 | F40607000 |  | LTK0
LTK-H14CH | PROTECTION |  | OPERATING | OPERATING | E220 | LTK0-1D0 | F40607000 |  | LTK0
LTK-H14CHA | CABINETS FOR GENERATOR AND TRANSFORMER P |  | OPERATING | OPERATING | E220 | LTK0-1D0 | F40607000 |  | LTK0
LTK-H14CHA12 | GIS. BUS A & B PROTECTION |  | OPERATING | OPERATING | E220 | LTK0-1D0 | F40607000 |  | LTK0
LTK-H14CHA12GS100 | GIS. BUS A & B PROTECTION |  | OPERATING | OPERATING | E220 | LTK0-1D0 | F40607000 |  | LTK0
LTK-H14CHA12GS101 | GIS. BUILDING AC 400 V. |  | OPERATING | OPERATING | E220 | LTK0-1D0 | F40607000 |  | LTK0
LTK-H14CHA12GS102 | PROTECTION RATCHASIMA2 LINE 1 & 2 |  | OPERATING | OPERATING | E220 | LTK0-1D0 | F40607000 |  | LTK0
LTK-H14CHA12GS103 | PROTECTION SARABURI2 LINE 1 & 2 |  | OPERATING | OPERATING | E220 | LTK0-1D0 | F40607000 |  | LTK0
LTK-H14CHA12GS104 | PROTECTION THALAN LINE 1 & 2 |  | OPERATING | OPERATING | E220 | LTK0-1D0 | F40607000 |  | LTK0
LTK-H14CJA | UNIT CONTROL SYSTEM |  | OPERATING | OPERATING | E220 | LTK0-1D0 | F40607000 |  | LTK0
LTK-H14CJA10 | UNIT 34 COOLING/SFC CONTROL SYSTEM |  | OPERATING | OPERATING | E220 | LTK0-1D0 | F40607000 |  | LTK0
LTK-H14CJA10GH201 | SS/SFC LCU CTRL - DROP 13/63 |  | OPERATING | OPERATING | E220 | LTK0-1D0 | F40607000 |  | LTK0
LTK-H14CJA10GH202 | SS/SFC RIO - EXT 13-1 (I/O CUBICLE) |  | OPERATING | OPERATING | E220 | LTK0-1D0 | F40607000 |  | LTK0
LTK-H14CKN | LTK-H14CKN |  | OPERATING | OPERATING | E220 | LTK0-1D0 | F40607000 |  | LTK0
LTK-H14CKN10 | LTK-H14CKN10 |  | OPERATING | OPERATING | E220 | LTK0-1D0 | F40607000 |  | LTK0
LTK-H14CKN10GK100 | ENGINEERING WORKSTATION DROP 200 |  | OPERATING | OPERATING | E220 | LTK0-1D0 | F40607000 |  | LTK0
LTK-H14CKN10GK101 | OPERATOR WORKSTATION DROP 210 |  | OPERATING | OPERATING | E220 | LTK0-1D0 | F40607000 |  | LTK0
LTK-H14CKN10GK102 | OPERATOR WORKSTATION DROP 211 |  | OPERATING | OPERATING | E220 | LTK0-1D0 | F40607000 |  | LTK0
LTK-H14CKN10GK103 | SOE / HSR / LOG WORKSTATION DROP 213 |  | OPERATING | OPERATING | E220 | LTK0-1D0 | F40607000 |  | LTK0
LTK-H14CKN10GK104 | MAINTENANCE WORK STATION DROP 201 |  | OPERATING | OPERATING | E220 | LTK0-1D0 | F40607000 |  | LTK0
LTK-H14CKN11 | LTK-H14CKN11 |  | OPERATING | OPERATING | E220 | LTK0-1D0 | F40607000 |  | LTK0
LTK-H14CKN11GH100 | CONTROL BUS GIS (X-MAT SYSTEM) |  | OPERATING | OPERATING | E220 | LTK0-1D0 | F40607000 |  | LTK0
LTK-H14CXA | LTK-H14CXA |  | OPERATING | OPERATING | E220 | LTK0-1D0 | F40607000 |  | LTK0
LTK-H14CXA16 | LTK-H14CXA16 |  | OPERATING | OPERATING | E220 | LTK0-1D0 | F40607000 |  | LTK0
LTK-H14CXA16GH100 | RTU & NCC COMMUNICATION |  | OPERATING | OPERATING | E220 | LTK0-1D0 | F40607000 |  | LTK0
LTK-H14CXA17 | LTK-H14CXA17 |  | OPERATING | OPERATING | E220 | LTK0-1D0 | F40607000 |  | LTK0
LTK-H14CXA17EG100 | PLANT SUPERVISORY & ANNUNCIATOR |  | OPERATING | OPERATING | E220 | LTK0-1D0 | F40607000 |  | LTK0
LTK-H14CXA18 | LTK-H14CXA18 |  | OPERATING | OPERATING | E220 | LTK0-1D0 | F40607000 |  | LTK0
LTK-H14CXA18GK101 | COMMON UNIT METERING |  | OPERATING | OPERATING | E220 | LTK0-1D0 | F40607000 |  | LTK0
LTK-H14L | WATER SYSTEM |  | OPERATING | OPERATING | E220 | LTK0-1D0 | F40607000 |  | LTK0
LTK-H14LP | UPPERWATER SYSTEM |  | OPERATING | OPERATING | E220 | LTK0-1D0 | F40607000 |  | LTK0
LTK-H14LPC | UPPERWATER SYSTEM |  | OPERATING | OPERATING | E220 | LTK0-1D0 | F40607000 |  | LTK0
LTK-H14LPC10 | UPPER POND WATER LEVEL |  | OPERATING | OPERATING | E220 | LTK0-1D0 | F40607000 |  | LTK0
LTK-H14LPC10CL001 | 90KLR001CR UPPER POND WATER LEVEL |  | OPERATING | OPERATING | E220 | LTK0-1D0 | F40607000 |  | LTK0
LTK-H14LPC10CL001-A01 | 90KLR001CR Y3,ACCESSORIES |  | OPERATING | OPERATING | E220 | LTK0-1D0 | F40607000 |  | LTK0
LTK-H14LPC10CL001-G01 | 90KLR001CR PWS,SWITCHING POWER SUPPLY |  | OPERATING | OPERATING | E220 | LTK0-1D0 | F40607000 |  | LTK0
LTK-H14LPC10CL001-N01 | 90KLR001CR PLC,TSX-MICRO |  | OPERATING | OPERATING | E220 | LTK0-1D0 | F40607000 |  | LTK0
LTK-H14LPC10CL001-N02 | 90KLR001CR MODM,RADIO MODEM |  | OPERATING | OPERATING | E220 | LTK0-1D0 | F40607000 |  | LTK0
LTK-H34 | LAM TAKONG HYDRO POWER PLANT UNIT 3-4 |  | OPERATING | OPERATING | E220 | LTK0-1M0 | F40607000 |  | LTK0
LTK-H34B | POWER TRANAMISSION AND AUXILIARY SUPPLY |  | OPERATING | OPERATING | E220 | LTK0-1D0 | F40607000 |  | LTK0
LTK-H34BB | MV DISTRIBUTION BOARD |  | OPERATING | OPERATING | E220 | LTK0-1D0 | F40607000 |  | LTK0
LTK-H34BBA | 6.6 KV MV DISTRIBUTION BOARD |  | OPERATING | OPERATING | E220 | LTK0-1D0 | F40607000 |  | LTK0
LTK-H34BBA10 | 6.6 KV MV DISTRIBUTION BOARD CUBICLE NO.1 |  | OPERATING | OPERATING | E220 | LTK0-1D0 | F40607000 |  | LTK0
LTK-H34BBA10GS100 | 6.6 KV MV TIE BREAKER - 603 |  | OPERATING | OPERATING | E220 | LTK0-1D0 | F40607000 |  | LTK0
LTK-H34BBA20 | 6.6 KV MV DISTRIBUTION BOARD CUBICLE NO.2 |  | OPERATING | OPERATING | E220 | LTK0-1D0 | F40607000 |  | LTK0
LTK-H34BBA20GS100 | 6.6 KV MV BREAKER - 652H |  | OPERATING | OPERATING | E220 | LTK0-1D0 | F40607000 |  | LTK0
LTK-H34BBA30 | 6.6 KV MV DISTRIBUTION BOARD CUBICLE NO.3 |  | OPERATING | OPERATING | E220 | LTK0-1D0 | F40607000 |  | LTK0
LTK-H34BBA30GS100 | 6.6 KV MV BREAKER - 652J |  | OPERATING | OPERATING | E220 | LTK0-1D0 | F40607000 |  | LTK0
LTK-H34BBA40 | 6.6 KV MV DISTRIBUTION BOARD CUBICLE NO.4 |  | OPERATING | OPERATING | E220 | LTK0-1D0 | F40607000 |  | LTK0
LTK-H34BBA40GS100 | 6.6 KV MV BREAKER - 652K |  | OPERATING | OPERATING | E220 | LTK0-1D0 | F40607000 |  | LTK0
LTK-H34BBA50 | 6.6 KV MV DISTRIBUTION BOARD CUBICLE NO.5 |  | OPERATING | OPERATING | E220 | LTK0-1D0 | F40607000 |  | LTK0
LTK-H34BBA50GS100 | 6.6 KV MV BREAKER - 652G |  | OPERATING | OPERATING | E220 | LTK0-1D0 | F40607000 |  | LTK0
LTK-H34BBA50GS100-U01 | PROTECTION RELAY FOR BREAKER 652G |  | OPERATING | OPERATING | E220 | LTK0-1D0 | F40607000 |  | LTK0
LTK-H34BBA60 | 6.6 KV MV DISTRIBUTION BOARD CUBICLE NO.6 |  | OPERATING | OPERATING | E220 | LTK0-1D0 | F40607000 |  | LTK0
LTK-H34BBA60GS100 | 6.6 KV BUS 3 TRUCK |  | OPERATING | OPERATING | E220 | LTK0-1D0 | F40607000 |  | LTK0
LTK-H34BBT | UNIT 3-4 AUXILIARY TRANSFORMER |  | OPERATING | OPERATING | E220 |  | F40607000 |  | LTK0
LTK-H34BBT10 | 16.5/6.6 KV STATION TRANSFORMER 3 - KW3B |  | OPERATING | OPERATING | E220 |  | F40607000 |  | LTK0
LTK-H34BBT10GH001 | KW3B TRANSFORMER FIRE PROTECTION SYSTEM (SERGI) |  | OPERATING | OPERATING | E220 |  | F40607000 |  | LTK0
LTK-H34BBT10GS200 | 16.5 KV DS 89SS, 1641B |  | OPERATING | OPERATING | E220 |  | F40607000 |  | LTK0
LTK-H34BF | LV DISTRIBUTION BOARD |  | OPERATING | OPERATING | E220 | LTK0-1D0 | F40607000 |  | LTK0
LTK-H34BFA | LV MAIN DISTRIBUTION BOARD |  | OPERATING | OPERATING | E220 | LTK0-1D0 | F40607000 |  | LTK0
LTK-H34BFA10 | LV MAIN DISTRIBUTION BOARD (ACB3/NFB3) |  | OPERATING | OPERATING | E220 | LTK0-1D0 | F40607000 |  | LTK0
LTK-H34BFA10GS100 | 400V AIR CB - ACB3 |  | OPERATING | OPERATING | E220 | LTK0-1D0 | F40607000 |  | LTK0
LTK-H34BFA20 | LV MAIN DISTRIBUTION BOARD (ACB4/NFB4) |  | OPERATING | OPERATING | E220 | LTK0-1D0 | F40607000 |  | LTK0
LTK-H34BFA20GS100 | 400V AIR CB - ACB4 |  | OPERATING | OPERATING | E220 | LTK0-1D0 | F40607000 |  | LTK0
LTK-H34BFA30 | LV MAIN DISTRIBUTION BOARD (ACB14/NFB14) |  | OPERATING | OPERATING | E220 | LTK0-1D0 | F40607000 |  | LTK0
LTK-H34BFA30GS100 | 400V AIR CB - ACB14 |  | OPERATING | OPERATING | E220 | LTK0-1D0 | F40607000 |  | LTK0
LTK-H34BFT | LV AUXILIARY POWER TRANSFORMER |  | OPERATING | OPERATING | E220 | LTK0-1D0 | F40607000 |  | LTK0
LTK-H34BFT10 | LV AUXILIARY POWER TRANSFORMER (KW3A) |  | OPERATING | OPERATING | E220 | LTK0-1D0 | F40607000 |  | LTK0
LTK-H34BFT10GT001 | 6.6 kV/0.4 kV TRANSFORMER - KW3A |  | OPERATING | OPERATING | E220 | LTK0-1D0 | F40607000 |  | LTK0
LTK-H34BFT20 | LV AUXILIARY POWER TRANSFORMER (KW4A) |  | OPERATING | OPERATING | E220 | LTK0-1D0 | F40607000 |  | LTK0
LTK-H34BFT20GT001 | 6.6 kV/0.4 kV TRANSFORMER - KW4A |  | OPERATING | OPERATING | E220 | LTK0-1D0 | F40607000 |  | LTK0
LTK-H34BFT30 | LV AUXILIARY POWER TRANSFORMER |  | OPERATING | OPERATING | E220 | LTK0-1D0 | F40607000 |  | LTK0
LTK-H34BFT30GT001 | 6.6 kV/0.4 kV TRANSFORMER - KW14A (KW14A) |  | OPERATING | OPERATING | E220 | LTK0-1D0 | F40607000 |  | LTK0
LTK-H34CHE20 | CABINETS FOR STATION SERVICE TRANSFORMER PROTECTION |  | OPERATING | OPERATING | E220 | LTK0-1D0 | F40607000 |  | LTK0
LTK-H34CHE20GH101 | UNIT 3-4 SST. PROTECTION SYSTEM A/B CUBICLE |  | OPERATING | OPERATING | E220 | LTK0-1D0 | F40607000 |  | LTK0
LTK-H34CHE20GH101-U01 | UNIT 3-4 SST. ELECTRICAL PROTECTION RELAY - SYSTEM A |  | OPERATING | OPERATING | E220 | LTK0-1D0 | F40607000 |  | LTK0
LTK-H34CHE20GH101-U02 | UNIT 3-4 SST. ELECTRICAL PROTECTION RELAY - SYSTEM B |  | OPERATING | OPERATING | E220 | LTK0-1D0 | F40607000 |  | LTK0
LTK-H34CHE20GH101-U03 | UNIT 3-4 SST. MECHNICAL PROTECTION RELAY |  | OPERATING | OPERATING | E220 | LTK0-1D0 | F40607000 |  | LTK0
LTK-H34LQ | LTK-H34LQ |  | OPERATING | OPERATING | E220 | LTK0-1M0 | F40607000 |  | LTK0
LTK-H34LQC | LTK-H34LQC |  | OPERATING | OPERATING | E220 | LTK0-1M0 | F40607000 |  | LTK0
LTK-H34LQC20 | TAILRACE SYSTEM NO.2 (UNIT3,4) |  | OPERATING | OPERATING | E220 | LTK0-1M0 | F40607000 |  | LTK0
LTK-H34LQC20AA001 | TAILRACE GATE BYPASS VALVE NO.2 |  | OPERATING | OPERATING | E220 | LTK0-1M0 | F40607000 |  | LTK0
LTK-H34LQC20AB001 | MECHANIC SENSOR NO 3 , 4 |  | OPERATING | OPERATING | E220 | LTK0-1D0 | F40607000 |  | LTK0
LTK-H34LQC20AB001-Q01 | SWITCHING POWER SUPPLY |  | OPERATING | OPERATING | E220 | LTK0-1D0 | F40607000 |  | LTK0
LTK-H34LQC20AB002 | TAILRACE GATE NO.2 |  | OPERATING | OPERATING | E220 | LTK0-1M0 | F40607000 |  | LTK0
LTK-H34LQC20AB002-V01 | TAILRACE TUNNEL NO.2 |  | OPERATING | OPERATING | E220 | LTK0-1M0 | F40607000 |  | LTK0
LTK-H34LQC20AB002KD01 | SURGE TANK NO.2 |  | OPERATING | OPERATING | E220 | LTK0-1M0 | F40607000 |  | LTK0
LTK-H34LQC20AB002MG01 | TAILRACE GATE GEAR REDUCER NO.2 |  | OPERATING | OPERATING | E220 | LTK0-1M0 | F40607000 |  | LTK0
LTK-H34LQC20AB003 | TAILRACE GATE NO.2 CONTROL CUBICLE |  | OPERATING | OPERATING | E220 | LTK0-1D0 | F40607000 |  | LTK0
LTK-H34LQC20AE001 | TAILRACE GATE WINCH 25 TONS |  | OPERATING | OPERATING | E220 | LTK0-1M0 | F40607000 |  | LTK0
LTK-H34LQC20AJ001 | CIRCUIT BREAKER |  | OPERATING | OPERATING | E220 | LTK0-1D0 | F40607000 |  | LTK0
LTK-H34LQC20AJ001-B01 | TRANSDUCER CONVERTER |  | OPERATING | OPERATING | E220 | LTK0-1D0 | F40607000 |  | LTK0
LTK-H34LQC20AJ001-K01 | RELAY |  | OPERATING | OPERATING | E220 | LTK0-1D0 | F40607000 |  | LTK0
LTK-H34LQC20AJ001-P01 | METERING |  | OPERATING | OPERATING | E220 | LTK0-1D0 | F40607000 |  | LTK0
LTK-H34LQC20AT001 | TRASH RACK NO.1 |  | OPERATING | OPERATING | E220 | LTK0-1M0 | F40607000 |  | LTK0
LTK-H34LQC20AT002 | TRASH RACK NO.2 |  | OPERATING | OPERATING | E220 | LTK0-1M0 | F40607000 |  | LTK0
LTK-H34LQC20CP001 | PRESSURE MEASURING TAILRACE GATE NO.2 |  | OPERATING | OPERATING | E220 | LTK0-1D0 | F40607000 |  | LTK0
LTK-H34PAB10AT110 | STAND-BY STRAINER 0PAB10AT110 UNIT3&4 |  | OPERATING | OPERATING | E220 | LTK0-1M2 | F406070 |  | LTK0
LTK-H34QFA10AA010 | Shut off valve-normally opened |  | OPERATING | ACTIVE | E220 | LTK0-1M2 | F406094 |  | LTK0
LTK-H34QFA10AA020 | Shut off valve-normally opened |  | OPERATING | OPERATING | E220 | LTK0-1M2 | F406094 |  | LTK0
LTK-H34QFA10AA065 | Shut off valve-normally closed |  | OPERATING | OPERATING | E220 | LTK0-1M2 | F406094 |  | LTK0
LTK-H34QFA10AA071 | Shut off valve-normally opened |  | OPERATING | OPERATING | E220 | LTK0-1M2 | F406094 |  | LTK0
LTK-H34QFA10AA075 | Check valve |  | OPERATING | OPERATING | E220 | LTK0-1M2 | F406094 |  | LTK0
LTK-H34QFA10AA079 | Shut off valve-normally opened |  | OPERATING | OPERATING | E220 | LTK0-1M2 | F406094 |  | LTK0
LTK-H34QFB30AA070 | Common Valve for Auxiliary air pressure tank for U3-4 |  | OPERATING | OPERATING | E220 | LTK0-1M2 | F406094 |  | LTK0
LTK-H34S | ANCILLARY STSTEMS |  | OPERATING | OPERATING | E220 | LTK0-1M0 | F406070 |  | LTK0
LTK-H34SA | VENTILATION, AIR-CONDITIONING |  | OPERATING | OPERATING | E220 | LTK0-1M0 | F406070 |  | LTK0
LTK-H34SAA | AIR CONDITION & VENTILATION SYSTEM |  | OPERATING | OPERATING | E220 | LTK0-1M0 | F406070 |  | LTK0
LTK-H34SAA10 | CHILLED WATER PUMP |  | OPERATING | OPERATING | E220 | LTK0-1M0 | F406070 |  | LTK0
LTK-H34SAA10AP001 | CHILLED WATER PUMP NO.1 CWP-1 UNIT 3&4 |  | OPERATING | OPERATING | E220 | LTK0-1M2 | F406070 |  | LTK0
LTK-H34SAA10AP002 | CHILLED WATER PUMP NO.2 CWP-2 UNIT 3&4 |  | OPERATING | OPERATING | E220 | LTK0-1M2 | F406070 |  | LTK0
LTK-H34SAA10AT001 | CHILLER COOLING STRAINER NO.1 UNIT 3&4 |  | OPERATING | OPERATING | E220 | LTK0-1M2 | F406070 |  | LTK0
LTK-H34SAA10AT002 | CHILLER COOLING STRAINER NO.2 UNIT 3&4 |  | OPERATING | OPERATING | E220 | LTK0-1M2 | F406070 |  | LTK0
LTK-H34SAA20 | CHILLER UNIT 3&4 |  | OPERATING | OPERATING | E220 | LTK0-1M0 | F406070 |  | LTK0
LTK-H34SAA20AC001 | CHILLER UNIT3&4 No.1 |  | OPERATING | OPERATING | E220 | LTK0-1M2 | F406070 |  | LTK0
LTK-H34SAA20AC002 | CHILLER UNIT3&4 No.2 |  | OPERATING | OPERATING | E220 | LTK0-1M2 | F406094 |  | LTK0
LTK-H34SAA30 | COOLING WATER FOR CONDENSER WAER PUMP (CDP) |  | OPERATING | OPERATING | E220 | LTK0-1M0 | F406070 |  | LTK0
LTK-H34SAA30AP001 | CONDENSER PUMP NO.1 CDP-1 UNIT 3&4 |  | OPERATING | OPERATING | E220 | LTK0-1M2 | F406070 |  | LTK0
LTK-H34SAA30AP002 | CONDENSER PUMP NO.2 CDP-2 UNIT 3&4 |  | OPERATING | OPERATING | E220 | LTK0-1M2 | F406070 |  | LTK0
LTK-H34SAA40 | CHILLER WATER SYSTEM VALVE AND PIPING |  | OPERATING | OPERATING | E220 | LTK0-1M2 | F40607000 |  | LTK0
LTK-H34SAA40AA001 | VALVE SUPPLY WATER FROM UNIT 3 |  | OPERATING | OPERATING | E220 | LTK0-1M2 | F40607000 |  | LTK0
LTK-H34SAA40AA002 | VALVE RETURN TO UNIT 3 |  | OPERATING | OPERATING | E220 | LTK0-1M2 | F40607000 |  | LTK0
LTK-H34SAA40AA011 | VALVE SUPPLY WATER FROM UNIT 4 |  | OPERATING | OPERATING | E220 | LTK0-1M2 | F40607000 |  | LTK0
LTK-H34SAA40AA012 | VALVE RETURN TO UNIT 4 |  | OPERATING | OPERATING | E220 | LTK0-1M2 | F40607000 |  | LTK0
LTK-H34SAA40AA101 | SUCTION VALVE FOR CHILLER PUMP CP-01 |  | OPERATING | OPERATING | E220 | LTK0-1M2 | F40607000 |  | LTK0
LTK-H34SAA40AA102 | DISCHARGE VALVE FOR CHILLER PUMP CP-01 |  | OPERATING | OPERATING | E220 | LTK0-1M2 | F40607000 |  | LTK0
LTK-H34SAA40AA103 | DISCHARGE CHECK VALVE FOR CHILLER PUMP CP-01 |  | OPERATING | OPERATING | E220 | LTK0-1M2 | F40607000 |  | LTK0
LTK-H34SAA40AA121 | SUCTION VALVE FOR CHILLER PUMP CP-02 |  | OPERATING | OPERATING | E220 | LTK0-1M2 | F40607000 |  | LTK0
LTK-H34SAA40AA122 | DISCHARGE VALVE FOR CHILLER PUMP CP-02 |  | OPERATING | OPERATING | E220 | LTK0-1M2 | F40607000 |  | LTK0
LTK-H34SAA40AA123 | DISCHARGE CHECK VALVE FOR CHILLER PUMP CP-03 |  | OPERATING | OPERATING | E220 | LTK0-1M2 | F40607000 |  | LTK0
LTK-H34SAA40AA201 | SUCTION VALVE FOR CHILLER PUMP CHP-01 |  | OPERATING | OPERATING | E220 | LTK0-1M2 | F40607000 |  | LTK0
LTK-H34SAA40AA202 | DISCHARGE VALVE FOR CHILLER PUMP CHP-01 |  | OPERATING | OPERATING | E220 | LTK0-1M2 | F40607000 |  | LTK0
LTK-H34SAA40AA203 | DISCHARGE CHECK VALVE FOR CHILLER PUMP CHP-01 |  | OPERATING | OPERATING | E220 | LTK0-1M2 | F40607000 |  | LTK0
LTK-H34SAA40AA221 | SUCTION VALVE FOR CHILLER PUMP CHP-02 |  | OPERATING | OPERATING | E220 | LTK0-1M2 | F40607000 |  | LTK0
LTK-H34SAA40AA222 | DISCHARGE VALVE FOR CHILLER PUMP CHP-02 |  | OPERATING | OPERATING | E220 | LTK0-1M2 | F40607000 |  | LTK0
LTK-H34SAA40AA223 | DISCHARGE CHECK VALVE FOR CHILLER PUMP CHP-03 |  | OPERATING | OPERATING | E220 | LTK0-1M2 | F40607000 |  | LTK0
LTK-H34SAA40AA301 | MOTORIZED VALVE FOR CHILLER NO.1'S CONDENSER |  | OPERATING | OPERATING | E220 | LTK0-1M2 | F40607000 |  | LTK0
LTK-H34SAA40AA302 | MOTORIZED VALVE FOR CHILLER NO.1'S EVAPORATOR |  | OPERATING | OPERATING | E220 | LTK0-1M2 | F40607000 |  | LTK0
LTK-H34SAA40AA321 | MOTORIZED VALVE FOR CHILLER NO.2'S CONDENSER |  | OPERATING | OPERATING | E220 | LTK0-1M2 | F40607000 |  | LTK0
LTK-H34SAA40AA322 | MOTORIZED VALVE FOR CHILLER NO.2'S EVAPORATOR |  | OPERATING | OPERATING | E220 | LTK0-1M2 | F40607000 |  | LTK0
LTK-H34SAB | AHU&FCU |  | OPERATING | OPERATING | E220 | LTK0-1M0 | F406070 |  | LTK0
LTK-H34SAB10 | AHU UNIT 3&4 |  | OPERATING | OPERATING | E220 | LTK0-1M2 | F406070 |  | LTK0
LTK-H34SAB10AH001 | AHU-172A-1 UNIT3&4 |  | OPERATING | OPERATING | E220 | LTK0-1M2 | F406070 |  | LTK0
LTK-H34SAB10AH002 | AHU-172A-2 UNIT 3&4 |  | OPERATING | OPERATING | E220 | LTK0-1M2 | F406070 |  | LTK0
LTK-H34SAB10AH003 | AHU-172B-1 UNIT 3&4 |  | OPERATING | OPERATING | E220 | LTK0-1M2 | F406070 |  | LTK0
LTK-H34SAB10AH004 | AHU-172B-2 UNIT 3&4 |  | OPERATING | OPERATING | E220 | LTK0-1M2 | F406070 |  | LTK0
LTK-H34SAB10AH005 | AHU-181-1 UNIT 3&4 |  | OPERATING | OPERATING | E220 | LTK0-1M2 | F406070 |  | LTK0
LTK-H34SAB10AH006 | AHU-181-2 UNIT 3&4 |  | OPERATING | OPERATING | E220 | LTK0-1M2 | F406070 |  | LTK0
LTK-H34SAB10AH007 | AHU-186-1 UNIT 3&4 |  | OPERATING | OPERATING | E220 | LTK0-1M2 | F406070 |  | LTK0
LTK-H34SAB10AH008 | AHU-186-2 UNIT 3&4 |  | OPERATING | OPERATING | E220 | LTK0-1M2 | F406070 |  | LTK0
LTK-H34SAB20 | FCU UNIT 3&4 |  | OPERATING | OPERATING | E220 | LTK0-1M0 | F406070 |  | LTK0
LTK-H34SAB20AH001 | FCU NO.1 UNIT 3&4 |  | OPERATING | OPERATING | E220 | LTK0-1M2 | F406070 |  | LTK0
LTK-H34SAB20AH002 | FCU NO.2 UNIT 3&4 |  | OPERATING | OPERATING | E220 | LTK0-1M2 | F406070 |  | LTK0
LTK-H34SAB20AH003 | FCU NO.3 UNIT 3&4 |  | OPERATING | OPERATING | E220 | LTK0-1M2 | F406070 |  | LTK0
LTK-H34SAB20AH004 | FCU NO.4 UNIT 3&4 |  | OPERATING | OPERATING | E220 | LTK0-1M2 | F406070 |  | LTK0
LTK-H34SAB20AH005 | FCU NO.5 UNIT 3&4 |  | OPERATING | OPERATING | E220 | LTK0-1M2 | F406070 |  | LTK0
LTK-H34SAB20AH006 | FCU NO.6 UNIT 3&4 |  | OPERATING | OPERATING | E220 | LTK0-1M2 | F406070 |  | LTK0
LTK-H34SAB20AH007 | FCU NO.7 UNIT 3&4 |  | OPERATING | OPERATING | E220 | LTK0-1M2 | F406070 |  | LTK0
LTK-H34SAB20AH008 | FCU NO.8 UNIT 3&4 |  | OPERATING | OPERATING | E220 | LTK0-1M2 | F406070 |  | LTK0
LTK-H34SAB20AH009 | FCU NO.9 UNIT 3&4 |  | OPERATING | OPERATING | E220 | LTK0-1M2 | F406070 |  | LTK0
LTK-H34SAB20AH010 | FCU NO.10 UNIT 3&4 |  | OPERATING | OPERATING | E220 | LTK0-1M2 | F406070 |  | LTK0
LTK-H34SAB20AH011 | FCU NO.11 UNIT 3&4 |  | OPERATING | OPERATING | E220 | LTK0-1M2 | F406070 |  | LTK0
LTK-H34SAB20AH012 | FCU NO.12 UNIT 3&4 |  | OPERATING | OPERATING | E220 | LTK0-1M2 | F406070 |  | LTK0
LTK-H34SAB20AH013 | FCU NO.13 UNIT 3&4 |  | OPERATING | OPERATING | E220 | LTK0-1M2 | F406070 |  | LTK0
LTK-H34SAB20AH014 | FCU NO.14 UNIT 3&4 |  | OPERATING | OPERATING | E220 | LTK0-1M2 | F406070 |  | LTK0
LTK-H34SGA | FIRE FIGHTING SYSTEM |  | OPERATING | OPERATING | E220 | LTK0-1M2 | F406094 |  | LTK0
LTK-H34SGA01GH002 | KW3B TRANSFORMER FIRE PROTECTION SYSTEM (SERGI) |  | OPERATING | OPERATING | E220 |  | F40607000 |  | LTK0
LTK-H34SGC10EA001 | TRANSFORMER FIRE EXTINGUISHER - CONTROL PANEL |  | OPERATING | OPERATING | E223 | LTK0-1D0 | F40607000 |  | LTK0